## Choose Key DFES Parameters
NOTE - MAKE SURE YOU HAVE TAKEN THE LATEST VERSION OF THIS FILE FROM DATA MILL NORTH
Select Your Local Authority | CHARTS | Your chosen LA and parameter - All Scenarios | [8 empty] | Your chosen scenario and parameter and LAs | [13 empty] | VLookup Ref
Barnsley
Select Your Output
Total installed PV capacity - I&C and large (MW)
Select Your Scenario
NPg Planning Scenario
|  | Your chosen scenario and parameter - All LAs | [8 empty] | Your chosen parameter - range of projected values across all scenarios for each LA in 2023, 2030 and 2040
See Below for Chart Data Values
DATA - DO NOT EDIT THIS AREA
Chosen Scenario, LA, Parameter
Output Parameter | Local Authority | Scenario | 2019 | 2020 | 2021 | 2022 | 2023 | 2024 | 2025 | 2026 | 2027 | 2028 | 2029 | 2030 | 2031 | 2032 | 2033 | 2034 | 2035 | 2036 | 2037 | 2038 | 2039 | 2040 | 2041 | 2042 | 2043 | 2044 | 2045 | 2046 | 2047 | 2048 | 2049 | 2050
Total installed PV capacity - I&C and large (MW) | Barnsley | NPg Planning Scenario | 3.239 | 3.289 | 6.398 | 11.48 | 14.672 | 19.886 | 25.101 | 30.316 | 35.529 | 40.781 | 44.077 | 49.411 | 52.831 | 55.296 | 57.712 | 60.14 | 63.585 | 63.809 | 63.936 | 64.166 | 65.395 | 67.697 | 70.007 | 72.319 | 74.631 | 74.944 | 76.258 | 76.57 | 76.884 | 77.193 | 76.506 | 76.819
All Scenarios for chosen parameter and LA
Output Parameter | SUBSTATION | Scenario | 2019 | 2020 | 2021 | 2022 | 2023 | 2024 | 2025 | 2026 | 2027 | 2028 | 2029 | 2030 | 2031 | 2032 | 2033 | 2034 | 2035 | 2036 | 2037 | 2038 | 2039 | 2040 | 2041 | 2042 | 2043 | 2044 | 2045 | 2046 | 2047 | 2048 | 2049 | 2050
Total installed PV capacity - I&C and large (MW) | Barnsley | NG FES - Consumer Transformation | 3.239 | 3.289 | 6.343 | 7.394 | 11.482 | 12.585 | 14.689 | 15.794 | 16.915 | 20.055 | 22.224 | 25.447 | 27.709 | 30.009 | 32.309 | 33.615 | 34.866 | 34.96 | 35.005 | 35.143 | 37.307 | 38.468 | 38.638 | 39.806 | 41.973 | 43.142 | 43.309 | 44.478 | 44.644 | 45.812 | 46.98 | 48.145
Total installed PV capacity - I&C and large (MW) | Barnsley | NG FES - Leading the Way | 3.239 | 3.289 | 6.398 | 11.48 | 14.672 | 19.886 | 25.101 | 30.316 | 35.529 | 40.781 | 44.077 | 49.411 | 52.831 | 55.296 | 57.712 | 60.14 | 63.585 | 63.809 | 63.936 | 64.166 | 65.395 | 67.697 | 70.007 | 72.319 | 74.631 | 74.944 | 76.258 | 76.57 | 76.884 | 77.193 | 76.506 | 76.819
Total installed PV capacity - I&C and large (MW) | Barnsley | NPg Planning Scenario | 3.239 | 3.289 | 6.398 | 11.48 | 14.672 | 19.886 | 25.101 | 30.316 | 35.529 | 40.781 | 44.077 | 49.411 | 52.831 | 55.296 | 57.712 | 60.14 | 63.585 | 63.809 | 63.936 | 64.166 | 65.395 | 67.697 | 70.007 | 72.319 | 74.631 | 74.944 | 76.258 | 76.57 | 76.884 | 77.193 | 76.506 | 76.819
Total installed PV capacity - I&C and large (MW) | Barnsley | NG FES - Steady Progression | 3.239 | 3.289 | 4.287 | 5.308 | 6.319 | 6.332 | 6.343 | 7.357 | 7.372 | 8.396 | 9.427 | 10.47 | 11.526 | 12.596 | 12.658 | 14.745 | 15.788 | 15.787 | 15.787 | 15.787 | 15.803 | 15.826 | 15.849 | 16.872 | 16.895 | 16.918 | 17.941 | 19.965 | 19.988 | 20.012 | 20.035 | 21.06
Total installed PV capacity - I&C and large (MW) | Barnsley | NG FES - System Transformation | 3.239 | 3.289 | 6.343 | 7.394 | 11.482 | 12.585 | 14.689 | 15.794 | 16.915 | 20.055 | 22.224 | 25.447 | 27.709 | 30.009 | 32.309 | 33.615 | 34.866 | 34.96 | 35.005 | 35.143 | 37.307 | 38.468 | 38.638 | 39.806 | 41.973 | 43.142 | 43.309 | 44.478 | 44.644 | 45.812 | 46.98 | 48.145
All LAs for chosen parameter and scenario
Output Parameter | Scenario | Local Authority | 2019 | 2020 | 2021 | 2022 | 2023 | 2024 | 2025 | 2026 | 2027 | 2028 | 2029 | 2030 | 2031 | 2032 | 2033 | 2034 | 2035 | 2036 | 2037 | 2038 | 2039 | 2040 | 2041 | 2042 | 2043 | 2044 | 2045 | 2046 | 2047 | 2048 | 2049 | 2050
Total installed PV capacity - I&C and large (MW) | NPg Planning Scenario | Barnsley | 3.239 | 3.289 | 6.398 | 11.48 | 14.672 | 19.886 | 25.101 | 30.316 | 35.529 | 40.781 | 44.077 | 49.411 | 52.831 | 55.296 | 57.712 | 60.14 | 63.585 | 63.809 | 63.936 | 64.166 | 65.395 | 67.697 | 70.007 | 72.319 | 74.631 | 74.944 | 76.258 | 76.57 | 76.884 | 77.193 | 76.506 | 76.819
Total installed PV capacity - I&C and large (MW) | NPg Planning Scenario | Bassetlaw | 1.386 | 1.399 | 1.423 | 1.44 | 1.483 | 1.532 | 1.581 | 1.629 | 1.675 | 1.732 | 1.798 | 1.874 | 1.968 | 2.071 | 2.166 | 2.261 | 2.361 | 2.411 | 2.44 | 2.491 | 2.543 | 2.61 | 2.68 | 2.75 | 2.82 | 2.89 | 2.96 | 3.03 | 3.101 | 3.17 | 3.239 | 3.31
Total installed PV capacity - I&C and large (MW) | NPg Planning Scenario | Bradford | 3.793 | 3.808 | 5.835 | 6.86 | 8.915 | 9.972 | 12.034 | 14.092 | 16.151 | 18.22 | 20.304 | 21.397 | 22.515 | 23.638 | 24.757 | 26.875 | 28 | 28.061 | 28.095 | 28.161 | 29.222 | 29.309 | 30.393 | 31.478 | 32.569 | 32.656 | 32.744 | 32.825 | 32.913 | 33.001 | 33.084 | 33.177
Total installed PV capacity - I&C and large (MW) | NPg Planning Scenario | Calderdale | 2.172 | 2.176 | 3.18 | 4.185 | 6.194 | 7.205 | 9.217 | 10.226 | 12.239 | 13.25 | 15.267 | 16.282 | 18.304 | 18.326 | 19.349 | 20.372 | 20.394 | 20.405 | 20.412 | 20.424 | 21.434 | 21.451 | 22.465 | 23.481 | 24.497 | 24.513 | 24.53 | 24.544 | 24.56 | 24.576 | 24.594 | 24.608
Total installed PV capacity - I&C and large (MW) | NPg Planning Scenario | County Durham | 18.383 | 18.413 | 58.472 | 98.523 | 139.298 | 181.156 | 222.014 | 262.877 | 303.72 | 344.731 | 384.913 | 427.255 | 438.933 | 451.787 | 464.465 | 477.166 | 484.945 | 488.848 | 488.353 | 491.273 | 498.183 | 507.386 | 516.635 | 527.887 | 536.134 | 540.386 | 542.634 | 542.886 | 544.136 | 545.383 | 546.637 | 547.882
Total installed PV capacity - I&C and large (MW) | NPg Planning Scenario | Craven | 0.294 | 0.305 | 0.327 | 0.345 | 0.385 | 0.431 | 0.474 | 0.519 | 0.563 | 0.615 | 0.677 | 0.748 | 0.835 | 0.931 | 1.018 | 1.108 | 1.199 | 1.246 | 1.273 | 1.321 | 1.368 | 1.433 | 1.496 | 1.561 | 1.626 | 1.692 | 1.757 | 1.822 | 1.886 | 1.952 | 2.017 | 2.082
Total installed PV capacity - I&C and large (MW) | NPg Planning Scenario | Darlington | 5.914 | 5.92 | 14.93 | 22.94 | 32.083 | 41.241 | 49.4 | 58.557 | 66.713 | 75.897 | 85.116 | 93.364 | 96.67 | 100.013 | 101.322 | 104.635 | 106.962 | 107.129 | 107.222 | 107.389 | 108.559 | 110.779 | 113.01 | 115.239 | 116.47 | 118.699 | 118.929 | 119.161 | 119.389 | 119.62 | 119.849 | 120.08
Total installed PV capacity - I&C and large (MW) | NPg Planning Scenario | Doncaster | 12.748 | 12.825 | 18.988 | 27.107 | 33.4 | 41.723 | 51.045 | 58.365 | 66.683 | 76.064 | 84.506 | 92.007 | 96.641 | 104.336 | 108.965 | 113.603 | 116.272 | 117.613 | 117.798 | 118.145 | 120.489 | 124.942 | 128.41 | 132.88 | 136.348 | 137.819 | 139.285 | 138.753 | 139.224 | 139.693 | 140.164 | 140.63
Total installed PV capacity - I&C and large (MW) | NPg Planning Scenario | East Lindsey | 14.45 | 14.573 | 14.835 | 15.026 | 15.494 | 16.011 | 16.531 | 17.048 | 17.555 | 18.167 | 18.881 | 19.688 | 20.702 | 21.818 | 22.83 | 23.858 | 24.929 | 25.474 | 25.778 | 26.333 | 26.883 | 27.608 | 28.362 | 29.118 | 29.871 | 30.624 | 31.378 | 32.13 | 32.886 | 33.638 | 34.392 | 35.145
Total installed PV capacity - I&C and large (MW) | NPg Planning Scenario | East Riding of Yorkshire | 29.896 | 30.133 | 49.635 | 68.002 | 87.906 | 111.905 | 135.91 | 159.904 | 182.887 | 207.061 | 230.438 | 256 | 268.95 | 284.104 | 298.057 | 312.039 | 321.105 | 323.154 | 323.742 | 326.811 | 333.875 | 344.273 | 355.728 | 367.183 | 376.633 | 382.088 | 384.541 | 385.995 | 386.449 | 387.906 | 389.358 | 390.809
Total installed PV capacity - I&C and large (MW) | NPg Planning Scenario | Gateshead | 2.124 | 2.134 | 18.156 | 34.172 | 50.429 | 66.715 | 83.001 | 100.287 | 115.568 | 132.905 | 148.297 | 164.746 | 170.305 | 175.921 | 180.48 | 185.044 | 187.638 | 188.941 | 189.108 | 190.41 | 192.715 | 197.117 | 200.534 | 203.949 | 208.365 | 209.782 | 211.196 | 211.614 | 211.029 | 211.446 | 211.861 | 212.279
Total installed PV capacity - I&C and large (MW) | NPg Planning Scenario | Hambleton | 35.272 | 35.285 | 71.311 | 107.333 | 143.659 | 180.023 | 217.388 | 253.751 | 290.107 | 326.535 | 362.036 | 399.605 | 409.314 | 420.099 | 430.808 | 441.529 | 448.282 | 450.663 | 449.875 | 452.265 | 457.652 | 465.161 | 473.692 | 482.219 | 489.748 | 493.276 | 494.807 | 494.335 | 494.863 | 495.391 | 495.92 | 496.449
Total installed PV capacity - I&C and large (MW) | NPg Planning Scenario | Harrogate | 4.96 | 4.988 | 13.046 | 20.093 | 28.469 | 36.884 | 45.302 | 52.719 | 61.126 | 69.619 | 78.191 | 85.841 | 88.655 | 91.554 | 94.366 | 97.192 | 99.053 | 100.492 | 100.736 | 102.183 | 102.623 | 105.208 | 107.815 | 109.421 | 111.025 | 112.632 | 114.237 | 113.843 | 114.448 | 115.054 | 115.66 | 116.264
Total installed PV capacity - I&C and large (MW) | NPg Planning Scenario | Hartlepool | 0.483 | 0.489 | 0.501 | 0.509 | 0.657 | 0.82 | 0.984 | 1.147 | 1.308 | 1.5 | 1.725 | 1.979 | 2.3 | 2.652 | 2.97 | 3.296 | 3.634 | 3.805 | 3.9 | 4.075 | 4.249 | 4.478 | 4.716 | 4.953 | 5.191 | 5.428 | 5.667 | 5.904 | 6.142 | 6.38 | 6.618 | 6.857
Total installed PV capacity - I&C and large (MW) | NPg Planning Scenario | High Peak | 0.084 | 0.085 | 0.086 | 0.087 | 0.09 | 0.093 | 0.096 | 0.098 | 0.101 | 0.105 | 0.108 | 0.113 | 0.118 | 0.124 | 0.13 | 0.135 | 0.141 | 0.144 | 0.146 | 0.149 | 0.152 | 0.156 | 0.16 | 0.164 | 0.168 | 0.172 | 0.176 | 0.18 | 0.184 | 0.188 | 0.193 | 0.197
Total installed PV capacity - I&C and large (MW) | NPg Planning Scenario | Kingston upon Hull, City of | 10.581 | 10.601 | 11.647 | 12.684 | 12.767 | 13.857 | 14.95 | 16.043 | 17.131 | 18.242 | 19.371 | 20.514 | 20.693 | 21.895 | 22.074 | 23.256 | 23.45 | 23.546 | 23.6 | 23.7 | 23.795 | 24.929 | 25.063 | 26.195 | 26.331 | 26.464 | 26.598 | 26.732 | 26.865 | 27.002 | 27.137 | 27.271
Total installed PV capacity - I&C and large (MW) | NPg Planning Scenario | Kirklees | 4.196 | 4.22 | 5.267 | 7.303 | 8.385 | 10.481 | 11.574 | 14.669 | 15.757 | 17.869 | 18.998 | 21.145 | 22.326 | 23.533 | 24.712 | 25.899 | 26.092 | 26.193 | 26.246 | 26.349 | 27.447 | 27.578 | 29.712 | 30.847 | 31.99 | 32.125 | 32.259 | 32.394 | 32.532 | 32.668 | 32.806 | 32.938
Total installed PV capacity - I&C and large (MW) | NPg Planning Scenario | Leeds | 6.798 | 6.861 | 16.983 | 27.081 | 34.303 | 47.558 | 58.811 | 72.063 | 82.31 | 93.606 | 106.958 | 118.347 | 123.84 | 132.383 | 136.881 | 144.381 | 147.905 | 150.167 | 148.313 | 150.586 | 153.851 | 159.207 | 162.573 | 170.94 | 174.306 | 175.674 | 176.044 | 176.409 | 176.771 | 177.144 | 177.509 | 177.878
Total installed PV capacity - I&C and large (MW) | NPg Planning Scenario | Middlesbrough | 1.317 | 1.304 | 1.318 | 1.328 | 1.498 | 1.692 | 1.881 | 2.07 | 2.256 | 2.479 | 2.74 | 3.037 | 3.408 | 3.818 | 4.189 | 4.565 | 4.958 | 5.158 | 5.269 | 5.473 | 5.674 | 5.94 | 6.216 | 6.493 | 6.768 | 7.046 | 7.321 | 7.597 | 7.874 | 8.149 | 8.427 | 8.703
Total installed PV capacity - I&C and large (MW) | NPg Planning Scenario | Newcastle upon Tyne | 2.156 | 2.168 | 3.195 | 4.211 | 6.512 | 7.842 | 9.174 | 11.507 | 12.831 | 15.221 | 16.679 | 18.197 | 18.843 | 20.562 | 21.207 | 21.866 | 22.55 | 22.901 | 23.094 | 23.452 | 24.803 | 25.267 | 25.749 | 26.232 | 26.715 | 28.197 | 28.678 | 29.163 | 29.645 | 30.127 | 30.609 | 31.094
Total installed PV capacity - I&C and large (MW) | NPg Planning Scenario | North East Derbyshire | 0.032 | 0.034 | 0.036 | 0.038 | 0.042 | 0.047 | 0.052 | 0.056 | 0.06 | 0.066 | 0.072 | 0.08 | 0.089 | 0.099 | 0.108 | 0.117 | 0.127 | 0.132 | 0.135 | 0.139 | 0.145 | 0.151 | 0.158 | 0.164 | 0.172 | 0.178 | 0.185 | 0.192 | 0.199 | 0.205 | 0.212 | 0.219
Total installed PV capacity - I&C and large (MW) | NPg Planning Scenario | North East Lincolnshire | 10.882 | 10.929 | 32.022 | 53.093 | 75.264 | 101.455 | 127.646 | 154.835 | 181.023 | 206.247 | 234.508 | 259.805 | 274.179 | 289.59 | 301.961 | 316.337 | 326.732 | 328.932 | 328.044 | 330.247 | 338.45 | 347.716 | 358.993 | 371.269 | 381.546 | 384.824 | 386.101 | 385.379 | 385.654 | 385.931 | 386.207 | 386.485
Total installed PV capacity - I&C and large (MW) | NPg Planning Scenario | North Lincolnshire | 40.483 | 40.597 | 46.834 | 55.007 | 61.432 | 69.905 | 79.376 | 86.848 | 95.311 | 103.865 | 112.512 | 123.248 | 127.17 | 132.184 | 137.107 | 143.038 | 146.017 | 147.511 | 147.788 | 148.291 | 151.793 | 154.454 | 160.139 | 162.826 | 167.512 | 169.194 | 169.883 | 170.567 | 171.249 | 171.937 | 172.622 | 172.31
Total installed PV capacity - I&C and large (MW) | NPg Planning Scenario | North Tyneside | 0.903 | 0.913 | 0.926 | 1.938 | 2.117 | 3.316 | 3.513 | 4.714 | 5.909 | 6.143 | 7.418 | 7.728 | 8.118 | 8.546 | 9.934 | 10.331 | 10.74 | 10.95 | 11.066 | 11.28 | 11.491 | 11.769 | 12.059 | 12.348 | 12.636 | 12.926 | 13.216 | 13.506 | 13.795 | 14.086 | 14.374 | 14.663
Total installed PV capacity - I&C and large (MW) | NPg Planning Scenario | Northumberland | 3.317 | 3.338 | 22.39 | 42.426 | 62.038 | 81.717 | 102.396 | 122.075 | 142.74 | 162.538 | 182.471 | 202.529 | 208.854 | 216.317 | 222.643 | 228.987 | 233.389 | 235.102 | 235.5 | 237.227 | 240.946 | 245.896 | 250.881 | 255.869 | 260.855 | 262.841 | 264.826 | 265.813 | 265.798 | 266.788 | 267.773 | 268.759
Total installed PV capacity - I&C and large (MW) | NPg Planning Scenario | Pendle | 0.054 | 0.055 | 0.057 | 0.058 | 0.062 | 0.067 | 0.071 | 0.075 | 0.079 | 0.084 | 0.091 | 0.097 | 0.105 | 0.115 | 0.123 | 0.133 | 0.14 | 0.146 | 0.148 | 0.152 | 0.157 | 0.162 | 0.169 | 0.175 | 0.182 | 0.188 | 0.194 | 0.2 | 0.207 | 0.213 | 0.22 | 0.225
Total installed PV capacity - I&C and large (MW) | NPg Planning Scenario | Redcar and Cleveland | 3.445 | 3.454 | 3.472 | 3.483 | 3.697 | 3.935 | 4.173 | 4.409 | 4.641 | 4.921 | 5.248 | 5.616 | 6.079 | 6.591 | 7.053 | 7.523 | 8.013 | 8.261 | 8.401 | 8.655 | 8.905 | 9.239 | 9.583 | 9.928 | 10.272 | 10.616 | 10.962 | 11.306 | 11.651 | 11.996 | 12.339 | 12.685
Total installed PV capacity - I&C and large (MW) | NPg Planning Scenario | Richmondshire | 1.348 | 1.354 | 1.365 | 1.375 | 1.53 | 1.703 | 1.876 | 2.048 | 2.217 | 2.419 | 2.657 | 2.925 | 3.263 | 3.633 | 3.969 | 4.312 | 4.668 | 4.851 | 4.951 | 5.135 | 5.319 | 5.56 | 5.809 | 6.06 | 6.311 | 6.562 | 6.813 | 7.063 | 7.313 | 7.564 | 7.814 | 8.065
Total installed PV capacity - I&C and large (MW) | NPg Planning Scenario | Rotherham | 3.132 | 3.195 | 6.32 | 10.416 | 13.642 | 18.891 | 23.143 | 27.394 | 31.641 | 36.935 | 41.281 | 45.674 | 48.161 | 50.707 | 54.197 | 56.692 | 58.213 | 59.479 | 58.626 | 59.894 | 61.159 | 63.513 | 64.877 | 67.24 | 69.609 | 69.971 | 71.337 | 71.705 | 72.067 | 71.434 | 71.799 | 72.166
Total installed PV capacity - I&C and large (MW) | NPg Planning Scenario | Ryedale | 5.247 | 5.267 | 43.307 | 81.339 | 119.578 | 158.844 | 197.109 | 235.375 | 273.636 | 311.948 | 350.315 | 388.73 | 399.248 | 410.821 | 421.34 | 431.867 | 438.416 | 440.696 | 440.852 | 443.137 | 448.419 | 456.791 | 465.177 | 474.563 | 480.95 | 485.337 | 485.723 | 486.11 | 486.496 | 486.883 | 487.27 | 486.655
Total installed PV capacity - I&C and large (MW) | NPg Planning Scenario | Scarborough | 1.658 | 1.682 | 10.739 | 18.779 | 28.027 | 37.303 | 46.575 | 55.851 | 64.12 | 73.443 | 82.821 | 92.248 | 94.782 | 98.374 | 100.91 | 103.454 | 106.021 | 106.307 | 106.47 | 106.763 | 109.056 | 110.437 | 112.837 | 115.236 | 117.635 | 119.035 | 119.433 | 119.831 | 120.23 | 120.63 | 121.028 | 120.428
Total installed PV capacity - I&C and large (MW) | NPg Planning Scenario | Selby | 11.399 | 11.465 | 13.601 | 16.701 | 18.949 | 22.224 | 25.5 | 28.775 | 31.045 | 34.368 | 37.744 | 41.176 | 42.713 | 45.305 | 46.841 | 49.385 | 50.954 | 51.244 | 51.404 | 51.698 | 52.99 | 54.376 | 55.775 | 58.175 | 59.574 | 59.975 | 60.373 | 60.774 | 61.173 | 61.574 | 61.972 | 62.372
Total installed PV capacity - I&C and large (MW) | NPg Planning Scenario | Sheffield | 2.431 | 2.445 | 2.466 | 3.482 | 3.527 | 3.569 | 4.621 | 4.666 | 4.711 | 5.767 | 5.831 | 6.903 | 6.994 | 7.093 | 7.182 | 7.275 | 7.374 | 7.419 | 7.45 | 8.501 | 8.549 | 8.613 | 8.681 | 8.751 | 8.816 | 8.884 | 8.948 | 9.017 | 9.089 | 9.152 | 9.218 | 9.289
Total installed PV capacity - I&C and large (MW) | NPg Planning Scenario | South Tyneside | 1.086 | 1.092 | 1.104 | 1.114 | 1.256 | 1.414 | 1.573 | 1.732 | 1.889 | 2.075 | 2.293 | 2.54 | 2.851 | 3.193 | 3.503 | 3.818 | 4.146 | 4.312 | 4.406 | 4.574 | 4.745 | 4.966 | 5.197 | 5.427 | 5.659 | 5.889 | 6.121 | 6.351 | 6.582 | 6.813 | 7.043 | 7.275
Total installed PV capacity - I&C and large (MW) | NPg Planning Scenario | Stockton-on-Tees | 21.578 | 21.589 | 32.608 | 44.623 | 55.864 | 69.132 | 80.402 | 92.669 | 103.931 | 116.246 | 127.613 | 140.03 | 144.556 | 148.132 | 151.655 | 155.185 | 157.74 | 158.023 | 158.178 | 159.465 | 160.749 | 163.125 | 166.514 | 168.903 | 171.292 | 172.682 | 174.072 | 173.46 | 173.85 | 174.239 | 174.628 | 175.02
Total installed PV capacity - I&C and large (MW) | NPg Planning Scenario | Sunderland | 1.644 | 1.658 | 1.689 | 1.709 | 2.06 | 2.449 | 2.837 | 3.225 | 3.607 | 4.066 | 4.6 | 5.208 | 5.968 | 6.806 | 7.566 | 8.335 | 9.141 | 9.55 | 9.778 | 10.194 | 10.605 | 11.153 | 11.716 | 12.282 | 12.848 | 13.416 | 13.979 | 14.545 | 15.112 | 15.674 | 16.24 | 16.807
Total installed PV capacity - I&C and large (MW) | NPg Planning Scenario | Wakefield | 6.853 | 6.941 | 13.128 | 18.263 | 24.597 | 31.965 | 39.336 | 45.706 | 54.068 | 61.501 | 68.009 | 74.585 | 79.308 | 83.104 | 88.824 | 92.557 | 95.32 | 96.711 | 96.924 | 98.321 | 99.713 | 102.232 | 106.768 | 109.307 | 112.842 | 114.378 | 114.917 | 115.454 | 115.99 | 116.528 | 117.066 | 117.603
Total installed PV capacity - I&C and large (MW) | NPg Planning Scenario | West Lindsey | 12.817 | 13.006 | 24.405 | 34.697 | 46.412 | 60.206 | 73.998 | 87.788 | 101.566 | 115.498 | 129.587 | 143.825 | 151.371 | 161.077 | 168.623 | 177.193 | 182.831 | 184.665 | 185.129 | 186.975 | 191.817 | 197.925 | 204.077 | 211.229 | 216.381 | 220.532 | 221.683 | 222.836 | 223.988 | 225.138 | 226.291 | 226.443
Total installed PV capacity - I&C and large (MW) | NPg Planning Scenario | York | 3.293 | 3.303 | 11.323 | 19.338 | 27.587 | 36.863 | 45.139 | 53.415 | 61.684 | 70.009 | 78.388 | 87.818 | 90.358 | 92.953 | 95.49 | 98.037 | 100.609 | 100.899 | 101.059 | 101.353 | 102.649 | 105.036 | 107.435 | 109.836 | 111.235 | 112.636 | 113.038 | 113.437 | 113.84 | 114.241 | 114.643 | 115.044
USER AREA - UNPROTECTED
DATA COPY
Chosen Scenario, LA, Parameter
Output Parameter | Local Authority | Scenario | 2019 | 2020 | 2021 | 2022 | 2023 | 2024 | 2025 | 2026 | 2027 | 2028 | 2029 | 2030 | 2031 | 2032 | 2033 | 2034 | 2035 | 2036 | 2037 | 2038 | 2039 | 2040 | 2041 | 2042 | 2043 | 2044 | 2045 | 2046 | 2047 | 2048 | 2049 | 2050
Total installed PV capacity - I&C and large (MW) | Barnsley | NPg Planning Scenario | 3.239 | 3.289 | 6.398 | 11.48 | 14.672 | 19.886 | 25.101 | 30.316 | 35.529 | 40.781 | 44.077 | 49.411 | 52.831 | 55.296 | 57.712 | 60.14 | 63.585 | 63.809 | 63.936 | 64.166 | 65.395 | 67.697 | 70.007 | 72.319 | 74.631 | 74.944 | 76.258 | 76.57 | 76.884 | 77.193 | 76.506 | 76.819
All Scenarios for chosen parameter and LA
Output Parameter | SUBSTATION | Scenario | 2019 | 2020 | 2021 | 2022 | 2023 | 2024 | 2025 | 2026 | 2027 | 2028 | 2029 | 2030 | 2031 | 2032 | 2033 | 2034 | 2035 | 2036 | 2037 | 2038 | 2039 | 2040 | 2041 | 2042 | 2043 | 2044 | 2045 | 2046 | 2047 | 2048 | 2049 | 2050
Total installed PV capacity - I&C and large (MW) | Barnsley | NG FES - Consumer Transformation | 3.239 | 3.289 | 6.343 | 7.394 | 11.482 | 12.585 | 14.689 | 15.794 | 16.915 | 20.055 | 22.224 | 25.447 | 27.709 | 30.009 | 32.309 | 33.615 | 34.866 | 34.96 | 35.005 | 35.143 | 37.307 | 38.468 | 38.638 | 39.806 | 41.973 | 43.142 | 43.309 | 44.478 | 44.644 | 45.812 | 46.98 | 48.145
Total installed PV capacity - I&C and large (MW) | Barnsley | NG FES - Leading the Way | 3.239 | 3.289 | 6.398 | 11.48 | 14.672 | 19.886 | 25.101 | 30.316 | 35.529 | 40.781 | 44.077 | 49.411 | 52.831 | 55.296 | 57.712 | 60.14 | 63.585 | 63.809 | 63.936 | 64.166 | 65.395 | 67.697 | 70.007 | 72.319 | 74.631 | 74.944 | 76.258 | 76.57 | 76.884 | 77.193 | 76.506 | 76.819
Total installed PV capacity - I&C and large (MW) | Barnsley | NPg Planning Scenario | 3.239 | 3.289 | 6.398 | 11.48 | 14.672 | 19.886 | 25.101 | 30.316 | 35.529 | 40.781 | 44.077 | 49.411 | 52.831 | 55.296 | 57.712 | 60.14 | 63.585 | 63.809 | 63.936 | 64.166 | 65.395 | 67.697 | 70.007 | 72.319 | 74.631 | 74.944 | 76.258 | 76.57 | 76.884 | 77.193 | 76.506 | 76.819
Total installed PV capacity - I&C and large (MW) | Barnsley | NG FES - Steady Progression | 3.239 | 3.289 | 4.287 | 5.308 | 6.319 | 6.332 | 6.343 | 7.357 | 7.372 | 8.396 | 9.427 | 10.47 | 11.526 | 12.596 | 12.658 | 14.745 | 15.788 | 15.787 | 15.787 | 15.787 | 15.803 | 15.826 | 15.849 | 16.872 | 16.895 | 16.918 | 17.941 | 19.965 | 19.988 | 20.012 | 20.035 | 21.06
Total installed PV capacity - I&C and large (MW) | Barnsley | NG FES - System Transformation | 3.239 | 3.289 | 6.343 | 7.394 | 11.482 | 12.585 | 14.689 | 15.794 | 16.915 | 20.055 | 22.224 | 25.447 | 27.709 | 30.009 | 32.309 | 33.615 | 34.866 | 34.96 | 35.005 | 35.143 | 37.307 | 38.468 | 38.638 | 39.806 | 41.973 | 43.142 | 43.309 | 44.478 | 44.644 | 45.812 | 46.98 | 48.145

## LA Data in Flat File
Scenario name | Output parameter | Local Authority | 2019 | 2020 | 2021 | 2022 | 2023 | 2024 | 2025 | 2026 | 2027 | 2028 | 2029 | 2030 | 2031 | 2032 | 2033 | 2034 | 2035 | 2036 | 2037 | 2038 | 2039 | 2040 | 2041 | 2042 | 2043 | 2044 | 2045 | 2046 | 2047 | 2048 | 2049 | 2050 | LA | LEPP 1 | LEPP 2
NG FES - Consumer Transformation | Number of domestic customers | Barnsley | 109913 | 110766 | 111219 | 111668 | 112122 | 112573 | 113024 | 113476 | 113927 | 114377 | 114833 | 115279 | 115731 | 116183 | 116636 | 117085 | 117538 | 118038 | 118493 | 118944 | 119400 | 119854 | 120310 | 120773 | 121233 | 121696 | 122155 | 122613 | 123069 | 123532 | 123990 | 124452 | Barnsley | Leeds City Region | Sheffield City Region
NG FES - Consumer Transformation | Number of domestic customers | Bassetlaw | 7982 | 8029 | 8063 | 8095 | 8127 | 8161 | 8193 | 8226 | 8259 | 8291 | 8324 | 8357 | 8390 | 8422 | 8455 | 8488 | 8519 | 8557 | 8590 | 8622 | 8655 | 8688 | 8721 | 8755 | 8788 | 8821 | 8855 | 8888 | 8922 | 8954 | 8988 | 9022 | Bassetlaw | Derby, Derbyshire, Nottingham and Nottinghamshire | Sheffield City Region
NG FES - Consumer Transformation | Number of domestic customers | Bradford | 217876 | 219517 | 220410 | 221306 | 222203 | 223094 | 223991 | 224883 | 225780 | 226673 | 227569 | 228466 | 229358 | 230248 | 231145 | 232041 | 232934 | 233926 | 234826 | 235724 | 236626 | 237528 | 238431 | 239345 | 240256 | 241176 | 242088 | 242996 | 243900 | 244809 | 245723 | 246634 | Bradford | Leeds City Region
NG FES - Consumer Transformation | Number of domestic customers | Calderdale | 95310 | 96127 | 96519 | 96911 | 97303 | 97693 | 98085 | 98479 | 98870 | 99263 | 99652 | 100046 | 100437 | 100826 | 101220 | 101611 | 102004 | 102438 | 102832 | 103226 | 103620 | 104015 | 104411 | 104812 | 105210 | 105612 | 106011 | 106410 | 106806 | 107204 | 107604 | 108001 | Calderdale | Leeds City Region
NG FES - Consumer Transformation | Number of domestic customers | County Durham | 239807 | 241202 | 242184 | 243163 | 244149 | 245130 | 246113 | 247092 | 248079 | 249056 | 250043 | 251024 | 252007 | 252989 | 253971 | 254948 | 255934 | 257025 | 258015 | 259001 | 259987 | 260979 | 261970 | 262973 | 263977 | 264985 | 265986 | 266987 | 267976 | 268979 | 269977 | 270979 | County Durham | North Eastern
NG FES - Consumer Transformation | Number of domestic customers | Craven | 19176 | 19275 | 19354 | 19432 | 19511 | 19589 | 19669 | 19746 | 19824 | 19903 | 19981 | 20060 | 20138 | 20217 | 20296 | 20374 | 20453 | 20541 | 20620 | 20698 | 20777 | 20855 | 20936 | 21015 | 21096 | 21176 | 21256 | 21336 | 21416 | 21495 | 21575 | 21655 | Craven | Leeds City Region | York and North Yorkshire
NG FES - Consumer Transformation | Number of domestic customers | Darlington | 49472 | 49656 | 49858 | 50060 | 50262 | 50464 | 50667 | 50867 | 51071 | 51274 | 51476 | 51678 | 51881 | 52082 | 52284 | 52487 | 52690 | 52914 | 53117 | 53320 | 53524 | 53727 | 53932 | 54137 | 54345 | 54552 | 54759 | 54964 | 55169 | 55374 | 55581 | 55787 | Darlington | Tees Valley
NG FES - Consumer Transformation | Number of domestic customers | Doncaster | 135426 | 136015 | 136571 | 137125 | 137677 | 138234 | 138789 | 139340 | 139897 | 140450 | 141003 | 141558 | 142113 | 142668 | 143221 | 143775 | 144332 | 144946 | 145503 | 146059 | 146616 | 147175 | 147734 | 148302 | 148869 | 149436 | 150001 | 150562 | 151124 | 151690 | 152254 | 152817 | Doncaster | Sheffield City Region
NG FES - Consumer Transformation | Number of domestic customers | East Lindsey | 19290 | 19389 | 19469 | 19548 | 19628 | 19706 | 19785 | 19862 | 19943 | 20020 | 20100 | 20180 | 20257 | 20336 | 20416 | 20495 | 20573 | 20660 | 20739 | 20819 | 20897 | 20976 | 21057 | 21138 | 21217 | 21298 | 21380 | 21459 | 21539 | 21618 | 21698 | 21779 | East Lindsey | Greater Lincolnshire
NG FES - Consumer Transformation | Number of domestic customers | East Riding of Yorkshire | 152815 | 153660 | 154286 | 154914 | 155540 | 156164 | 156791 | 157419 | 158043 | 158666 | 159297 | 159920 | 160548 | 161174 | 161802 | 162425 | 163053 | 163743 | 164373 | 165002 | 165634 | 166264 | 166898 | 167534 | 168175 | 168816 | 169453 | 170095 | 170724 | 171362 | 171997 | 172639 | East Riding of Yorkshire | Humber | York and North Yorkshire
NG FES - Consumer Transformation | Number of domestic customers | Gateshead | 94614 | 95078 | 95468 | 95855 | 96242 | 96630 | 97017 | 97405 | 97793 | 98178 | 98566 | 98952 | 99341 | 99729 | 100117 | 100503 | 100892 | 101323 | 101712 | 102100 | 102489 | 102880 | 103273 | 103666 | 104062 | 104460 | 104857 | 105251 | 105640 | 106036 | 106430 | 106826 | Gateshead | North Eastern
NG FES - Consumer Transformation | Number of domestic customers | Hambleton | 39228 | 39423 | 39580 | 39739 | 39900 | 40060 | 40219 | 40380 | 40539 | 40698 | 40858 | 41020 | 41178 | 41336 | 41497 | 41657 | 41817 | 41994 | 42155 | 42313 | 42475 | 42635 | 42798 | 42960 | 43124 | 43287 | 43451 | 43611 | 43774 | 43938 | 44100 | 44261 | Hambleton | York and North Yorkshire
NG FES - Consumer Transformation | Number of domestic customers | Harrogate | 71159 | 71455 | 71726 | 71998 | 72271 | 72542 | 72814 | 73086 | 73358 | 73630 | 73901 | 74174 | 74446 | 74718 | 74990 | 75262 | 75534 | 75836 | 76111 | 76383 | 76658 | 76931 | 77205 | 77483 | 77762 | 78040 | 78318 | 78595 | 78871 | 79147 | 79423 | 79700 | Harrogate | Leeds City Region | York and North Yorkshire
NG FES - Consumer Transformation | Number of domestic customers | Hartlepool | 42956 | 43199 | 43376 | 43551 | 43728 | 43904 | 44080 | 44257 | 44432 | 44608 | 44784 | 44960 | 45136 | 45312 | 45489 | 45664 | 45840 | 46037 | 46212 | 46390 | 46567 | 46744 | 46922 | 47102 | 47282 | 47461 | 47642 | 47821 | 47999 | 48177 | 48356 | 48536 | Hartlepool | Tees Valley
NG FES - Consumer Transformation | Number of domestic customers | High Peak | 1682 | 1692 | 1699 | 1705 | 1712 | 1719 | 1726 | 1733 | 1740 | 1747 | 1754 | 1761 | 1768 | 1775 | 1781 | 1788 | 1795 | 1803 | 1810 | 1817 | 1824 | 1831 | 1838 | 1845 | 1852 | 1859 | 1866 | 1873 | 1880 | 1887 | 1894 | 1901 | High Peak | Derby, Derbyshire, Nottingham and Nottinghamshire,
NG FES - Consumer Transformation | Number of domestic customers | Kingston upon Hull, City of | 122410 | 122810 | 123310 | 123810 | 124313 | 124810 | 125312 | 125811 | 126314 | 126812 | 127312 | 127813 | 128315 | 128816 | 129315 | 129816 | 130318 | 130872 | 131374 | 131877 | 132383 | 132885 | 133392 | 133902 | 134415 | 134924 | 135436 | 135947 | 136451 | 136962 | 137470 | 137980 | Kingston upon Hull, City of | Humber
NG FES - Consumer Transformation | Number of domestic customers | Kirklees | 185532 | 187058 | 187826 | 188586 | 189351 | 190107 | 190874 | 191635 | 192397 | 193159 | 193921 | 194681 | 195446 | 196208 | 196971 | 197733 | 198493 | 199341 | 200107 | 200874 | 201641 | 202410 | 203178 | 203955 | 204737 | 205516 | 206294 | 207071 | 207839 | 208614 | 209395 | 210168 | Kirklees | Leeds City Region
NG FES - Consumer Transformation | Number of domestic customers | Leeds | 345009 | 347245 | 348665 | 350074 | 351493 | 352908 | 354329 | 355736 | 357152 | 358567 | 359981 | 361395 | 362813 | 364227 | 365641 | 367057 | 368470 | 370040 | 371464 | 372881 | 374306 | 375730 | 377158 | 378600 | 380050 | 381495 | 382945 | 384382 | 385814 | 387248 | 388692 | 390134 | Leeds | Leeds City Region
NG FES - Consumer Transformation | Number of domestic customers | Middlesbrough | 62038 | 62284 | 62538 | 62791 | 63046 | 63298 | 63553 | 63806 | 64061 | 64315 | 64568 | 64821 | 65076 | 65330 | 65584 | 65837 | 66091 | 66373 | 66629 | 66882 | 67137 | 67394 | 67650 | 67909 | 68168 | 68429 | 68688 | 68947 | 69202 | 69461 | 69719 | 69978 | Middlesbrough | Tees Valley
NG FES - Consumer Transformation | Number of domestic customers | Newcastle upon Tyne | 125323 | 126258 | 126772 | 127287 | 127804 | 128316 | 128832 | 129346 | 129862 | 130375 | 130890 | 131405 | 131919 | 132431 | 132949 | 133462 | 133978 | 134549 | 135068 | 135582 | 136102 | 136621 | 137140 | 137665 | 138194 | 138719 | 139244 | 139768 | 140289 | 140810 | 141337 | 141860 | Newcastle upon Tyne | North Eastern
NG FES - Consumer Transformation | Number of domestic customers | North East Derbyshire | 9110 | 9163 | 9200 | 9238 | 9275 | 9312 | 9349 | 9387 | 9424 | 9461 | 9499 | 9536 | 9574 | 9611 | 9648 | 9686 | 9723 | 9765 | 9802 | 9840 | 9877 | 9914 | 9953 | 9990 | 10028 | 10067 | 10104 | 10143 | 10180 | 10219 | 10257 | 10294 | North East Derbyshire | Derby, Derbyshire, Nottingham and Nottinghamshire | Sheffield City Region
NG FES - Consumer Transformation | Number of domestic customers | North East Lincolnshire | 74017 | 74256 | 74559 | 74861 | 75165 | 75467 | 75770 | 76070 | 76375 | 76676 | 76980 | 77282 | 77585 | 77887 | 78189 | 78491 | 78794 | 79128 | 79437 | 79740 | 80043 | 80350 | 80654 | 80961 | 81272 | 81582 | 81891 | 82199 | 82505 | 82813 | 83120 | 83430 | North East Lincolnshire | Greater Lincolnshire | Humber
NG FES - Consumer Transformation | Number of domestic customers | North Lincolnshire | 75608 | 76058 | 76367 | 76678 | 76990 | 77299 | 77609 | 77919 | 78227 | 78537 | 78847 | 79159 | 79469 | 79778 | 80088 | 80397 | 80709 | 81051 | 81363 | 81674 | 81986 | 82301 | 82612 | 82929 | 83246 | 83563 | 83878 | 84194 | 84508 | 84823 | 85140 | 85455 | North Lincolnshire | Greater Lincolnshire | Humber
NG FES - Consumer Transformation | Number of domestic customers | North Tyneside | 96044 | 96763 | 97159 | 97552 | 97948 | 98342 | 98737 | 99129 | 99526 | 99919 | 100313 | 100708 | 101101 | 101497 | 101891 | 102286 | 102680 | 103117 | 103513 | 103910 | 104306 | 104703 | 105103 | 105504 | 105908 | 106312 | 106713 | 107116 | 107515 | 107916 | 108315 | 108719 | North Tyneside | North Eastern
NG FES - Consumer Transformation | Number of domestic customers | Northumberland | 141178 | 141870 | 142447 | 143025 | 143603 | 144181 | 144760 | 145335 | 145916 | 146493 | 147071 | 147647 | 148226 | 148801 | 149383 | 149960 | 150539 | 151179 | 151760 | 152341 | 152924 | 153504 | 154089 | 154677 | 155267 | 155859 | 156452 | 157040 | 157619 | 158207 | 158796 | 159387 | Northumberland | North Eastern
NG FES - Consumer Transformation | Number of domestic customers | Pendle | 7953 | 7986 | 8019 | 8050 | 8084 | 8116 | 8149 | 8181 | 8214 | 8246 | 8279 | 8312 | 8343 | 8376 | 8409 | 8442 | 8474 | 8510 | 8543 | 8575 | 8609 | 8641 | 8675 | 8707 | 8741 | 8774 | 8807 | 8840 | 8872 | 8906 | 8939 | 8973 | Pendle | Lancashire
NG FES - Consumer Transformation | Number of domestic customers | Redcar and Cleveland | 63078 | 63235 | 63493 | 63748 | 64007 | 64263 | 64522 | 64778 | 65034 | 65292 | 65549 | 65807 | 66063 | 66321 | 66578 | 66835 | 67092 | 67378 | 67637 | 67895 | 68153 | 68412 | 68671 | 68934 | 69196 | 69459 | 69722 | 69985 | 70244 | 70506 | 70768 | 71031 | Redcar and Cleveland | Tees Valley
NG FES - Consumer Transformation | Number of domestic customers | Richmondshire | 22422 | 22441 | 22523 | 22607 | 22690 | 22774 | 22857 | 22939 | 23024 | 23106 | 23189 | 23271 | 23356 | 23439 | 23522 | 23605 | 23688 | 23780 | 23863 | 23947 | 24030 | 24115 | 24199 | 24282 | 24367 | 24454 | 24539 | 24623 | 24706 | 24792 | 24876 | 24960 | Richmondshire | York and North Yorkshire
NG FES - Consumer Transformation | Number of domestic customers | Rotherham | 116599 | 117230 | 117709 | 118185 | 118664 | 119141 | 119620 | 120097 | 120573 | 121051 | 121529 | 122008 | 122486 | 122962 | 123441 | 123919 | 124396 | 124927 | 125407 | 125886 | 126367 | 126848 | 127331 | 127818 | 128307 | 128797 | 129281 | 129770 | 130252 | 130739 | 131226 | 131714 | Rotherham | Sheffield City Region
NG FES - Consumer Transformation | Number of domestic customers | Ryedale | 24814 | 24963 | 25064 | 25165 | 25267 | 25368 | 25469 | 25572 | 25674 | 25774 | 25875 | 25976 | 26079 | 26180 | 26281 | 26383 | 26484 | 26597 | 26698 | 26801 | 26903 | 27004 | 27107 | 27210 | 27315 | 27418 | 27521 | 27626 | 27727 | 27830 | 27935 | 28037 | Ryedale | York and North Yorkshire
NG FES - Consumer Transformation | Number of domestic customers | Scarborough | 57302 | 57440 | 57659 | 57879 | 58100 | 58321 | 58541 | 58762 | 58982 | 59202 | 59424 | 59643 | 59863 | 60083 | 60304 | 60522 | 60743 | 60990 | 61209 | 61430 | 61652 | 61874 | 62098 | 62320 | 62546 | 62775 | 62998 | 63221 | 63444 | 63669 | 63893 | 64116 | Scarborough | York and North Yorkshire
NG FES - Consumer Transformation | Number of domestic customers | Selby | 37388 | 37716 | 37871 | 38025 | 38179 | 38332 | 38486 | 38638 | 38793 | 38948 | 39102 | 39255 | 39408 | 39563 | 39716 | 39869 | 40023 | 40196 | 40350 | 40504 | 40656 | 40815 | 40969 | 41126 | 41282 | 41440 | 41599 | 41755 | 41911 | 42067 | 42224 | 42380 | Selby | Leeds City Region | York and North Yorkshire
NG FES - Consumer Transformation | Number of domestic customers | Sheffield | 238496 | 240304 | 241280 | 242257 | 243236 | 244218 | 245197 | 246176 | 247156 | 248135 | 249110 | 250094 | 251072 | 252049 | 253026 | 254009 | 254989 | 256073 | 257060 | 258046 | 259026 | 260017 | 261001 | 262002 | 263005 | 264006 | 265010 | 266007 | 266992 | 267992 | 268985 | 269983 | Sheffield | Sheffield City Region
NG FES - Consumer Transformation | Number of domestic customers | South Tyneside | 70845 | 71180 | 71469 | 71757 | 72047 | 72338 | 72629 | 72919 | 73210 | 73499 | 73790 | 74080 | 74369 | 74660 | 74948 | 75239 | 75530 | 75852 | 76142 | 76435 | 76726 | 77018 | 77311 | 77607 | 77905 | 78200 | 78496 | 78791 | 79085 | 79379 | 79675 | 79970 | South Tyneside | North Eastern
NG FES - Consumer Transformation | Number of domestic customers | Stockton-on-Tees | 84187 | 84714 | 85060 | 85405 | 85750 | 86096 | 86440 | 86786 | 87131 | 87475 | 87820 | 88167 | 88511 | 88854 | 89201 | 89546 | 89892 | 90276 | 90621 | 90969 | 91316 | 91665 | 92012 | 92365 | 92717 | 93070 | 93426 | 93773 | 94123 | 94475 | 94826 | 95179 | Stockton-on-Tees | Tees Valley
NG FES - Consumer Transformation | Number of domestic customers | Sunderland | 127643 | 128272 | 128796 | 129317 | 129841 | 130364 | 130886 | 131406 | 131933 | 132452 | 132977 | 133499 | 134022 | 134546 | 135067 | 135591 | 136112 | 136694 | 137220 | 137743 | 138268 | 138797 | 139324 | 139857 | 140394 | 140926 | 141461 | 141994 | 142518 | 143054 | 143587 | 144118 | Sunderland | North Eastern
NG FES - Consumer Transformation | Number of domestic customers | Wakefield | 152692 | 153698 | 154324 | 154949 | 155576 | 156204 | 156830 | 157456 | 158081 | 158705 | 159335 | 159959 | 160587 | 161213 | 161839 | 162466 | 163094 | 163788 | 164421 | 165047 | 165678 | 166312 | 166942 | 167582 | 168222 | 168865 | 169501 | 170140 | 170772 | 171411 | 172051 | 172687 | Wakefield | Leeds City Region
NG FES - Consumer Transformation | Number of domestic customers | West Lindsey | 28183 | 28383 | 28501 | 28617 | 28732 | 28848 | 28964 | 29080 | 29195 | 29311 | 29426 | 29543 | 29659 | 29775 | 29892 | 30006 | 30121 | 30250 | 30367 | 30484 | 30600 | 30716 | 30835 | 30952 | 31071 | 31189 | 31308 | 31428 | 31543 | 31661 | 31778 | 31899 | West Lindsey | Greater Lincolnshire
NG FES - Consumer Transformation | Number of domestic customers | York | 87976 | 88800 | 89161 | 89524 | 89886 | 90246 | 90608 | 90970 | 91332 | 91694 | 92056 | 92418 | 92780 | 93141 | 93504 | 93864 | 94226 | 94630 | 94992 | 95356 | 95719 | 96084 | 96449 | 96820 | 97188 | 97559 | 97928 | 98295 | 98662 | 99032 | 99397 | 99769 | York | Leeds City Region | York and North Yorkshire
NG FES - Leading the Way | Number of domestic customers | Barnsley | 109913 | 110766 | 111219 | 111668 | 112122 | 112573 | 113024 | 113476 | 113927 | 114377 | 114833 | 115279 | 115731 | 116183 | 116636 | 117085 | 117538 | 118038 | 118493 | 118944 | 119400 | 119854 | 120310 | 120773 | 121233 | 121696 | 122155 | 122613 | 123069 | 123532 | 123990 | 124452 | Barnsley | Leeds City Region | Sheffield City Region
NG FES - Leading the Way | Number of domestic customers | Bassetlaw | 7982 | 8029 | 8063 | 8095 | 8127 | 8161 | 8193 | 8226 | 8259 | 8291 | 8324 | 8357 | 8390 | 8422 | 8455 | 8488 | 8519 | 8557 | 8590 | 8622 | 8655 | 8688 | 8721 | 8755 | 8788 | 8821 | 8855 | 8888 | 8922 | 8954 | 8988 | 9022 | Bassetlaw | Derby, Derbyshire, Nottingham and Nottinghamshire | Sheffield City Region
NG FES - Leading the Way | Number of domestic customers | Bradford | 217876 | 219517 | 220410 | 221306 | 222203 | 223094 | 223991 | 224883 | 225780 | 226673 | 227569 | 228466 | 229358 | 230248 | 231145 | 232041 | 232934 | 233926 | 234826 | 235724 | 236626 | 237528 | 238431 | 239345 | 240256 | 241176 | 242088 | 242996 | 243900 | 244809 | 245723 | 246634 | Bradford | Leeds City Region
NG FES - Leading the Way | Number of domestic customers | Calderdale | 95310 | 96127 | 96519 | 96911 | 97303 | 97693 | 98085 | 98479 | 98870 | 99263 | 99652 | 100046 | 100437 | 100826 | 101220 | 101611 | 102004 | 102438 | 102832 | 103226 | 103620 | 104015 | 104411 | 104812 | 105210 | 105612 | 106011 | 106410 | 106806 | 107204 | 107604 | 108001 | Calderdale | Leeds City Region
NG FES - Leading the Way | Number of domestic customers | County Durham | 239807 | 241202 | 242184 | 243163 | 244149 | 245130 | 246113 | 247092 | 248079 | 249056 | 250043 | 251024 | 252007 | 252989 | 253971 | 254948 | 255934 | 257025 | 258015 | 259001 | 259987 | 260979 | 261970 | 262973 | 263977 | 264985 | 265986 | 266987 | 267976 | 268979 | 269977 | 270979 | County Durham | North Eastern
NG FES - Leading the Way | Number of domestic customers | Craven | 19176 | 19275 | 19354 | 19432 | 19511 | 19589 | 19669 | 19746 | 19824 | 19903 | 19981 | 20060 | 20138 | 20217 | 20296 | 20374 | 20453 | 20541 | 20620 | 20698 | 20777 | 20855 | 20936 | 21015 | 21096 | 21176 | 21256 | 21336 | 21416 | 21495 | 21575 | 21655 | Craven | Leeds City Region | York and North Yorkshire
NG FES - Leading the Way | Number of domestic customers | Darlington | 49472 | 49656 | 49858 | 50060 | 50262 | 50464 | 50667 | 50867 | 51071 | 51274 | 51476 | 51678 | 51881 | 52082 | 52284 | 52487 | 52690 | 52914 | 53117 | 53320 | 53524 | 53727 | 53932 | 54137 | 54345 | 54552 | 54759 | 54964 | 55169 | 55374 | 55581 | 55787 | Darlington | Tees Valley
NG FES - Leading the Way | Number of domestic customers | Doncaster | 135426 | 136015 | 136571 | 137125 | 137677 | 138234 | 138789 | 139340 | 139897 | 140450 | 141003 | 141558 | 142113 | 142668 | 143221 | 143775 | 144332 | 144946 | 145503 | 146059 | 146616 | 147175 | 147734 | 148302 | 148869 | 149436 | 150001 | 150562 | 151124 | 151690 | 152254 | 152817 | Doncaster | Sheffield City Region
NG FES - Leading the Way | Number of domestic customers | East Lindsey | 19290 | 19389 | 19469 | 19548 | 19628 | 19706 | 19785 | 19862 | 19943 | 20020 | 20100 | 20180 | 20257 | 20336 | 20416 | 20495 | 20573 | 20660 | 20739 | 20819 | 20897 | 20976 | 21057 | 21138 | 21217 | 21298 | 21380 | 21459 | 21539 | 21618 | 21698 | 21779 | East Lindsey | Greater Lincolnshire
NG FES - Leading the Way | Number of domestic customers | East Riding of Yorkshire | 152815 | 153660 | 154286 | 154914 | 155540 | 156164 | 156791 | 157419 | 158043 | 158666 | 159297 | 159920 | 160548 | 161174 | 161802 | 162425 | 163053 | 163743 | 164373 | 165002 | 165634 | 166264 | 166898 | 167534 | 168175 | 168816 | 169453 | 170095 | 170724 | 171362 | 171997 | 172639 | East Riding of Yorkshire | Humber | York and North Yorkshire
NG FES - Leading the Way | Number of domestic customers | Gateshead | 94614 | 95078 | 95468 | 95855 | 96242 | 96630 | 97017 | 97405 | 97793 | 98178 | 98566 | 98952 | 99341 | 99729 | 100117 | 100503 | 100892 | 101323 | 101712 | 102100 | 102489 | 102880 | 103273 | 103666 | 104062 | 104460 | 104857 | 105251 | 105640 | 106036 | 106430 | 106826 | Gateshead | North Eastern
NG FES - Leading the Way | Number of domestic customers | Hambleton | 39228 | 39423 | 39580 | 39739 | 39900 | 40060 | 40219 | 40380 | 40539 | 40698 | 40858 | 41020 | 41178 | 41336 | 41497 | 41657 | 41817 | 41994 | 42155 | 42313 | 42475 | 42635 | 42798 | 42960 | 43124 | 43287 | 43451 | 43611 | 43774 | 43938 | 44100 | 44261 | Hambleton | York and North Yorkshire
NG FES - Leading the Way | Number of domestic customers | Harrogate | 71159 | 71455 | 71726 | 71998 | 72271 | 72542 | 72814 | 73086 | 73358 | 73630 | 73901 | 74174 | 74446 | 74718 | 74990 | 75262 | 75534 | 75836 | 76111 | 76383 | 76658 | 76931 | 77205 | 77483 | 77762 | 78040 | 78318 | 78595 | 78871 | 79147 | 79423 | 79700 | Harrogate | Leeds City Region | York and North Yorkshire
NG FES - Leading the Way | Number of domestic customers | Hartlepool | 42956 | 43199 | 43376 | 43551 | 43728 | 43904 | 44080 | 44257 | 44432 | 44608 | 44784 | 44960 | 45136 | 45312 | 45489 | 45664 | 45840 | 46037 | 46212 | 46390 | 46567 | 46744 | 46922 | 47102 | 47282 | 47461 | 47642 | 47821 | 47999 | 48177 | 48356 | 48536 | Hartlepool | Tees Valley
NG FES - Leading the Way | Number of domestic customers | High Peak | 1682 | 1692 | 1699 | 1705 | 1712 | 1719 | 1726 | 1733 | 1740 | 1747 | 1754 | 1761 | 1768 | 1775 | 1781 | 1788 | 1795 | 1803 | 1810 | 1817 | 1824 | 1831 | 1838 | 1845 | 1852 | 1859 | 1866 | 1873 | 1880 | 1887 | 1894 | 1901 | High Peak | Derby, Derbyshire, Nottingham and Nottinghamshire,
NG FES - Leading the Way | Number of domestic customers | Kingston upon Hull, City of | 122410 | 122810 | 123310 | 123810 | 124313 | 124810 | 125312 | 125811 | 126314 | 126812 | 127312 | 127813 | 128315 | 128816 | 129315 | 129816 | 130318 | 130872 | 131374 | 131877 | 132383 | 132885 | 133392 | 133902 | 134415 | 134924 | 135436 | 135947 | 136451 | 136962 | 137470 | 137980 | Kingston upon Hull, City of | Humber
NG FES - Leading the Way | Number of domestic customers | Kirklees | 185532 | 187058 | 187826 | 188586 | 189351 | 190107 | 190874 | 191635 | 192397 | 193159 | 193921 | 194681 | 195446 | 196208 | 196971 | 197733 | 198493 | 199341 | 200107 | 200874 | 201641 | 202410 | 203178 | 203955 | 204737 | 205516 | 206294 | 207071 | 207839 | 208614 | 209395 | 210168 | Kirklees | Leeds City Region
NG FES - Leading the Way | Number of domestic customers | Leeds | 345009 | 347245 | 348665 | 350074 | 351493 | 352908 | 354329 | 355736 | 357152 | 358567 | 359981 | 361395 | 362813 | 364227 | 365641 | 367057 | 368470 | 370040 | 371464 | 372881 | 374306 | 375730 | 377158 | 378600 | 380050 | 381495 | 382945 | 384382 | 385814 | 387248 | 388692 | 390134 | Leeds | Leeds City Region
NG FES - Leading the Way | Number of domestic customers | Middlesbrough | 62038 | 62284 | 62538 | 62791 | 63046 | 63298 | 63553 | 63806 | 64061 | 64315 | 64568 | 64821 | 65076 | 65330 | 65584 | 65837 | 66091 | 66373 | 66629 | 66882 | 67137 | 67394 | 67650 | 67909 | 68168 | 68429 | 68688 | 68947 | 69202 | 69461 | 69719 | 69978 | Middlesbrough | Tees Valley
NG FES - Leading the Way | Number of domestic customers | Newcastle upon Tyne | 125323 | 126258 | 126772 | 127287 | 127804 | 128316 | 128832 | 129346 | 129862 | 130375 | 130890 | 131405 | 131919 | 132431 | 132949 | 133462 | 133978 | 134549 | 135068 | 135582 | 136102 | 136621 | 137140 | 137665 | 138194 | 138719 | 139244 | 139768 | 140289 | 140810 | 141337 | 141860 | Newcastle upon Tyne | North Eastern
NG FES - Leading the Way | Number of domestic customers | North East Derbyshire | 9110 | 9163 | 9200 | 9238 | 9275 | 9312 | 9349 | 9387 | 9424 | 9461 | 9499 | 9536 | 9574 | 9611 | 9648 | 9686 | 9723 | 9765 | 9802 | 9840 | 9877 | 9914 | 9953 | 9990 | 10028 | 10067 | 10104 | 10143 | 10180 | 10219 | 10257 | 10294 | North East Derbyshire | Derby, Derbyshire, Nottingham and Nottinghamshire | Sheffield City Region
NG FES - Leading the Way | Number of domestic customers | North East Lincolnshire | 74017 | 74256 | 74559 | 74861 | 75165 | 75467 | 75770 | 76070 | 76375 | 76676 | 76980 | 77282 | 77585 | 77887 | 78189 | 78491 | 78794 | 79128 | 79437 | 79740 | 80043 | 80350 | 80654 | 80961 | 81272 | 81582 | 81891 | 82199 | 82505 | 82813 | 83120 | 83430 | North East Lincolnshire | Greater Lincolnshire | Humber
NG FES - Leading the Way | Number of domestic customers | North Lincolnshire | 75608 | 76058 | 76367 | 76678 | 76990 | 77299 | 77609 | 77919 | 78227 | 78537 | 78847 | 79159 | 79469 | 79778 | 80088 | 80397 | 80709 | 81051 | 81363 | 81674 | 81986 | 82301 | 82612 | 82929 | 83246 | 83563 | 83878 | 84194 | 84508 | 84823 | 85140 | 85455 | North Lincolnshire | Greater Lincolnshire | Humber
NG FES - Leading the Way | Number of domestic customers | North Tyneside | 96044 | 96763 | 97159 | 97552 | 97948 | 98342 | 98737 | 99129 | 99526 | 99919 | 100313 | 100708 | 101101 | 101497 | 101891 | 102286 | 102680 | 103117 | 103513 | 103910 | 104306 | 104703 | 105103 | 105504 | 105908 | 106312 | 106713 | 107116 | 107515 | 107916 | 108315 | 108719 | North Tyneside | North Eastern
NG FES - Leading the Way | Number of domestic customers | Northumberland | 141178 | 141870 | 142447 | 143025 | 143603 | 144181 | 144760 | 145335 | 145916 | 146493 | 147071 | 147647 | 148226 | 148801 | 149383 | 149960 | 150539 | 151179 | 151760 | 152341 | 152924 | 153504 | 154089 | 154677 | 155267 | 155859 | 156452 | 157040 | 157619 | 158207 | 158796 | 159387 | Northumberland | North Eastern
NG FES - Leading the Way | Number of domestic customers | Pendle | 7953 | 7986 | 8019 | 8050 | 8084 | 8116 | 8149 | 8181 | 8214 | 8246 | 8279 | 8312 | 8343 | 8376 | 8409 | 8442 | 8474 | 8510 | 8543 | 8575 | 8609 | 8641 | 8675 | 8707 | 8741 | 8774 | 8807 | 8840 | 8872 | 8906 | 8939 | 8973 | Pendle | Lancashire
NG FES - Leading the Way | Number of domestic customers | Redcar and Cleveland | 63078 | 63235 | 63493 | 63748 | 64007 | 64263 | 64522 | 64778 | 65034 | 65292 | 65549 | 65807 | 66063 | 66321 | 66578 | 66835 | 67092 | 67378 | 67637 | 67895 | 68153 | 68412 | 68671 | 68934 | 69196 | 69459 | 69722 | 69985 | 70244 | 70506 | 70768 | 71031 | Redcar and Cleveland | Tees Valley
NG FES - Leading the Way | Number of domestic customers | Richmondshire | 22422 | 22441 | 22523 | 22607 | 22690 | 22774 | 22857 | 22939 | 23024 | 23106 | 23189 | 23271 | 23356 | 23439 | 23522 | 23605 | 23688 | 23780 | 23863 | 23947 | 24030 | 24115 | 24199 | 24282 | 24367 | 24454 | 24539 | 24623 | 24706 | 24792 | 24876 | 24960 | Richmondshire | York and North Yorkshire
NG FES - Leading the Way | Number of domestic customers | Rotherham | 116599 | 117230 | 117709 | 118185 | 118664 | 119141 | 119620 | 120097 | 120573 | 121051 | 121529 | 122008 | 122486 | 122962 | 123441 | 123919 | 124396 | 124927 | 125407 | 125886 | 126367 | 126848 | 127331 | 127818 | 128307 | 128797 | 129281 | 129770 | 130252 | 130739 | 131226 | 131714 | Rotherham | Sheffield City Region
NG FES - Leading the Way | Number of domestic customers | Ryedale | 24814 | 24963 | 25064 | 25165 | 25267 | 25368 | 25469 | 25572 | 25674 | 25774 | 25875 | 25976 | 26079 | 26180 | 26281 | 26383 | 26484 | 26597 | 26698 | 26801 | 26903 | 27004 | 27107 | 27210 | 27315 | 27418 | 27521 | 27626 | 27727 | 27830 | 27935 | 28037 | Ryedale | York and North Yorkshire
NG FES - Leading the Way | Number of domestic customers | Scarborough | 57302 | 57440 | 57659 | 57879 | 58100 | 58321 | 58541 | 58762 | 58982 | 59202 | 59424 | 59643 | 59863 | 60083 | 60304 | 60522 | 60743 | 60990 | 61209 | 61430 | 61652 | 61874 | 62098 | 62320 | 62546 | 62775 | 62998 | 63221 | 63444 | 63669 | 63893 | 64116 | Scarborough | York and North Yorkshire
NG FES - Leading the Way | Number of domestic customers | Selby | 37388 | 37716 | 37871 | 38025 | 38179 | 38332 | 38486 | 38638 | 38793 | 38948 | 39102 | 39255 | 39408 | 39563 | 39716 | 39869 | 40023 | 40196 | 40350 | 40504 | 40656 | 40815 | 40969 | 41126 | 41282 | 41440 | 41599 | 41755 | 41911 | 42067 | 42224 | 42380 | Selby | Leeds City Region | York and North Yorkshire
NG FES - Leading the Way | Number of domestic customers | Sheffield | 238496 | 240304 | 241280 | 242257 | 243236 | 244218 | 245197 | 246176 | 247156 | 248135 | 249110 | 250094 | 251072 | 252049 | 253026 | 254009 | 254989 | 256073 | 257060 | 258046 | 259026 | 260017 | 261001 | 262002 | 263005 | 264006 | 265010 | 266007 | 266992 | 267992 | 268985 | 269983 | Sheffield | Sheffield City Region
NG FES - Leading the Way | Number of domestic customers | South Tyneside | 70845 | 71180 | 71469 | 71757 | 72047 | 72338 | 72629 | 72919 | 73210 | 73499 | 73790 | 74080 | 74369 | 74660 | 74948 | 75239 | 75530 | 75852 | 76142 | 76435 | 76726 | 77018 | 77311 | 77607 | 77905 | 78200 | 78496 | 78791 | 79085 | 79379 | 79675 | 79970 | South Tyneside | North Eastern
NG FES - Leading the Way | Number of domestic customers | Stockton-on-Tees | 84187 | 84714 | 85060 | 85405 | 85750 | 86096 | 86440 | 86786 | 87131 | 87475 | 87820 | 88167 | 88511 | 88854 | 89201 | 89546 | 89892 | 90276 | 90621 | 90969 | 91316 | 91665 | 92012 | 92365 | 92717 | 93070 | 93426 | 93773 | 94123 | 94475 | 94826 | 95179 | Stockton-on-Tees | Tees Valley
NG FES - Leading the Way | Number of domestic customers | Sunderland | 127643 | 128272 | 128796 | 129317 | 129841 | 130364 | 130886 | 131406 | 131933 | 132452 | 132977 | 133499 | 134022 | 134546 | 135067 | 135591 | 136112 | 136694 | 137220 | 137743 | 138268 | 138797 | 139324 | 139857 | 140394 | 140926 | 141461 | 141994 | 142518 | 143054 | 143587 | 144118 | Sunderland | North Eastern
NG FES - Leading the Way | Number of domestic customers | Wakefield | 152692 | 153698 | 154324 | 154949 | 155576 | 156204 | 156830 | 157456 | 158081 | 158705 | 159335 | 159959 | 160587 | 161213 | 161839 | 162466 | 163094 | 163788 | 164421 | 165047 | 165678 | 166312 | 166942 | 167582 | 168222 | 168865 | 169501 | 170140 | 170772 | 171411 | 172051 | 172687 | Wakefield | Leeds City Region
NG FES - Leading the Way | Number of domestic customers | West Lindsey | 28183 | 28383 | 28501 | 28617 | 28732 | 28848 | 28964 | 29080 | 29195 | 29311 | 29426 | 29543 | 29659 | 29775 | 29892 | 30006 | 30121 | 30250 | 30367 | 30484 | 30600 | 30716 | 30835 | 30952 | 31071 | 31189 | 31308 | 31428 | 31543 | 31661 | 31778 | 31899 | West Lindsey | Greater Lincolnshire
NG FES - Leading the Way | Number of domestic customers | York | 87976 | 88800 | 89161 | 89524 | 89886 | 90246 | 90608 | 90970 | 91332 | 91694 | 92056 | 92418 | 92780 | 93141 | 93504 | 93864 | 94226 | 94630 | 94992 | 95356 | 95719 | 96084 | 96449 | 96820 | 97188 | 97559 | 97928 | 98295 | 98662 | 99032 | 99397 | 99769 | York | Leeds City Region | York and North Yorkshire
NPg Planning Scenario | Number of domestic customers | Barnsley | 109913 | 110766 | 111657 | 112503 | 113336 | 114158 | 114952 | 115780 | 116591 | 117397 | 118193 | 118969 | 119765 | 120563 | 121324 | 122024 | 122684 | 123346 | 123997 | 124618 | 125200 | 125834 | 126470 | 127105 | 127741 | 128375 | 129009 | 129645 | 130277 | 130913 | 131549 | 132184 | Barnsley | Leeds City Region | Sheffield City Region
NPg Planning Scenario | Number of domestic customers | Bassetlaw | 7982 | 8029 | 8074 | 8114 | 8155 | 8194 | 8233 | 8271 | 8307 | 8343 | 8378 | 8414 | 8447 | 8478 | 8509 | 8539 | 8566 | 8593 | 8618 | 8641 | 8663 | 8687 | 8713 | 8738 | 8762 | 8787 | 8812 | 8837 | 8862 | 8886 | 8911 | 8937 | Bassetlaw | Derby, Derbyshire, Nottingham and Nottinghamshire | Sheffield City Region
NPg Planning Scenario | Number of domestic customers | Bradford | 217876 | 219517 | 221132 | 222694 | 224295 | 225916 | 227536 | 229225 | 230892 | 232581 | 234231 | 235856 | 237418 | 238936 | 240447 | 241917 | 243351 | 244774 | 246181 | 247554 | 248851 | 250239 | 251625 | 253010 | 254394 | 255781 | 257169 | 258555 | 259941 | 261330 | 262715 | 264105 | Bradford | Leeds City Region
NPg Planning Scenario | Number of domestic customers | Calderdale | 95310 | 96127 | 96919 | 97676 | 98444 | 99196 | 99958 | 100715 | 101444 | 102164 | 102854 | 103539 | 104200 | 104834 | 105464 | 106065 | 106669 | 107260 | 107844 | 108412 | 108937 | 109513 | 110087 | 110661 | 111237 | 111812 | 112384 | 112959 | 113535 | 114109 | 114685 | 115260 | Calderdale | Leeds City Region
NPg Planning Scenario | Number of domestic customers | County Durham | 239807 | 241202 | 242584 | 243826 | 245040 | 246258 | 247486 | 248802 | 250035 | 251232 | 252336 | 253454 | 254572 | 255573 | 256536 | 257415 | 258278 | 259163 | 260014 | 260827 | 261549 | 262376 | 263205 | 264030 | 264858 | 265684 | 266511 | 267339 | 268163 | 268986 | 269816 | 270644 | County Durham | North Eastern
NPg Planning Scenario | Number of domestic customers | Craven | 19176 | 19275 | 19379 | 19476 | 19573 | 19669 | 19772 | 19882 | 19981 | 20077 | 20171 | 20271 | 20364 | 20449 | 20527 | 20602 | 20676 | 20747 | 20812 | 20871 | 20924 | 20988 | 21054 | 21117 | 21181 | 21247 | 21311 | 21376 | 21440 | 21506 | 21568 | 21632 | Craven | Leeds City Region | York and North Yorkshire
NPg Planning Scenario | Number of domestic customers | Darlington | 49472 | 49656 | 49847 | 50025 | 50172 | 50333 | 50489 | 50657 | 50820 | 50978 | 51127 | 51281 | 51432 | 51573 | 51704 | 51831 | 51961 | 52095 | 52217 | 52324 | 52418 | 52535 | 52653 | 52770 | 52888 | 53005 | 53123 | 53240 | 53358 | 53475 | 53593 | 53710 | Darlington | Tees Valley
NPg Planning Scenario | Number of domestic customers | Doncaster | 135426 | 136015 | 136614 | 137148 | 137693 | 138241 | 138766 | 139325 | 139846 | 140392 | 140938 | 141459 | 141976 | 142460 | 142960 | 143434 | 143844 | 144253 | 144638 | 145005 | 145330 | 145713 | 146094 | 146472 | 146848 | 147230 | 147612 | 147990 | 148371 | 148751 | 149132 | 149509 | Doncaster | Sheffield City Region
NPg Planning Scenario | Number of domestic customers | East Lindsey | 19290 | 19389 | 19493 | 19589 | 19694 | 19800 | 19907 | 20025 | 20136 | 20251 | 20361 | 20475 | 20586 | 20685 | 20787 | 20883 | 20975 | 21067 | 21153 | 21237 | 21315 | 21403 | 21490 | 21575 | 21662 | 21748 | 21836 | 21922 | 22009 | 22096 | 22182 | 22271 | East Lindsey | Greater Lincolnshire
NPg Planning Scenario | Number of domestic customers | East Riding of Yorkshire | 152815 | 153660 | 154520 | 155362 | 156172 | 156963 | 157735 | 158548 | 159343 | 160107 | 160817 | 161507 | 162195 | 162823 | 163419 | 163954 | 164430 | 164887 | 165307 | 165674 | 165984 | 166391 | 166798 | 167203 | 167609 | 168014 | 168420 | 168828 | 169232 | 169640 | 170045 | 170452 | East Riding of Yorkshire | Humber | York and North Yorkshire
NPg Planning Scenario | Number of domestic customers | Gateshead | 94614 | 95078 | 95579 | 96035 | 96464 | 96870 | 97274 | 97714 | 98131 | 98518 | 98906 | 99309 | 99736 | 100141 | 100527 | 100916 | 101299 | 101691 | 102082 | 102427 | 102734 | 103098 | 103461 | 103827 | 104188 | 104553 | 104915 | 105279 | 105644 | 106007 | 106370 | 106736 | Gateshead | North Eastern
NPg Planning Scenario | Number of domestic customers | Hambleton | 39228 | 39423 | 39602 | 39769 | 39926 | 40079 | 40243 | 40399 | 40544 | 40680 | 40803 | 40936 | 41057 | 41156 | 41252 | 41332 | 41411 | 41478 | 41537 | 41590 | 41632 | 41695 | 41755 | 41814 | 41875 | 41936 | 41996 | 42056 | 42117 | 42176 | 42237 | 42298 | Hambleton | York and North Yorkshire
NPg Planning Scenario | Number of domestic customers | Harrogate | 71159 | 71455 | 71748 | 72040 | 72308 | 72561 | 72846 | 73150 | 73435 | 73702 | 73952 | 74217 | 74485 | 74721 | 74948 | 75165 | 75378 | 75591 | 75787 | 75960 | 76110 | 76300 | 76491 | 76680 | 76870 | 77060 | 77249 | 77437 | 77628 | 77818 | 78007 | 78197 | Harrogate | Leeds City Region | York and North Yorkshire
NPg Planning Scenario | Number of domestic customers | Hartlepool | 42956 | 43199 | 43425 | 43621 | 43786 | 43944 | 44120 | 44313 | 44486 | 44646 | 44806 | 44960 | 45132 | 45283 | 45425 | 45548 | 45667 | 45793 | 45905 | 45999 | 46080 | 46187 | 46295 | 46401 | 46507 | 46613 | 46719 | 46827 | 46933 | 47039 | 47146 | 47252 | Hartlepool | Tees Valley
NPg Planning Scenario | Number of domestic customers | High Peak | 1682 | 1692 | 1702 | 1711 | 1721 | 1730 | 1739 | 1748 | 1757 | 1765 | 1774 | 1781 | 1789 | 1797 | 1803 | 1809 | 1815 | 1820 | 1824 | 1829 | 1833 | 1838 | 1843 | 1848 | 1852 | 1857 | 1862 | 1867 | 1872 | 1877 | 1881 | 1886 | High Peak | Derby, Derbyshire, Nottingham and Nottinghamshire,
NPg Planning Scenario | Number of domestic customers | Kingston upon Hull, City of | 122410 | 122810 | 123293 | 123735 | 124119 | 124540 | 124910 | 125362 | 125824 | 126271 | 126711 | 127123 | 127566 | 128034 | 128440 | 128823 | 129149 | 129505 | 129869 | 130185 | 130458 | 130783 | 131112 | 131439 | 131768 | 132091 | 132420 | 132746 | 133073 | 133402 | 133725 | 134053 | Kingston upon Hull, City of | Humber
NPg Planning Scenario | Number of domestic customers | Kirklees | 185532 | 187058 | 188638 | 190169 | 191686 | 193160 | 194618 | 196142 | 197624 | 199083 | 200512 | 201870 | 203270 | 204583 | 205871 | 207124 | 208303 | 209510 | 210683 | 211833 | 212941 | 214105 | 215269 | 216432 | 217598 | 218758 | 219922 | 221087 | 222250 | 223409 | 224575 | 225738 | Kirklees | Leeds City Region
NPg Planning Scenario | Number of domestic customers | Leeds | 345009 | 347245 | 349624 | 351969 | 354313 | 356703 | 359134 | 361778 | 364456 | 367067 | 369630 | 372203 | 374828 | 377458 | 379955 | 382344 | 384680 | 387093 | 389577 | 391981 | 394287 | 396676 | 399061 | 401449 | 403836 | 406220 | 408608 | 410997 | 413390 | 415774 | 418161 | 420549 | Leeds | Leeds City Region
NPg Planning Scenario | Number of domestic customers | Middlesbrough | 62038 | 62284 | 62547 | 62777 | 62995 | 63223 | 63460 | 63738 | 63989 | 64246 | 64485 | 64739 | 65018 | 65260 | 65500 | 65712 | 65922 | 66133 | 66337 | 66524 | 66681 | 66877 | 67071 | 67266 | 67459 | 67653 | 67847 | 68043 | 68237 | 68431 | 68625 | 68821 | Middlesbrough | Tees Valley
NPg Planning Scenario | Number of domestic customers | Newcastle upon Tyne | 125323 | 126258 | 127136 | 127946 | 128762 | 129616 | 130525 | 131529 | 132508 | 133496 | 134431 | 135382 | 136360 | 137275 | 138127 | 138910 | 139683 | 140489 | 141282 | 142046 | 142769 | 143540 | 144310 | 145084 | 145853 | 146625 | 147398 | 148169 | 148943 | 149715 | 150485 | 151258 | Newcastle upon Tyne | North Eastern
NPg Planning Scenario | Number of domestic customers | North East Derbyshire | 9110 | 9163 | 9218 | 9268 | 9318 | 9370 | 9421 | 9473 | 9523 | 9569 | 9619 | 9665 | 9710 | 9754 | 9792 | 9829 | 9865 | 9901 | 9936 | 9968 | 10000 | 10034 | 10068 | 10102 | 10137 | 10171 | 10205 | 10240 | 10273 | 10308 | 10342 | 10376 | North East Derbyshire | Derby, Derbyshire, Nottingham and Nottinghamshire | Sheffield City Region
NPg Planning Scenario | Number of domestic customers | North East Lincolnshire | 74017 | 74256 | 74509 | 74728 | 74924 | 75125 | 75335 | 75562 | 75762 | 75948 | 76142 | 76346 | 76562 | 76754 | 76927 | 77097 | 77246 | 77397 | 77525 | 77636 | 77744 | 77874 | 78003 | 78132 | 78262 | 78391 | 78521 | 78650 | 78780 | 78909 | 79039 | 79169 | North East Lincolnshire | Greater Lincolnshire | Humber
NPg Planning Scenario | Number of domestic customers | North Lincolnshire | 75608 | 76058 | 76485 | 76879 | 77263 | 77636 | 78036 | 78441 | 78825 | 79197 | 79539 | 79895 | 80226 | 80515 | 80793 | 81050 | 81297 | 81525 | 81733 | 81918 | 82095 | 82304 | 82511 | 82723 | 82930 | 83140 | 83348 | 83558 | 83765 | 83975 | 84181 | 84392 | North Lincolnshire | Greater Lincolnshire | Humber
NPg Planning Scenario | Number of domestic customers | North Tyneside | 96044 | 96763 | 97502 | 98193 | 98894 | 99576 | 100272 | 101004 | 101692 | 102389 | 103046 | 103706 | 104371 | 104966 | 105574 | 106161 | 106722 | 107284 | 107803 | 108315 | 108797 | 109324 | 109852 | 110378 | 110906 | 111432 | 111961 | 112489 | 113015 | 113543 | 114070 | 114597 | North Tyneside | North Eastern
NPg Planning Scenario | Number of domestic customers | Northumberland | 141178 | 141870 | 142542 | 143161 | 143745 | 144327 | 144934 | 145540 | 146090 | 146649 | 147163 | 147688 | 148198 | 148620 | 149034 | 149398 | 149745 | 150060 | 150339 | 150580 | 150783 | 151057 | 151336 | 151614 | 151889 | 152165 | 152443 | 152719 | 152997 | 153274 | 153550 | 153825 | Northumberland | North Eastern
NPg Planning Scenario | Number of domestic customers | Pendle | 7953 | 7986 | 8023 | 8060 | 8086 | 8119 | 8147 | 8176 | 8205 | 8231 | 8257 | 8282 | 8306 | 8329 | 8352 | 8372 | 8393 | 8412 | 8433 | 8454 | 8471 | 8489 | 8509 | 8528 | 8549 | 8568 | 8588 | 8607 | 8627 | 8647 | 8665 | 8685 | Pendle | Lancashire
NPg Planning Scenario | Number of domestic customers | Redcar and Cleveland | 63078 | 63235 | 63399 | 63559 | 63674 | 63798 | 63903 | 64027 | 64108 | 64172 | 64231 | 64283 | 64354 | 64408 | 64449 | 64469 | 64492 | 64527 | 64551 | 64559 | 64542 | 64557 | 64572 | 64587 | 64602 | 64615 | 64631 | 64647 | 64660 | 64675 | 64690 | 64706 | Redcar and Cleveland | Tees Valley
NPg Planning Scenario | Number of domestic customers | Richmondshire | 22422 | 22441 | 22479 | 22516 | 22528 | 22542 | 22554 | 22577 | 22596 | 22609 | 22626 | 22644 | 22661 | 22670 | 22676 | 22675 | 22678 | 22679 | 22676 | 22672 | 22662 | 22659 | 22658 | 22655 | 22652 | 22650 | 22647 | 22644 | 22643 | 22640 | 22637 | 22635 | Richmondshire | York and North Yorkshire
NPg Planning Scenario | Number of domestic customers | Rotherham | 116599 | 117230 | 117824 | 118395 | 118972 | 119517 | 120077 | 120640 | 121204 | 121763 | 122315 | 122833 | 123358 | 123873 | 124381 | 124861 | 125288 | 125725 | 126151 | 126567 | 126944 | 127359 | 127775 | 128191 | 128608 | 129023 | 129441 | 129856 | 130270 | 130688 | 131104 | 131519 | Rotherham | Sheffield City Region
NPg Planning Scenario | Number of domestic customers | Ryedale | 24814 | 24963 | 25103 | 25245 | 25383 | 25534 | 25681 | 25829 | 25978 | 26118 | 26254 | 26390 | 26522 | 26643 | 26753 | 26857 | 26953 | 27052 | 27146 | 27228 | 27305 | 27393 | 27483 | 27572 | 27661 | 27750 | 27839 | 27930 | 28018 | 28108 | 28197 | 28286 | Ryedale | York and North Yorkshire
NPg Planning Scenario | Number of domestic customers | Scarborough | 57302 | 57440 | 57584 | 57740 | 57887 | 58046 | 58203 | 58382 | 58569 | 58735 | 58889 | 59044 | 59204 | 59353 | 59468 | 59581 | 59667 | 59763 | 59843 | 59903 | 59960 | 60035 | 60108 | 60185 | 60259 | 60335 | 60410 | 60485 | 60563 | 60636 | 60714 | 60789 | Scarborough | York and North Yorkshire
NPg Planning Scenario | Number of domestic customers | Selby | 37388 | 37716 | 38021 | 38323 | 38617 | 38915 | 39199 | 39473 | 39751 | 40019 | 40281 | 40538 | 40786 | 41025 | 41253 | 41474 | 41679 | 41876 | 42064 | 42243 | 42404 | 42588 | 42775 | 42961 | 43147 | 43333 | 43520 | 43704 | 43889 | 44077 | 44262 | 44446 | Selby | Leeds City Region | York and North Yorkshire
NPg Planning Scenario | Number of domestic customers | Sheffield | 238496 | 240304 | 242098 | 243817 | 245539 | 247357 | 249213 | 251175 | 253129 | 255064 | 256955 | 258863 | 260798 | 262740 | 264545 | 266227 | 267896 | 269620 | 271393 | 273118 | 274786 | 276497 | 278212 | 279922 | 281633 | 283347 | 285062 | 286772 | 288482 | 290194 | 291910 | 293619 | Sheffield | Sheffield City Region
NPg Planning Scenario | Number of domestic customers | South Tyneside | 70845 | 71180 | 71527 | 71849 | 72173 | 72481 | 72783 | 73111 | 73425 | 73747 | 74038 | 74325 | 74606 | 74873 | 75132 | 75395 | 75631 | 75868 | 76103 | 76311 | 76507 | 76727 | 76947 | 77172 | 77395 | 77616 | 77838 | 78061 | 78282 | 78505 | 78725 | 78947 | South Tyneside | North Eastern
NPg Planning Scenario | Number of domestic customers | Stockton-on-Tees | 84187 | 84714 | 85200 | 85679 | 86126 | 86564 | 86997 | 87443 | 87887 | 88320 | 88714 | 89118 | 89530 | 89901 | 90281 | 90620 | 90960 | 91301 | 91620 | 91923 | 92193 | 92507 | 92822 | 93138 | 93450 | 93765 | 94080 | 94395 | 94712 | 95024 | 95340 | 95657 | Stockton-on-Tees | Tees Valley
NPg Planning Scenario | Number of domestic customers | Sunderland | 127643 | 128272 | 128906 | 129486 | 130024 | 130569 | 131103 | 131681 | 132269 | 132802 | 133328 | 133829 | 134342 | 134872 | 135332 | 135772 | 136179 | 136595 | 137023 | 137398 | 137717 | 138104 | 138493 | 138883 | 139270 | 139660 | 140048 | 140438 | 140826 | 141216 | 141603 | 141993 | Sunderland | North Eastern
NPg Planning Scenario | Number of domestic customers | Wakefield | 152692 | 153698 | 154700 | 155656 | 156573 | 157516 | 158421 | 159372 | 160280 | 161168 | 162079 | 162963 | 163857 | 164717 | 165557 | 166374 | 167132 | 167902 | 168649 | 169374 | 170067 | 170807 | 171546 | 172282 | 173023 | 173762 | 174502 | 175237 | 175979 | 176716 | 177455 | 178194 | Wakefield | Leeds City Region
NPg Planning Scenario | Number of domestic customers | West Lindsey | 28183 | 28383 | 28583 | 28772 | 28964 | 29155 | 29338 | 29529 | 29715 | 29903 | 30085 | 30266 | 30449 | 30620 | 30783 | 30932 | 31066 | 31197 | 31315 | 31422 | 31524 | 31644 | 31762 | 31881 | 32000 | 32116 | 32235 | 32354 | 32474 | 32590 | 32710 | 32831 | West Lindsey | Greater Lincolnshire
NPg Planning Scenario | Number of domestic customers | York | 87976 | 88800 | 89597 | 90363 | 91112 | 91891 | 92671 | 93464 | 94260 | 95037 | 95789 | 96538 | 97296 | 98031 | 98703 | 99343 | 99985 | 100648 | 101318 | 101973 | 102592 | 103242 | 103892 | 104540 | 105191 | 105842 | 106492 | 107142 | 107791 | 108441 | 109091 | 109739 | York | Leeds City Region | York and North Yorkshire
NG FES - Steady Progression | Number of domestic customers | Barnsley | 109913 | 110766 | 111219 | 111668 | 112122 | 112573 | 113024 | 113476 | 113927 | 114377 | 114833 | 115279 | 115731 | 116183 | 116636 | 117085 | 117538 | 118038 | 118493 | 118944 | 119400 | 119854 | 120310 | 120773 | 121233 | 121696 | 122155 | 122613 | 123069 | 123532 | 123990 | 124452 | Barnsley | Leeds City Region | Sheffield City Region
NG FES - Steady Progression | Number of domestic customers | Bassetlaw | 7982 | 8029 | 8063 | 8095 | 8127 | 8161 | 8193 | 8226 | 8259 | 8291 | 8324 | 8357 | 8390 | 8422 | 8455 | 8488 | 8519 | 8557 | 8590 | 8622 | 8655 | 8688 | 8721 | 8755 | 8788 | 8821 | 8855 | 8888 | 8922 | 8954 | 8988 | 9022 | Bassetlaw | Derby, Derbyshire, Nottingham and Nottinghamshire | Sheffield City Region
NG FES - Steady Progression | Number of domestic customers | Bradford | 217876 | 219517 | 220410 | 221306 | 222203 | 223094 | 223991 | 224883 | 225780 | 226673 | 227569 | 228466 | 229358 | 230248 | 231145 | 232041 | 232934 | 233926 | 234826 | 235724 | 236626 | 237528 | 238431 | 239345 | 240256 | 241176 | 242088 | 242996 | 243900 | 244809 | 245723 | 246634 | Bradford | Leeds City Region
NG FES - Steady Progression | Number of domestic customers | Calderdale | 95310 | 96127 | 96519 | 96911 | 97303 | 97693 | 98085 | 98479 | 98870 | 99263 | 99652 | 100046 | 100437 | 100826 | 101220 | 101611 | 102004 | 102438 | 102832 | 103226 | 103620 | 104015 | 104411 | 104812 | 105210 | 105612 | 106011 | 106410 | 106806 | 107204 | 107604 | 108001 | Calderdale | Leeds City Region
NG FES - Steady Progression | Number of domestic customers | County Durham | 239807 | 241202 | 242184 | 243163 | 244149 | 245130 | 246113 | 247092 | 248079 | 249056 | 250043 | 251024 | 252007 | 252989 | 253971 | 254948 | 255934 | 257025 | 258015 | 259001 | 259987 | 260979 | 261970 | 262973 | 263977 | 264985 | 265986 | 266987 | 267976 | 268979 | 269977 | 270979 | County Durham | North Eastern
NG FES - Steady Progression | Number of domestic customers | Craven | 19176 | 19275 | 19354 | 19432 | 19511 | 19589 | 19669 | 19746 | 19824 | 19903 | 19981 | 20060 | 20138 | 20217 | 20296 | 20374 | 20453 | 20541 | 20620 | 20698 | 20777 | 20855 | 20936 | 21015 | 21096 | 21176 | 21256 | 21336 | 21416 | 21495 | 21575 | 21655 | Craven | Leeds City Region | York and North Yorkshire
NG FES - Steady Progression | Number of domestic customers | Darlington | 49472 | 49656 | 49858 | 50060 | 50262 | 50464 | 50667 | 50867 | 51071 | 51274 | 51476 | 51678 | 51881 | 52082 | 52284 | 52487 | 52690 | 52914 | 53117 | 53320 | 53524 | 53727 | 53932 | 54137 | 54345 | 54552 | 54759 | 54964 | 55169 | 55374 | 55581 | 55787 | Darlington | Tees Valley
NG FES - Steady Progression | Number of domestic customers | Doncaster | 135426 | 136015 | 136571 | 137125 | 137677 | 138234 | 138789 | 139340 | 139897 | 140450 | 141003 | 141558 | 142113 | 142668 | 143221 | 143775 | 144332 | 144946 | 145503 | 146059 | 146616 | 147175 | 147734 | 148302 | 148869 | 149436 | 150001 | 150562 | 151124 | 151690 | 152254 | 152817 | Doncaster | Sheffield City Region
NG FES - Steady Progression | Number of domestic customers | East Lindsey | 19290 | 19389 | 19469 | 19548 | 19628 | 19706 | 19785 | 19862 | 19943 | 20020 | 20100 | 20180 | 20257 | 20336 | 20416 | 20495 | 20573 | 20660 | 20739 | 20819 | 20897 | 20976 | 21057 | 21138 | 21217 | 21298 | 21380 | 21459 | 21539 | 21618 | 21698 | 21779 | East Lindsey | Greater Lincolnshire
NG FES - Steady Progression | Number of domestic customers | East Riding of Yorkshire | 152815 | 153660 | 154286 | 154914 | 155540 | 156164 | 156791 | 157419 | 158043 | 158666 | 159297 | 159920 | 160548 | 161174 | 161802 | 162425 | 163053 | 163743 | 164373 | 165002 | 165634 | 166264 | 166898 | 167534 | 168175 | 168816 | 169453 | 170095 | 170724 | 171362 | 171997 | 172639 | East Riding of Yorkshire | Humber | York and North Yorkshire
NG FES - Steady Progression | Number of domestic customers | Gateshead | 94614 | 95078 | 95468 | 95855 | 96242 | 96630 | 97017 | 97405 | 97793 | 98178 | 98566 | 98952 | 99341 | 99729 | 100117 | 100503 | 100892 | 101323 | 101712 | 102100 | 102489 | 102880 | 103273 | 103666 | 104062 | 104460 | 104857 | 105251 | 105640 | 106036 | 106430 | 106826 | Gateshead | North Eastern
NG FES - Steady Progression | Number of domestic customers | Hambleton | 39228 | 39423 | 39580 | 39739 | 39900 | 40060 | 40219 | 40380 | 40539 | 40698 | 40858 | 41020 | 41178 | 41336 | 41497 | 41657 | 41817 | 41994 | 42155 | 42313 | 42475 | 42635 | 42798 | 42960 | 43124 | 43287 | 43451 | 43611 | 43774 | 43938 | 44100 | 44261 | Hambleton | York and North Yorkshire
NG FES - Steady Progression | Number of domestic customers | Harrogate | 71159 | 71455 | 71726 | 71998 | 72271 | 72542 | 72814 | 73086 | 73358 | 73630 | 73901 | 74174 | 74446 | 74718 | 74990 | 75262 | 75534 | 75836 | 76111 | 76383 | 76658 | 76931 | 77205 | 77483 | 77762 | 78040 | 78318 | 78595 | 78871 | 79147 | 79423 | 79700 | Harrogate | Leeds City Region | York and North Yorkshire
NG FES - Steady Progression | Number of domestic customers | Hartlepool | 42956 | 43199 | 43376 | 43551 | 43728 | 43904 | 44080 | 44257 | 44432 | 44608 | 44784 | 44960 | 45136 | 45312 | 45489 | 45664 | 45840 | 46037 | 46212 | 46390 | 46567 | 46744 | 46922 | 47102 | 47282 | 47461 | 47642 | 47821 | 47999 | 48177 | 48356 | 48536 | Hartlepool | Tees Valley
NG FES - Steady Progression | Number of domestic customers | High Peak | 1682 | 1692 | 1699 | 1705 | 1712 | 1719 | 1726 | 1733 | 1740 | 1747 | 1754 | 1761 | 1768 | 1775 | 1781 | 1788 | 1795 | 1803 | 1810 | 1817 | 1824 | 1831 | 1838 | 1845 | 1852 | 1859 | 1866 | 1873 | 1880 | 1887 | 1894 | 1901 | High Peak | Derby, Derbyshire, Nottingham and Nottinghamshire,
NG FES - Steady Progression | Number of domestic customers | Kingston upon Hull, City of | 122410 | 122810 | 123310 | 123810 | 124313 | 124810 | 125312 | 125811 | 126314 | 126812 | 127312 | 127813 | 128315 | 128816 | 129315 | 129816 | 130318 | 130872 | 131374 | 131877 | 132383 | 132885 | 133392 | 133902 | 134415 | 134924 | 135436 | 135947 | 136451 | 136962 | 137470 | 137980 | Kingston upon Hull, City of | Humber
NG FES - Steady Progression | Number of domestic customers | Kirklees | 185532 | 187058 | 187826 | 188586 | 189351 | 190107 | 190874 | 191635 | 192397 | 193159 | 193921 | 194681 | 195446 | 196208 | 196971 | 197733 | 198493 | 199341 | 200107 | 200874 | 201641 | 202410 | 203178 | 203955 | 204737 | 205516 | 206294 | 207071 | 207839 | 208614 | 209395 | 210168 | Kirklees | Leeds City Region
NG FES - Steady Progression | Number of domestic customers | Leeds | 345009 | 347245 | 348665 | 350074 | 351493 | 352908 | 354329 | 355736 | 357152 | 358567 | 359981 | 361395 | 362813 | 364227 | 365641 | 367057 | 368470 | 370040 | 371464 | 372881 | 374306 | 375730 | 377158 | 378600 | 380050 | 381495 | 382945 | 384382 | 385814 | 387248 | 388692 | 390134 | Leeds | Leeds City Region
NG FES - Steady Progression | Number of domestic customers | Middlesbrough | 62038 | 62284 | 62538 | 62791 | 63046 | 63298 | 63553 | 63806 | 64061 | 64315 | 64568 | 64821 | 65076 | 65330 | 65584 | 65837 | 66091 | 66373 | 66629 | 66882 | 67137 | 67394 | 67650 | 67909 | 68168 | 68429 | 68688 | 68947 | 69202 | 69461 | 69719 | 69978 | Middlesbrough | Tees Valley
NG FES - Steady Progression | Number of domestic customers | Newcastle upon Tyne | 125323 | 126258 | 126772 | 127287 | 127804 | 128316 | 128832 | 129346 | 129862 | 130375 | 130890 | 131405 | 131919 | 132431 | 132949 | 133462 | 133978 | 134549 | 135068 | 135582 | 136102 | 136621 | 137140 | 137665 | 138194 | 138719 | 139244 | 139768 | 140289 | 140810 | 141337 | 141860 | Newcastle upon Tyne | North Eastern
NG FES - Steady Progression | Number of domestic customers | North East Derbyshire | 9110 | 9163 | 9200 | 9238 | 9275 | 9312 | 9349 | 9387 | 9424 | 9461 | 9499 | 9536 | 9574 | 9611 | 9648 | 9686 | 9723 | 9765 | 9802 | 9840 | 9877 | 9914 | 9953 | 9990 | 10028 | 10067 | 10104 | 10143 | 10180 | 10219 | 10257 | 10294 | North East Derbyshire | Derby, Derbyshire, Nottingham and Nottinghamshire | Sheffield City Region
NG FES - Steady Progression | Number of domestic customers | North East Lincolnshire | 74017 | 74256 | 74559 | 74861 | 75165 | 75467 | 75770 | 76070 | 76375 | 76676 | 76980 | 77282 | 77585 | 77887 | 78189 | 78491 | 78794 | 79128 | 79437 | 79740 | 80043 | 80350 | 80654 | 80961 | 81272 | 81582 | 81891 | 82199 | 82505 | 82813 | 83120 | 83430 | North East Lincolnshire | Greater Lincolnshire | Humber
NG FES - Steady Progression | Number of domestic customers | North Lincolnshire | 75608 | 76058 | 76367 | 76678 | 76990 | 77299 | 77609 | 77919 | 78227 | 78537 | 78847 | 79159 | 79469 | 79778 | 80088 | 80397 | 80709 | 81051 | 81363 | 81674 | 81986 | 82301 | 82612 | 82929 | 83246 | 83563 | 83878 | 84194 | 84508 | 84823 | 85140 | 85455 | North Lincolnshire | Greater Lincolnshire | Humber
NG FES - Steady Progression | Number of domestic customers | North Tyneside | 96044 | 96763 | 97159 | 97552 | 97948 | 98342 | 98737 | 99129 | 99526 | 99919 | 100313 | 100708 | 101101 | 101497 | 101891 | 102286 | 102680 | 103117 | 103513 | 103910 | 104306 | 104703 | 105103 | 105504 | 105908 | 106312 | 106713 | 107116 | 107515 | 107916 | 108315 | 108719 | North Tyneside | North Eastern
NG FES - Steady Progression | Number of domestic customers | Northumberland | 141178 | 141870 | 142447 | 143025 | 143603 | 144181 | 144760 | 145335 | 145916 | 146493 | 147071 | 147647 | 148226 | 148801 | 149383 | 149960 | 150539 | 151179 | 151760 | 152341 | 152924 | 153504 | 154089 | 154677 | 155267 | 155859 | 156452 | 157040 | 157619 | 158207 | 158796 | 159387 | Northumberland | North Eastern
NG FES - Steady Progression | Number of domestic customers | Pendle | 7953 | 7986 | 8019 | 8050 | 8084 | 8116 | 8149 | 8181 | 8214 | 8246 | 8279 | 8312 | 8343 | 8376 | 8409 | 8442 | 8474 | 8510 | 8543 | 8575 | 8609 | 8641 | 8675 | 8707 | 8741 | 8774 | 8807 | 8840 | 8872 | 8906 | 8939 | 8973 | Pendle | Lancashire
NG FES - Steady Progression | Number of domestic customers | Redcar and Cleveland | 63078 | 63235 | 63493 | 63748 | 64007 | 64263 | 64522 | 64778 | 65034 | 65292 | 65549 | 65807 | 66063 | 66321 | 66578 | 66835 | 67092 | 67378 | 67637 | 67895 | 68153 | 68412 | 68671 | 68934 | 69196 | 69459 | 69722 | 69985 | 70244 | 70506 | 70768 | 71031 | Redcar and Cleveland | Tees Valley
NG FES - Steady Progression | Number of domestic customers | Richmondshire | 22422 | 22441 | 22523 | 22607 | 22690 | 22774 | 22857 | 22939 | 23024 | 23106 | 23189 | 23271 | 23356 | 23439 | 23522 | 23605 | 23688 | 23780 | 23863 | 23947 | 24030 | 24115 | 24199 | 24282 | 24367 | 24454 | 24539 | 24623 | 24706 | 24792 | 24876 | 24960 | Richmondshire | York and North Yorkshire
NG FES - Steady Progression | Number of domestic customers | Rotherham | 116599 | 117230 | 117709 | 118185 | 118664 | 119141 | 119620 | 120097 | 120573 | 121051 | 121529 | 122008 | 122486 | 122962 | 123441 | 123919 | 124396 | 124927 | 125407 | 125886 | 126367 | 126848 | 127331 | 127818 | 128307 | 128797 | 129281 | 129770 | 130252 | 130739 | 131226 | 131714 | Rotherham | Sheffield City Region
NG FES - Steady Progression | Number of domestic customers | Ryedale | 24814 | 24963 | 25064 | 25165 | 25267 | 25368 | 25469 | 25572 | 25674 | 25774 | 25875 | 25976 | 26079 | 26180 | 26281 | 26383 | 26484 | 26597 | 26698 | 26801 | 26903 | 27004 | 27107 | 27210 | 27315 | 27418 | 27521 | 27626 | 27727 | 27830 | 27935 | 28037 | Ryedale | York and North Yorkshire
NG FES - Steady Progression | Number of domestic customers | Scarborough | 57302 | 57440 | 57659 | 57879 | 58100 | 58321 | 58541 | 58762 | 58982 | 59202 | 59424 | 59643 | 59863 | 60083 | 60304 | 60522 | 60743 | 60990 | 61209 | 61430 | 61652 | 61874 | 62098 | 62320 | 62546 | 62775 | 62998 | 63221 | 63444 | 63669 | 63893 | 64116 | Scarborough | York and North Yorkshire
NG FES - Steady Progression | Number of domestic customers | Selby | 37388 | 37716 | 37871 | 38025 | 38179 | 38332 | 38486 | 38638 | 38793 | 38948 | 39102 | 39255 | 39408 | 39563 | 39716 | 39869 | 40023 | 40196 | 40350 | 40504 | 40656 | 40815 | 40969 | 41126 | 41282 | 41440 | 41599 | 41755 | 41911 | 42067 | 42224 | 42380 | Selby | Leeds City Region | York and North Yorkshire
NG FES - Steady Progression | Number of domestic customers | Sheffield | 238496 | 240304 | 241280 | 242257 | 243236 | 244218 | 245197 | 246176 | 247156 | 248135 | 249110 | 250094 | 251072 | 252049 | 253026 | 254009 | 254989 | 256073 | 257060 | 258046 | 259026 | 260017 | 261001 | 262002 | 263005 | 264006 | 265010 | 266007 | 266992 | 267992 | 268985 | 269983 | Sheffield | Sheffield City Region
NG FES - Steady Progression | Number of domestic customers | South Tyneside | 70845 | 71180 | 71469 | 71757 | 72047 | 72338 | 72629 | 72919 | 73210 | 73499 | 73790 | 74080 | 74369 | 74660 | 74948 | 75239 | 75530 | 75852 | 76142 | 76435 | 76726 | 77018 | 77311 | 77607 | 77905 | 78200 | 78496 | 78791 | 79085 | 79379 | 79675 | 79970 | South Tyneside | North Eastern
NG FES - Steady Progression | Number of domestic customers | Stockton-on-Tees | 84187 | 84714 | 85060 | 85405 | 85750 | 86096 | 86440 | 86786 | 87131 | 87475 | 87820 | 88167 | 88511 | 88854 | 89201 | 89546 | 89892 | 90276 | 90621 | 90969 | 91316 | 91665 | 92012 | 92365 | 92717 | 93070 | 93426 | 93773 | 94123 | 94475 | 94826 | 95179 | Stockton-on-Tees | Tees Valley
NG FES - Steady Progression | Number of domestic customers | Sunderland | 127643 | 128272 | 128796 | 129317 | 129841 | 130364 | 130886 | 131406 | 131933 | 132452 | 132977 | 133499 | 134022 | 134546 | 135067 | 135591 | 136112 | 136694 | 137220 | 137743 | 138268 | 138797 | 139324 | 139857 | 140394 | 140926 | 141461 | 141994 | 142518 | 143054 | 143587 | 144118 | Sunderland | North Eastern
NG FES - Steady Progression | Number of domestic customers | Wakefield | 152692 | 153698 | 154324 | 154949 | 155576 | 156204 | 156830 | 157456 | 158081 | 158705 | 159335 | 159959 | 160587 | 161213 | 161839 | 162466 | 163094 | 163788 | 164421 | 165047 | 165678 | 166312 | 166942 | 167582 | 168222 | 168865 | 169501 | 170140 | 170772 | 171411 | 172051 | 172687 | Wakefield | Leeds City Region
NG FES - Steady Progression | Number of domestic customers | West Lindsey | 28183 | 28383 | 28501 | 28617 | 28732 | 28848 | 28964 | 29080 | 29195 | 29311 | 29426 | 29543 | 29659 | 29775 | 29892 | 30006 | 30121 | 30250 | 30367 | 30484 | 30600 | 30716 | 30835 | 30952 | 31071 | 31189 | 31308 | 31428 | 31543 | 31661 | 31778 | 31899 | West Lindsey | Greater Lincolnshire
NG FES - Steady Progression | Number of domestic customers | York | 87976 | 88800 | 89161 | 89524 | 89886 | 90246 | 90608 | 90970 | 91332 | 91694 | 92056 | 92418 | 92780 | 93141 | 93504 | 93864 | 94226 | 94630 | 94992 | 95356 | 95719 | 96084 | 96449 | 96820 | 97188 | 97559 | 97928 | 98295 | 98662 | 99032 | 99397 | 99769 | York | Leeds City Region | York and North Yorkshire
NG FES - System Transformation | Number of domestic customers | Barnsley | 109913 | 110766 | 111219 | 111668 | 112122 | 112573 | 113024 | 113476 | 113927 | 114377 | 114833 | 115279 | 115731 | 116183 | 116636 | 117085 | 117538 | 118038 | 118493 | 118944 | 119400 | 119854 | 120310 | 120773 | 121233 | 121696 | 122155 | 122613 | 123069 | 123532 | 123990 | 124452 | Barnsley | Leeds City Region | Sheffield City Region
NG FES - System Transformation | Number of domestic customers | Bassetlaw | 7982 | 8029 | 8063 | 8095 | 8127 | 8161 | 8193 | 8226 | 8259 | 8291 | 8324 | 8357 | 8390 | 8422 | 8455 | 8488 | 8519 | 8557 | 8590 | 8622 | 8655 | 8688 | 8721 | 8755 | 8788 | 8821 | 8855 | 8888 | 8922 | 8954 | 8988 | 9022 | Bassetlaw | Derby, Derbyshire, Nottingham and Nottinghamshire | Sheffield City Region
NG FES - System Transformation | Number of domestic customers | Bradford | 217876 | 219517 | 220410 | 221306 | 222203 | 223094 | 223991 | 224883 | 225780 | 226673 | 227569 | 228466 | 229358 | 230248 | 231145 | 232041 | 232934 | 233926 | 234826 | 235724 | 236626 | 237528 | 238431 | 239345 | 240256 | 241176 | 242088 | 242996 | 243900 | 244809 | 245723 | 246634 | Bradford | Leeds City Region
NG FES - System Transformation | Number of domestic customers | Calderdale | 95310 | 96127 | 96519 | 96911 | 97303 | 97693 | 98085 | 98479 | 98870 | 99263 | 99652 | 100046 | 100437 | 100826 | 101220 | 101611 | 102004 | 102438 | 102832 | 103226 | 103620 | 104015 | 104411 | 104812 | 105210 | 105612 | 106011 | 106410 | 106806 | 107204 | 107604 | 108001 | Calderdale | Leeds City Region
NG FES - System Transformation | Number of domestic customers | County Durham | 239807 | 241202 | 242184 | 243163 | 244149 | 245130 | 246113 | 247092 | 248079 | 249056 | 250043 | 251024 | 252007 | 252989 | 253971 | 254948 | 255934 | 257025 | 258015 | 259001 | 259987 | 260979 | 261970 | 262973 | 263977 | 264985 | 265986 | 266987 | 267976 | 268979 | 269977 | 270979 | County Durham | North Eastern
NG FES - System Transformation | Number of domestic customers | Craven | 19176 | 19275 | 19354 | 19432 | 19511 | 19589 | 19669 | 19746 | 19824 | 19903 | 19981 | 20060 | 20138 | 20217 | 20296 | 20374 | 20453 | 20541 | 20620 | 20698 | 20777 | 20855 | 20936 | 21015 | 21096 | 21176 | 21256 | 21336 | 21416 | 21495 | 21575 | 21655 | Craven | Leeds City Region | York and North Yorkshire
NG FES - System Transformation | Number of domestic customers | Darlington | 49472 | 49656 | 49858 | 50060 | 50262 | 50464 | 50667 | 50867 | 51071 | 51274 | 51476 | 51678 | 51881 | 52082 | 52284 | 52487 | 52690 | 52914 | 53117 | 53320 | 53524 | 53727 | 53932 | 54137 | 54345 | 54552 | 54759 | 54964 | 55169 | 55374 | 55581 | 55787 | Darlington | Tees Valley
NG FES - System Transformation | Number of domestic customers | Doncaster | 135426 | 136015 | 136571 | 137125 | 137677 | 138234 | 138789 | 139340 | 139897 | 140450 | 141003 | 141558 | 142113 | 142668 | 143221 | 143775 | 144332 | 144946 | 145503 | 146059 | 146616 | 147175 | 147734 | 148302 | 148869 | 149436 | 150001 | 150562 | 151124 | 151690 | 152254 | 152817 | Doncaster | Sheffield City Region
NG FES - System Transformation | Number of domestic customers | East Lindsey | 19290 | 19389 | 19469 | 19548 | 19628 | 19706 | 19785 | 19862 | 19943 | 20020 | 20100 | 20180 | 20257 | 20336 | 20416 | 20495 | 20573 | 20660 | 20739 | 20819 | 20897 | 20976 | 21057 | 21138 | 21217 | 21298 | 21380 | 21459 | 21539 | 21618 | 21698 | 21779 | East Lindsey | Greater Lincolnshire
NG FES - System Transformation | Number of domestic customers | East Riding of Yorkshire | 152815 | 153660 | 154286 | 154914 | 155540 | 156164 | 156791 | 157419 | 158043 | 158666 | 159297 | 159920 | 160548 | 161174 | 161802 | 162425 | 163053 | 163743 | 164373 | 165002 | 165634 | 166264 | 166898 | 167534 | 168175 | 168816 | 169453 | 170095 | 170724 | 171362 | 171997 | 172639 | East Riding of Yorkshire | Humber | York and North Yorkshire
NG FES - System Transformation | Number of domestic customers | Gateshead | 94614 | 95078 | 95468 | 95855 | 96242 | 96630 | 97017 | 97405 | 97793 | 98178 | 98566 | 98952 | 99341 | 99729 | 100117 | 100503 | 100892 | 101323 | 101712 | 102100 | 102489 | 102880 | 103273 | 103666 | 104062 | 104460 | 104857 | 105251 | 105640 | 106036 | 106430 | 106826 | Gateshead | North Eastern
NG FES - System Transformation | Number of domestic customers | Hambleton | 39228 | 39423 | 39580 | 39739 | 39900 | 40060 | 40219 | 40380 | 40539 | 40698 | 40858 | 41020 | 41178 | 41336 | 41497 | 41657 | 41817 | 41994 | 42155 | 42313 | 42475 | 42635 | 42798 | 42960 | 43124 | 43287 | 43451 | 43611 | 43774 | 43938 | 44100 | 44261 | Hambleton | York and North Yorkshire
NG FES - System Transformation | Number of domestic customers | Harrogate | 71159 | 71455 | 71726 | 71998 | 72271 | 72542 | 72814 | 73086 | 73358 | 73630 | 73901 | 74174 | 74446 | 74718 | 74990 | 75262 | 75534 | 75836 | 76111 | 76383 | 76658 | 76931 | 77205 | 77483 | 77762 | 78040 | 78318 | 78595 | 78871 | 79147 | 79423 | 79700 | Harrogate | Leeds City Region | York and North Yorkshire
NG FES - System Transformation | Number of domestic customers | Hartlepool | 42956 | 43199 | 43376 | 43551 | 43728 | 43904 | 44080 | 44257 | 44432 | 44608 | 44784 | 44960 | 45136 | 45312 | 45489 | 45664 | 45840 | 46037 | 46212 | 46390 | 46567 | 46744 | 46922 | 47102 | 47282 | 47461 | 47642 | 47821 | 47999 | 48177 | 48356 | 48536 | Hartlepool | Tees Valley
NG FES - System Transformation | Number of domestic customers | High Peak | 1682 | 1692 | 1699 | 1705 | 1712 | 1719 | 1726 | 1733 | 1740 | 1747 | 1754 | 1761 | 1768 | 1775 | 1781 | 1788 | 1795 | 1803 | 1810 | 1817 | 1824 | 1831 | 1838 | 1845 | 1852 | 1859 | 1866 | 1873 | 1880 | 1887 | 1894 | 1901 | High Peak | Derby, Derbyshire, Nottingham and Nottinghamshire,
NG FES - System Transformation | Number of domestic customers | Kingston upon Hull, City of | 122410 | 122810 | 123310 | 123810 | 124313 | 124810 | 125312 | 125811 | 126314 | 126812 | 127312 | 127813 | 128315 | 128816 | 129315 | 129816 | 130318 | 130872 | 131374 | 131877 | 132383 | 132885 | 133392 | 133902 | 134415 | 134924 | 135436 | 135947 | 136451 | 136962 | 137470 | 137980 | Kingston upon Hull, City of | Humber
NG FES - System Transformation | Number of domestic customers | Kirklees | 185532 | 187058 | 187826 | 188586 | 189351 | 190107 | 190874 | 191635 | 192397 | 193159 | 193921 | 194681 | 195446 | 196208 | 196971 | 197733 | 198493 | 199341 | 200107 | 200874 | 201641 | 202410 | 203178 | 203955 | 204737 | 205516 | 206294 | 207071 | 207839 | 208614 | 209395 | 210168 | Kirklees | Leeds City Region
NG FES - System Transformation | Number of domestic customers | Leeds | 345009 | 347245 | 348665 | 350074 | 351493 | 352908 | 354329 | 355736 | 357152 | 358567 | 359981 | 361395 | 362813 | 364227 | 365641 | 367057 | 368470 | 370040 | 371464 | 372881 | 374306 | 375730 | 377158 | 378600 | 380050 | 381495 | 382945 | 384382 | 385814 | 387248 | 388692 | 390134 | Leeds | Leeds City Region
NG FES - System Transformation | Number of domestic customers | Middlesbrough | 62038 | 62284 | 62538 | 62791 | 63046 | 63298 | 63553 | 63806 | 64061 | 64315 | 64568 | 64821 | 65076 | 65330 | 65584 | 65837 | 66091 | 66373 | 66629 | 66882 | 67137 | 67394 | 67650 | 67909 | 68168 | 68429 | 68688 | 68947 | 69202 | 69461 | 69719 | 69978 | Middlesbrough | Tees Valley
NG FES - System Transformation | Number of domestic customers | Newcastle upon Tyne | 125323 | 126258 | 126772 | 127287 | 127804 | 128316 | 128832 | 129346 | 129862 | 130375 | 130890 | 131405 | 131919 | 132431 | 132949 | 133462 | 133978 | 134549 | 135068 | 135582 | 136102 | 136621 | 137140 | 137665 | 138194 | 138719 | 139244 | 139768 | 140289 | 140810 | 141337 | 141860 | Newcastle upon Tyne | North Eastern
NG FES - System Transformation | Number of domestic customers | North East Derbyshire | 9110 | 9163 | 9200 | 9238 | 9275 | 9312 | 9349 | 9387 | 9424 | 9461 | 9499 | 9536 | 9574 | 9611 | 9648 | 9686 | 9723 | 9765 | 9802 | 9840 | 9877 | 9914 | 9953 | 9990 | 10028 | 10067 | 10104 | 10143 | 10180 | 10219 | 10257 | 10294 | North East Derbyshire | Derby, Derbyshire, Nottingham and Nottinghamshire | Sheffield City Region
NG FES - System Transformation | Number of domestic customers | North East Lincolnshire | 74017 | 74256 | 74559 | 74861 | 75165 | 75467 | 75770 | 76070 | 76375 | 76676 | 76980 | 77282 | 77585 | 77887 | 78189 | 78491 | 78794 | 79128 | 79437 | 79740 | 80043 | 80350 | 80654 | 80961 | 81272 | 81582 | 81891 | 82199 | 82505 | 82813 | 83120 | 83430 | North East Lincolnshire | Greater Lincolnshire | Humber
NG FES - System Transformation | Number of domestic customers | North Lincolnshire | 75608 | 76058 | 76367 | 76678 | 76990 | 77299 | 77609 | 77919 | 78227 | 78537 | 78847 | 79159 | 79469 | 79778 | 80088 | 80397 | 80709 | 81051 | 81363 | 81674 | 81986 | 82301 | 82612 | 82929 | 83246 | 83563 | 83878 | 84194 | 84508 | 84823 | 85140 | 85455 | North Lincolnshire | Greater Lincolnshire | Humber
NG FES - System Transformation | Number of domestic customers | North Tyneside | 96044 | 96763 | 97159 | 97552 | 97948 | 98342 | 98737 | 99129 | 99526 | 99919 | 100313 | 100708 | 101101 | 101497 | 101891 | 102286 | 102680 | 103117 | 103513 | 103910 | 104306 | 104703 | 105103 | 105504 | 105908 | 106312 | 106713 | 107116 | 107515 | 107916 | 108315 | 108719 | North Tyneside | North Eastern
NG FES - System Transformation | Number of domestic customers | Northumberland | 141178 | 141870 | 142447 | 143025 | 143603 | 144181 | 144760 | 145335 | 145916 | 146493 | 147071 | 147647 | 148226 | 148801 | 149383 | 149960 | 150539 | 151179 | 151760 | 152341 | 152924 | 153504 | 154089 | 154677 | 155267 | 155859 | 156452 | 157040 | 157619 | 158207 | 158796 | 159387 | Northumberland | North Eastern
NG FES - System Transformation | Number of domestic customers | Pendle | 7953 | 7986 | 8019 | 8050 | 8084 | 8116 | 8149 | 8181 | 8214 | 8246 | 8279 | 8312 | 8343 | 8376 | 8409 | 8442 | 8474 | 8510 | 8543 | 8575 | 8609 | 8641 | 8675 | 8707 | 8741 | 8774 | 8807 | 8840 | 8872 | 8906 | 8939 | 8973 | Pendle | Lancashire
NG FES - System Transformation | Number of domestic customers | Redcar and Cleveland | 63078 | 63235 | 63493 | 63748 | 64007 | 64263 | 64522 | 64778 | 65034 | 65292 | 65549 | 65807 | 66063 | 66321 | 66578 | 66835 | 67092 | 67378 | 67637 | 67895 | 68153 | 68412 | 68671 | 68934 | 69196 | 69459 | 69722 | 69985 | 70244 | 70506 | 70768 | 71031 | Redcar and Cleveland | Tees Valley
NG FES - System Transformation | Number of domestic customers | Richmondshire | 22422 | 22441 | 22523 | 22607 | 22690 | 22774 | 22857 | 22939 | 23024 | 23106 | 23189 | 23271 | 23356 | 23439 | 23522 | 23605 | 23688 | 23780 | 23863 | 23947 | 24030 | 24115 | 24199 | 24282 | 24367 | 24454 | 24539 | 24623 | 24706 | 24792 | 24876 | 24960 | Richmondshire | York and North Yorkshire
NG FES - System Transformation | Number of domestic customers | Rotherham | 116599 | 117230 | 117709 | 118185 | 118664 | 119141 | 119620 | 120097 | 120573 | 121051 | 121529 | 122008 | 122486 | 122962 | 123441 | 123919 | 124396 | 124927 | 125407 | 125886 | 126367 | 126848 | 127331 | 127818 | 128307 | 128797 | 129281 | 129770 | 130252 | 130739 | 131226 | 131714 | Rotherham | Sheffield City Region
NG FES - System Transformation | Number of domestic customers | Ryedale | 24814 | 24963 | 25064 | 25165 | 25267 | 25368 | 25469 | 25572 | 25674 | 25774 | 25875 | 25976 | 26079 | 26180 | 26281 | 26383 | 26484 | 26597 | 26698 | 26801 | 26903 | 27004 | 27107 | 27210 | 27315 | 27418 | 27521 | 27626 | 27727 | 27830 | 27935 | 28037 | Ryedale | York and North Yorkshire
NG FES - System Transformation | Number of domestic customers | Scarborough | 57302 | 57440 | 57659 | 57879 | 58100 | 58321 | 58541 | 58762 | 58982 | 59202 | 59424 | 59643 | 59863 | 60083 | 60304 | 60522 | 60743 | 60990 | 61209 | 61430 | 61652 | 61874 | 62098 | 62320 | 62546 | 62775 | 62998 | 63221 | 63444 | 63669 | 63893 | 64116 | Scarborough | York and North Yorkshire
NG FES - System Transformation | Number of domestic customers | Selby | 37388 | 37716 | 37871 | 38025 | 38179 | 38332 | 38486 | 38638 | 38793 | 38948 | 39102 | 39255 | 39408 | 39563 | 39716 | 39869 | 40023 | 40196 | 40350 | 40504 | 40656 | 40815 | 40969 | 41126 | 41282 | 41440 | 41599 | 41755 | 41911 | 42067 | 42224 | 42380 | Selby | Leeds City Region | York and North Yorkshire
NG FES - System Transformation | Number of domestic customers | Sheffield | 238496 | 240304 | 241280 | 242257 | 243236 | 244218 | 245197 | 246176 | 247156 | 248135 | 249110 | 250094 | 251072 | 252049 | 253026 | 254009 | 254989 | 256073 | 257060 | 258046 | 259026 | 260017 | 261001 | 262002 | 263005 | 264006 | 265010 | 266007 | 266992 | 267992 | 268985 | 269983 | Sheffield | Sheffield City Region
NG FES - System Transformation | Number of domestic customers | South Tyneside | 70845 | 71180 | 71469 | 71757 | 72047 | 72338 | 72629 | 72919 | 73210 | 73499 | 73790 | 74080 | 74369 | 74660 | 74948 | 75239 | 75530 | 75852 | 76142 | 76435 | 76726 | 77018 | 77311 | 77607 | 77905 | 78200 | 78496 | 78791 | 79085 | 79379 | 79675 | 79970 | South Tyneside | North Eastern
NG FES - System Transformation | Number of domestic customers | Stockton-on-Tees | 84187 | 84714 | 85060 | 85405 | 85750 | 86096 | 86440 | 86786 | 87131 | 87475 | 87820 | 88167 | 88511 | 88854 | 89201 | 89546 | 89892 | 90276 | 90621 | 90969 | 91316 | 91665 | 92012 | 92365 | 92717 | 93070 | 93426 | 93773 | 94123 | 94475 | 94826 | 95179 | Stockton-on-Tees | Tees Valley
NG FES - System Transformation | Number of domestic customers | Sunderland | 127643 | 128272 | 128796 | 129317 | 129841 | 130364 | 130886 | 131406 | 131933 | 132452 | 132977 | 133499 | 134022 | 134546 | 135067 | 135591 | 136112 | 136694 | 137220 | 137743 | 138268 | 138797 | 139324 | 139857 | 140394 | 140926 | 141461 | 141994 | 142518 | 143054 | 143587 | 144118 | Sunderland | North Eastern
NG FES - System Transformation | Number of domestic customers | Wakefield | 152692 | 153698 | 154324 | 154949 | 155576 | 156204 | 156830 | 157456 | 158081 | 158705 | 159335 | 159959 | 160587 | 161213 | 161839 | 162466 | 163094 | 163788 | 164421 | 165047 | 165678 | 166312 | 166942 | 167582 | 168222 | 168865 | 169501 | 170140 | 170772 | 171411 | 172051 | 172687 | Wakefield | Leeds City Region
NG FES - System Transformation | Number of domestic customers | West Lindsey | 28183 | 28383 | 28501 | 28617 | 28732 | 28848 | 28964 | 29080 | 29195 | 29311 | 29426 | 29543 | 29659 | 29775 | 29892 | 30006 | 30121 | 30250 | 30367 | 30484 | 30600 | 30716 | 30835 | 30952 | 31071 | 31189 | 31308 | 31428 | 31543 | 31661 | 31778 | 31899 | West Lindsey | Greater Lincolnshire
NG FES - System Transformation | Number of domestic customers | York | 87976 | 88800 | 89161 | 89524 | 89886 | 90246 | 90608 | 90970 | 91332 | 91694 | 92056 | 92418 | 92780 | 93141 | 93504 | 93864 | 94226 | 94630 | 94992 | 95356 | 95719 | 96084 | 96449 | 96820 | 97188 | 97559 | 97928 | 98295 | 98662 | 99032 | 99397 | 99769 | York | Leeds City Region | York and North Yorkshire
NG FES - Consumer Transformation | Number of I&C customers | Barnsley | 7174 | 7220 | 7271 | 7323 | 7375 | 7428 | 7479 | 7533 | 7589 | 7642 | 7698 | 7754 | 7810 | 7869 | 7927 | 7990 | 8051 | 8113 | 8180 | 8245 | 8315 | 8380 | 8449 | 8519 | 8592 | 8666 | 8743 | 8818 | 8899 | 8977 | 9062 | 9142 | Barnsley | Leeds City Region | Sheffield City Region
NG FES - Consumer Transformation | Number of I&C customers | Bassetlaw | 716 | 720 | 725 | 730 | 735 | 740 | 745 | 750 | 755 | 760 | 766 | 770 | 776 | 782 | 788 | 793 | 799 | 804 | 810 | 816 | 822 | 829 | 836 | 841 | 849 | 856 | 863 | 870 | 877 | 885 | 891 | 900 | Bassetlaw | Derby, Derbyshire, Nottingham and Nottinghamshire | Sheffield City Region
NG FES - Consumer Transformation | Number of I&C customers | Bradford | 17311 | 17312 | 17313 | 17314 | 17315 | 17315 | 17318 | 17319 | 17319 | 17321 | 17322 | 17322 | 17323 | 17323 | 17325 | 17326 | 17328 | 17329 | 17330 | 17332 | 17333 | 17335 | 17335 | 17336 | 17338 | 17340 | 17340 | 17342 | 17344 | 17345 | 17347 | 17348 | Bradford | Leeds City Region
NG FES - Consumer Transformation | Number of I&C customers | Calderdale | 7469 | 7469 | 7469 | 7469 | 7469 | 7469 | 7470 | 7470 | 7470 | 7470 | 7470 | 7470 | 7470 | 7470 | 7470 | 7470 | 7470 | 7471 | 7471 | 7472 | 7472 | 7472 | 7472 | 7472 | 7472 | 7472 | 7473 | 7473 | 7473 | 7473 | 7473 | 7473 | Calderdale | Leeds City Region
NG FES - Consumer Transformation | Number of I&C customers | County Durham | 15509 | 15512 | 15515 | 15518 | 15523 | 15525 | 15529 | 15532 | 15535 | 15538 | 15543 | 15547 | 15550 | 15553 | 15557 | 15561 | 15564 | 15569 | 15572 | 15576 | 15580 | 15585 | 15589 | 15595 | 15598 | 15603 | 15607 | 15610 | 15615 | 15622 | 15627 | 15631 | County Durham | North Eastern
NG FES - Consumer Transformation | Number of I&C customers | Craven | 2620 | 2627 | 2636 | 2643 | 2651 | 2660 | 2667 | 2677 | 2685 | 2692 | 2701 | 2709 | 2719 | 2727 | 2736 | 2745 | 2755 | 2765 | 2775 | 2784 | 2795 | 2804 | 2815 | 2825 | 2837 | 2849 | 2860 | 2870 | 2882 | 2894 | 2906 | 2918 | Craven | Leeds City Region | York and North Yorkshire
NG FES - Consumer Transformation | Number of I&C customers | Darlington | 3450 | 3450 | 3451 | 3451 | 3451 | 3451 | 3452 | 3452 | 3452 | 3453 | 3454 | 3454 | 3454 | 3455 | 3455 | 3455 | 3455 | 3456 | 3456 | 3456 | 3457 | 3457 | 3457 | 3459 | 3459 | 3459 | 3460 | 3460 | 3460 | 3461 | 3461 | 3462 | Darlington | Tees Valley
NG FES - Consumer Transformation | Number of I&C customers | Doncaster | 9937 | 9993 | 10058 | 10119 | 10187 | 10255 | 10319 | 10384 | 10450 | 10515 | 10585 | 10652 | 10725 | 10797 | 10866 | 10942 | 11019 | 11093 | 11174 | 11251 | 11334 | 11416 | 11501 | 11590 | 11676 | 11765 | 11857 | 11952 | 12045 | 12141 | 12241 | 12339 | Doncaster | Sheffield City Region
NG FES - Consumer Transformation | Number of I&C customers | East Lindsey | 2462 | 2478 | 2491 | 2506 | 2521 | 2537 | 2552 | 2569 | 2584 | 2601 | 2618 | 2633 | 2650 | 2668 | 2686 | 2704 | 2719 | 2738 | 2757 | 2776 | 2796 | 2815 | 2835 | 2854 | 2874 | 2896 | 2919 | 2939 | 2962 | 2984 | 3008 | 3030 | East Lindsey | Greater Lincolnshire
NG FES - Consumer Transformation | Number of I&C customers | East Riding of Yorkshire | 14795 | 14889 | 14994 | 15100 | 15207 | 15319 | 15428 | 15538 | 15645 | 15753 | 15867 | 15975 | 16089 | 16205 | 16318 | 16436 | 16558 | 16678 | 16801 | 16925 | 17053 | 17181 | 17312 | 17449 | 17584 | 17723 | 17866 | 18008 | 18154 | 18304 | 18453 | 18609 | East Riding of Yorkshire | Humber | York and North Yorkshire
NG FES - Consumer Transformation | Number of I&C customers | Gateshead | 5584 | 5584 | 5584 | 5584 | 5585 | 5585 | 5585 | 5585 | 5585 | 5586 | 5586 | 5586 | 5586 | 5586 | 5587 | 5587 | 5587 | 5587 | 5588 | 5588 | 5588 | 5588 | 5589 | 5589 | 5589 | 5589 | 5590 | 5590 | 5590 | 5590 | 5591 | 5591 | Gateshead | North Eastern
NG FES - Consumer Transformation | Number of I&C customers | Hambleton | 5649 | 5688 | 5733 | 5779 | 5823 | 5869 | 5916 | 5962 | 6006 | 6054 | 6099 | 6147 | 6194 | 6241 | 6290 | 6339 | 6391 | 6442 | 6493 | 6546 | 6599 | 6656 | 6710 | 6767 | 6823 | 6882 | 6942 | 7001 | 7062 | 7126 | 7189 | 7253 | Hambleton | York and North Yorkshire
NG FES - Consumer Transformation | Number of I&C customers | Harrogate | 8264 | 8334 | 8412 | 8497 | 8576 | 8658 | 8740 | 8822 | 8902 | 8986 | 9067 | 9151 | 9235 | 9322 | 9410 | 9501 | 9593 | 9686 | 9782 | 9879 | 9979 | 10080 | 10184 | 10289 | 10397 | 10504 | 10613 | 10726 | 10839 | 10954 | 11072 | 11193 | Harrogate | Leeds City Region | York and North Yorkshire
NG FES - Consumer Transformation | Number of I&C customers | Hartlepool | 2801 | 2801 | 2802 | 2803 | 2804 | 2804 | 2805 | 2805 | 2807 | 2807 | 2808 | 2808 | 2809 | 2810 | 2810 | 2811 | 2811 | 2812 | 2813 | 2814 | 2814 | 2815 | 2817 | 2817 | 2818 | 2819 | 2820 | 2820 | 2821 | 2822 | 2823 | 2824 | Hartlepool | Tees Valley
NG FES - Consumer Transformation | Number of I&C customers | High Peak | 422 | 422 | 422 | 422 | 422 | 422 | 422 | 422 | 422 | 422 | 422 | 422 | 422 | 422 | 422 | 422 | 422 | 422 | 422 | 422 | 422 | 422 | 422 | 422 | 422 | 422 | 422 | 422 | 422 | 422 | 422 | 422 | High Peak | Derby, Derbyshire, Nottingham and Nottinghamshire,
NG FES - Consumer Transformation | Number of I&C customers | Kingston upon Hull, City of | 9102 | 9107 | 9114 | 9118 | 9125 | 9130 | 9136 | 9143 | 9149 | 9154 | 9160 | 9167 | 9174 | 9180 | 9186 | 9192 | 9198 | 9204 | 9212 | 9218 | 9226 | 9232 | 9239 | 9246 | 9253 | 9262 | 9269 | 9276 | 9284 | 9292 | 9301 | 9311 | Kingston upon Hull, City of | Humber
NG FES - Consumer Transformation | Number of I&C customers | Kirklees | 14414 | 14415 | 14417 | 14419 | 14422 | 14423 | 14425 | 14428 | 14430 | 14433 | 14435 | 14438 | 14439 | 14442 | 14444 | 14446 | 14449 | 14451 | 14454 | 14456 | 14459 | 14460 | 14465 | 14468 | 14469 | 14473 | 14477 | 14479 | 14483 | 14487 | 14490 | 14492 | Kirklees | Leeds City Region
NG FES - Consumer Transformation | Number of I&C customers | Leeds | 27147 | 27149 | 27152 | 27157 | 27162 | 27165 | 27170 | 27172 | 27176 | 27179 | 27185 | 27189 | 27191 | 27196 | 27200 | 27205 | 27209 | 27215 | 27220 | 27223 | 27228 | 27234 | 27238 | 27242 | 27248 | 27253 | 27258 | 27264 | 27268 | 27274 | 27280 | 27285 | Leeds | Leeds City Region
NG FES - Consumer Transformation | Number of I&C customers | Middlesbrough | 3856 | 3862 | 3869 | 3878 | 3885 | 3893 | 3901 | 3909 | 3916 | 3924 | 3932 | 3939 | 3946 | 3955 | 3963 | 3971 | 3979 | 3987 | 3996 | 4006 | 4014 | 4023 | 4032 | 4042 | 4051 | 4060 | 4070 | 4081 | 4091 | 4100 | 4111 | 4122 | Middlesbrough | Tees Valley
NG FES - Consumer Transformation | Number of I&C customers | Newcastle upon Tyne | 9215 | 9256 | 9303 | 9349 | 9398 | 9446 | 9498 | 9548 | 9600 | 9653 | 9706 | 9759 | 9812 | 9867 | 9920 | 9976 | 10031 | 10086 | 10142 | 10199 | 10253 | 10312 | 10371 | 10433 | 10494 | 10555 | 10617 | 10680 | 10747 | 10811 | 10877 | 10944 | Newcastle upon Tyne | North Eastern
NG FES - Consumer Transformation | Number of I&C customers | North East Derbyshire | 580 | 583 | 588 | 592 | 596 | 601 | 605 | 609 | 614 | 618 | 623 | 627 | 632 | 637 | 641 | 647 | 652 | 656 | 661 | 667 | 672 | 678 | 684 | 689 | 695 | 701 | 707 | 713 | 719 | 726 | 732 | 739 | North East Derbyshire | Derby, Derbyshire, Nottingham and Nottinghamshire | Sheffield City Region
NG FES - Consumer Transformation | Number of I&C customers | North East Lincolnshire | 5237 | 5238 | 5239 | 5242 | 5244 | 5245 | 5246 | 5249 | 5251 | 5253 | 5255 | 5257 | 5259 | 5261 | 5262 | 5265 | 5266 | 5268 | 5271 | 5272 | 5275 | 5277 | 5280 | 5281 | 5284 | 5287 | 5289 | 5291 | 5294 | 5295 | 5299 | 5302 | North East Lincolnshire | Greater Lincolnshire | Humber
NG FES - Consumer Transformation | Number of I&C customers | North Lincolnshire | 6730 | 6770 | 6812 | 6858 | 6902 | 6949 | 6991 | 7036 | 7083 | 7127 | 7174 | 7216 | 7266 | 7312 | 7359 | 7407 | 7456 | 7507 | 7557 | 7610 | 7662 | 7717 | 7775 | 7827 | 7884 | 7943 | 8002 | 8061 | 8117 | 8184 | 8245 | 8308 | North Lincolnshire | Greater Lincolnshire | Humber
NG FES - Consumer Transformation | Number of I&C customers | North Tyneside | 5100 | 5131 | 5168 | 5202 | 5238 | 5274 | 5312 | 5348 | 5385 | 5421 | 5461 | 5498 | 5538 | 5576 | 5616 | 5654 | 5698 | 5737 | 5780 | 5824 | 5868 | 5912 | 5959 | 6006 | 6051 | 6101 | 6150 | 6200 | 6251 | 6302 | 6355 | 6409 | North Tyneside | North Eastern
NG FES - Consumer Transformation | Number of I&C customers | Northumberland | 11864 | 11932 | 12008 | 12085 | 12165 | 12244 | 12324 | 12402 | 12484 | 12565 | 12648 | 12729 | 12812 | 12896 | 12982 | 13067 | 13154 | 13242 | 13331 | 13425 | 13515 | 13612 | 13707 | 13805 | 13903 | 14004 | 14107 | 14211 | 14318 | 14425 | 14537 | 14649 | Northumberland | North Eastern
NG FES - Consumer Transformation | Number of I&C customers | Pendle | 969 | 969 | 971 | 971 | 972 | 973 | 974 | 974 | 975 | 976 | 977 | 978 | 978 | 979 | 979 | 981 | 981 | 983 | 983 | 984 | 986 | 986 | 988 | 989 | 989 | 991 | 991 | 992 | 993 | 995 | 996 | 996 | Pendle | Lancashire
NG FES - Consumer Transformation | Number of I&C customers | Redcar and Cleveland | 3841 | 3868 | 3897 | 3925 | 3956 | 3986 | 4016 | 4045 | 4075 | 4105 | 4136 | 4166 | 4196 | 4226 | 4258 | 4291 | 4324 | 4356 | 4390 | 4423 | 4458 | 4492 | 4528 | 4564 | 4601 | 4639 | 4677 | 4716 | 4755 | 4796 | 4835 | 4876 | Redcar and Cleveland | Tees Valley
NG FES - Consumer Transformation | Number of I&C customers | Richmondshire | 3184 | 3212 | 3239 | 3270 | 3299 | 3329 | 3361 | 3391 | 3422 | 3453 | 3483 | 3515 | 3546 | 3579 | 3610 | 3643 | 3677 | 3712 | 3747 | 3784 | 3821 | 3860 | 3897 | 3936 | 3974 | 4014 | 4056 | 4095 | 4138 | 4181 | 4224 | 4268 | Richmondshire | York and North Yorkshire
NG FES - Consumer Transformation | Number of I&C customers | Rotherham | 7853 | 7897 | 7948 | 7997 | 8049 | 8099 | 8154 | 8205 | 8258 | 8308 | 8364 | 8419 | 8475 | 8530 | 8588 | 8647 | 8707 | 8768 | 8831 | 8896 | 8961 | 9028 | 9096 | 9166 | 9237 | 9307 | 9379 | 9456 | 9531 | 9611 | 9690 | 9771 | Rotherham | Sheffield City Region
NG FES - Consumer Transformation | Number of I&C customers | Ryedale | 3960 | 3992 | 4029 | 4068 | 4106 | 4145 | 4184 | 4224 | 4261 | 4302 | 4342 | 4382 | 4421 | 4463 | 4505 | 4547 | 4590 | 4633 | 4676 | 4722 | 4766 | 4814 | 4860 | 4907 | 4957 | 5009 | 5060 | 5112 | 5164 | 5218 | 5273 | 5328 | Ryedale | York and North Yorkshire
NG FES - Consumer Transformation | Number of I&C customers | Scarborough | 6653 | 6671 | 6691 | 6709 | 6730 | 6748 | 6770 | 6789 | 6808 | 6831 | 6851 | 6871 | 6891 | 6913 | 6935 | 6957 | 6980 | 7001 | 7025 | 7047 | 7073 | 7097 | 7119 | 7145 | 7169 | 7196 | 7221 | 7250 | 7276 | 7304 | 7332 | 7360 | Scarborough | York and North Yorkshire
NG FES - Consumer Transformation | Number of I&C customers | Selby | 3836 | 3863 | 3892 | 3925 | 3954 | 3985 | 4017 | 4048 | 4081 | 4112 | 4144 | 4175 | 4208 | 4243 | 4274 | 4310 | 4343 | 4379 | 4416 | 4453 | 4488 | 4527 | 4565 | 4603 | 4644 | 4687 | 4729 | 4771 | 4816 | 4861 | 4906 | 4953 | Selby | Leeds City Region | York and North Yorkshire
NG FES - Consumer Transformation | Number of I&C customers | Sheffield | 17893 | 17895 | 17899 | 17902 | 17906 | 17911 | 17914 | 17918 | 17921 | 17924 | 17930 | 17932 | 17936 | 17939 | 17945 | 17948 | 17952 | 17956 | 17959 | 17966 | 17969 | 17974 | 17979 | 17985 | 17988 | 17992 | 17998 | 18003 | 18009 | 18014 | 18019 | 18027 | Sheffield | Sheffield City Region
NG FES - Consumer Transformation | Number of I&C customers | South Tyneside | 3665 | 3665 | 3665 | 3666 | 3666 | 3666 | 3666 | 3666 | 3667 | 3667 | 3667 | 3667 | 3667 | 3668 | 3668 | 3668 | 3668 | 3670 | 3671 | 3671 | 3671 | 3671 | 3672 | 3672 | 3672 | 3672 | 3672 | 3673 | 3674 | 3674 | 3674 | 3675 | South Tyneside | North Eastern
NG FES - Consumer Transformation | Number of I&C customers | Stockton-on-Tees | 5045 | 5077 | 5114 | 5150 | 5186 | 5222 | 5260 | 5296 | 5332 | 5369 | 5407 | 5443 | 5478 | 5516 | 5555 | 5592 | 5632 | 5672 | 5712 | 5754 | 5795 | 5841 | 5885 | 5929 | 5975 | 6021 | 6066 | 6113 | 6160 | 6208 | 6260 | 6310 | Stockton-on-Tees | Tees Valley
NG FES - Consumer Transformation | Number of I&C customers | Sunderland | 7781 | 7783 | 7791 | 7798 | 7802 | 7807 | 7813 | 7820 | 7823 | 7830 | 7835 | 7839 | 7846 | 7852 | 7860 | 7862 | 7870 | 7876 | 7882 | 7888 | 7895 | 7901 | 7906 | 7914 | 7921 | 7927 | 7933 | 7942 | 7948 | 7954 | 7962 | 7969 | Sunderland | North Eastern
NG FES - Consumer Transformation | Number of I&C customers | Wakefield | 11384 | 11445 | 11514 | 11582 | 11655 | 11725 | 11794 | 11866 | 11945 | 12016 | 12090 | 12167 | 12245 | 12324 | 12405 | 12489 | 12571 | 12656 | 12743 | 12834 | 12926 | 13016 | 13112 | 13208 | 13307 | 13410 | 13516 | 13621 | 13731 | 13842 | 13955 | 14071 | Wakefield | Leeds City Region
NG FES - Consumer Transformation | Number of I&C customers | West Lindsey | 3344 | 3365 | 3390 | 3412 | 3436 | 3461 | 3485 | 3510 | 3534 | 3559 | 3585 | 3610 | 3635 | 3660 | 3687 | 3714 | 3740 | 3767 | 3794 | 3822 | 3853 | 3882 | 3912 | 3942 | 3973 | 4006 | 4037 | 4070 | 4104 | 4137 | 4172 | 4205 | West Lindsey | Greater Lincolnshire
NG FES - Consumer Transformation | Number of I&C customers | York | 7818 | 7821 | 7827 | 7833 | 7837 | 7843 | 7848 | 7852 | 7858 | 7864 | 7867 | 7874 | 7879 | 7884 | 7889 | 7895 | 7900 | 7907 | 7911 | 7919 | 7925 | 7930 | 7937 | 7943 | 7949 | 7956 | 7963 | 7970 | 7976 | 7983 | 7991 | 7998 | York | Leeds City Region | York and North Yorkshire
NG FES - Leading the Way | Number of I&C customers | Barnsley | 7174 | 7220 | 7271 | 7323 | 7375 | 7428 | 7479 | 7533 | 7589 | 7642 | 7698 | 7754 | 7810 | 7869 | 7927 | 7990 | 8051 | 8113 | 8180 | 8245 | 8315 | 8380 | 8449 | 8519 | 8592 | 8666 | 8743 | 8818 | 8899 | 8977 | 9062 | 9142 | Barnsley | Leeds City Region | Sheffield City Region
NG FES - Leading the Way | Number of I&C customers | Bassetlaw | 716 | 720 | 725 | 730 | 735 | 740 | 745 | 750 | 755 | 760 | 766 | 770 | 776 | 782 | 788 | 793 | 799 | 804 | 810 | 816 | 822 | 829 | 836 | 841 | 849 | 856 | 863 | 870 | 877 | 885 | 891 | 900 | Bassetlaw | Derby, Derbyshire, Nottingham and Nottinghamshire | Sheffield City Region
NG FES - Leading the Way | Number of I&C customers | Bradford | 17311 | 17312 | 17313 | 17314 | 17315 | 17315 | 17318 | 17319 | 17319 | 17321 | 17322 | 17322 | 17323 | 17323 | 17325 | 17326 | 17328 | 17329 | 17330 | 17332 | 17333 | 17335 | 17335 | 17336 | 17338 | 17340 | 17340 | 17342 | 17344 | 17345 | 17347 | 17348 | Bradford | Leeds City Region
NG FES - Leading the Way | Number of I&C customers | Calderdale | 7469 | 7469 | 7469 | 7469 | 7469 | 7469 | 7470 | 7470 | 7470 | 7470 | 7470 | 7470 | 7470 | 7470 | 7470 | 7470 | 7470 | 7471 | 7471 | 7472 | 7472 | 7472 | 7472 | 7472 | 7472 | 7472 | 7473 | 7473 | 7473 | 7473 | 7473 | 7473 | Calderdale | Leeds City Region
NG FES - Leading the Way | Number of I&C customers | County Durham | 15509 | 15512 | 15515 | 15518 | 15523 | 15525 | 15529 | 15532 | 15535 | 15538 | 15543 | 15547 | 15550 | 15553 | 15557 | 15561 | 15564 | 15569 | 15572 | 15576 | 15580 | 15585 | 15589 | 15595 | 15598 | 15603 | 15607 | 15610 | 15615 | 15622 | 15627 | 15631 | County Durham | North Eastern
NG FES - Leading the Way | Number of I&C customers | Craven | 2620 | 2627 | 2636 | 2643 | 2651 | 2660 | 2667 | 2677 | 2685 | 2692 | 2701 | 2709 | 2719 | 2727 | 2736 | 2745 | 2755 | 2765 | 2775 | 2784 | 2795 | 2804 | 2815 | 2825 | 2837 | 2849 | 2860 | 2870 | 2882 | 2894 | 2906 | 2918 | Craven | Leeds City Region | York and North Yorkshire
NG FES - Leading the Way | Number of I&C customers | Darlington | 3450 | 3450 | 3451 | 3451 | 3451 | 3451 | 3452 | 3452 | 3452 | 3453 | 3454 | 3454 | 3454 | 3455 | 3455 | 3455 | 3455 | 3456 | 3456 | 3456 | 3457 | 3457 | 3457 | 3459 | 3459 | 3459 | 3460 | 3460 | 3460 | 3461 | 3461 | 3462 | Darlington | Tees Valley
NG FES - Leading the Way | Number of I&C customers | Doncaster | 9937 | 9993 | 10058 | 10119 | 10187 | 10255 | 10319 | 10384 | 10450 | 10515 | 10585 | 10652 | 10725 | 10797 | 10866 | 10942 | 11019 | 11093 | 11174 | 11251 | 11334 | 11416 | 11501 | 11590 | 11676 | 11765 | 11857 | 11952 | 12045 | 12141 | 12241 | 12339 | Doncaster | Sheffield City Region
NG FES - Leading the Way | Number of I&C customers | East Lindsey | 2462 | 2478 | 2491 | 2506 | 2521 | 2537 | 2552 | 2569 | 2584 | 2601 | 2618 | 2633 | 2650 | 2668 | 2686 | 2704 | 2719 | 2738 | 2757 | 2776 | 2796 | 2815 | 2835 | 2854 | 2874 | 2896 | 2919 | 2939 | 2962 | 2984 | 3008 | 3030 | East Lindsey | Greater Lincolnshire
NG FES - Leading the Way | Number of I&C customers | East Riding of Yorkshire | 14795 | 14889 | 14994 | 15100 | 15207 | 15319 | 15428 | 15538 | 15645 | 15753 | 15867 | 15975 | 16089 | 16205 | 16318 | 16436 | 16558 | 16678 | 16801 | 16925 | 17053 | 17181 | 17312 | 17449 | 17584 | 17723 | 17866 | 18008 | 18154 | 18304 | 18453 | 18609 | East Riding of Yorkshire | Humber | York and North Yorkshire
NG FES - Leading the Way | Number of I&C customers | Gateshead | 5584 | 5584 | 5584 | 5584 | 5585 | 5585 | 5585 | 5585 | 5585 | 5586 | 5586 | 5586 | 5586 | 5586 | 5587 | 5587 | 5587 | 5587 | 5588 | 5588 | 5588 | 5588 | 5589 | 5589 | 5589 | 5589 | 5590 | 5590 | 5590 | 5590 | 5591 | 5591 | Gateshead | North Eastern
NG FES - Leading the Way | Number of I&C customers | Hambleton | 5649 | 5688 | 5733 | 5779 | 5823 | 5869 | 5916 | 5962 | 6006 | 6054 | 6099 | 6147 | 6194 | 6241 | 6290 | 6339 | 6391 | 6442 | 6493 | 6546 | 6599 | 6656 | 6710 | 6767 | 6823 | 6882 | 6942 | 7001 | 7062 | 7126 | 7189 | 7253 | Hambleton | York and North Yorkshire
NG FES - Leading the Way | Number of I&C customers | Harrogate | 8264 | 8334 | 8412 | 8497 | 8576 | 8658 | 8740 | 8822 | 8902 | 8986 | 9067 | 9151 | 9235 | 9322 | 9410 | 9501 | 9593 | 9686 | 9782 | 9879 | 9979 | 10080 | 10184 | 10289 | 10397 | 10504 | 10613 | 10726 | 10839 | 10954 | 11072 | 11193 | Harrogate | Leeds City Region | York and North Yorkshire
NG FES - Leading the Way | Number of I&C customers | Hartlepool | 2801 | 2801 | 2802 | 2803 | 2804 | 2804 | 2805 | 2805 | 2807 | 2807 | 2808 | 2808 | 2809 | 2810 | 2810 | 2811 | 2811 | 2812 | 2813 | 2814 | 2814 | 2815 | 2817 | 2817 | 2818 | 2819 | 2820 | 2820 | 2821 | 2822 | 2823 | 2824 | Hartlepool | Tees Valley
NG FES - Leading the Way | Number of I&C customers | High Peak | 422 | 422 | 422 | 422 | 422 | 422 | 422 | 422 | 422 | 422 | 422 | 422 | 422 | 422 | 422 | 422 | 422 | 422 | 422 | 422 | 422 | 422 | 422 | 422 | 422 | 422 | 422 | 422 | 422 | 422 | 422 | 422 | High Peak | Derby, Derbyshire, Nottingham and Nottinghamshire,
NG FES - Leading the Way | Number of I&C customers | Kingston upon Hull, City of | 9102 | 9107 | 9114 | 9118 | 9125 | 9130 | 9136 | 9143 | 9149 | 9154 | 9160 | 9167 | 9174 | 9180 | 9186 | 9192 | 9198 | 9204 | 9212 | 9218 | 9226 | 9232 | 9239 | 9246 | 9253 | 9262 | 9269 | 9276 | 9284 | 9292 | 9301 | 9311 | Kingston upon Hull, City of | Humber
NG FES - Leading the Way | Number of I&C customers | Kirklees | 14414 | 14415 | 14417 | 14419 | 14422 | 14423 | 14425 | 14428 | 14430 | 14433 | 14435 | 14438 | 14439 | 14442 | 14444 | 14446 | 14449 | 14451 | 14454 | 14456 | 14459 | 14460 | 14465 | 14468 | 14469 | 14473 | 14477 | 14479 | 14483 | 14487 | 14490 | 14492 | Kirklees | Leeds City Region
NG FES - Leading the Way | Number of I&C customers | Leeds | 27147 | 27149 | 27152 | 27157 | 27162 | 27165 | 27170 | 27172 | 27176 | 27179 | 27185 | 27189 | 27191 | 27196 | 27200 | 27205 | 27209 | 27215 | 27220 | 27223 | 27228 | 27234 | 27238 | 27242 | 27248 | 27253 | 27258 | 27264 | 27268 | 27274 | 27280 | 27285 | Leeds | Leeds City Region
NG FES - Leading the Way | Number of I&C customers | Middlesbrough | 3856 | 3862 | 3869 | 3878 | 3885 | 3893 | 3901 | 3909 | 3916 | 3924 | 3932 | 3939 | 3946 | 3955 | 3963 | 3971 | 3979 | 3987 | 3996 | 4006 | 4014 | 4023 | 4032 | 4042 | 4051 | 4060 | 4070 | 4081 | 4091 | 4100 | 4111 | 4122 | Middlesbrough | Tees Valley
NG FES - Leading the Way | Number of I&C customers | Newcastle upon Tyne | 9215 | 9256 | 9303 | 9349 | 9398 | 9446 | 9498 | 9548 | 9600 | 9653 | 9706 | 9759 | 9812 | 9867 | 9920 | 9976 | 10031 | 10086 | 10142 | 10199 | 10253 | 10312 | 10371 | 10433 | 10494 | 10555 | 10617 | 10680 | 10747 | 10811 | 10877 | 10944 | Newcastle upon Tyne | North Eastern
NG FES - Leading the Way | Number of I&C customers | North East Derbyshire | 580 | 583 | 588 | 592 | 596 | 601 | 605 | 609 | 614 | 618 | 623 | 627 | 632 | 637 | 641 | 647 | 652 | 656 | 661 | 667 | 672 | 678 | 684 | 689 | 695 | 701 | 707 | 713 | 719 | 726 | 732 | 739 | North East Derbyshire | Derby, Derbyshire, Nottingham and Nottinghamshire | Sheffield City Region
NG FES - Leading the Way | Number of I&C customers | North East Lincolnshire | 5237 | 5238 | 5239 | 5242 | 5244 | 5245 | 5246 | 5249 | 5251 | 5253 | 5255 | 5257 | 5259 | 5261 | 5262 | 5265 | 5266 | 5268 | 5271 | 5272 | 5275 | 5277 | 5280 | 5281 | 5284 | 5287 | 5289 | 5291 | 5294 | 5295 | 5299 | 5302 | North East Lincolnshire | Greater Lincolnshire | Humber
NG FES - Leading the Way | Number of I&C customers | North Lincolnshire | 6730 | 6770 | 6812 | 6858 | 6902 | 6949 | 6991 | 7036 | 7083 | 7127 | 7174 | 7216 | 7266 | 7312 | 7359 | 7407 | 7456 | 7507 | 7557 | 7610 | 7662 | 7717 | 7775 | 7827 | 7884 | 7943 | 8002 | 8061 | 8117 | 8184 | 8245 | 8308 | North Lincolnshire | Greater Lincolnshire | Humber
NG FES - Leading the Way | Number of I&C customers | North Tyneside | 5100 | 5131 | 5168 | 5202 | 5238 | 5274 | 5312 | 5348 | 5385 | 5421 | 5461 | 5498 | 5538 | 5576 | 5616 | 5654 | 5698 | 5737 | 5780 | 5824 | 5868 | 5912 | 5959 | 6006 | 6051 | 6101 | 6150 | 6200 | 6251 | 6302 | 6355 | 6409 | North Tyneside | North Eastern
NG FES - Leading the Way | Number of I&C customers | Northumberland | 11864 | 11932 | 12008 | 12085 | 12165 | 12244 | 12324 | 12402 | 12484 | 12565 | 12648 | 12729 | 12812 | 12896 | 12982 | 13067 | 13154 | 13242 | 13331 | 13425 | 13515 | 13612 | 13707 | 13805 | 13903 | 14004 | 14107 | 14211 | 14318 | 14425 | 14537 | 14649 | Northumberland | North Eastern
NG FES - Leading the Way | Number of I&C customers | Pendle | 969 | 969 | 971 | 971 | 972 | 973 | 974 | 974 | 975 | 976 | 977 | 978 | 978 | 979 | 979 | 981 | 981 | 983 | 983 | 984 | 986 | 986 | 988 | 989 | 989 | 991 | 991 | 992 | 993 | 995 | 996 | 996 | Pendle | Lancashire
NG FES - Leading the Way | Number of I&C customers | Redcar and Cleveland | 3841 | 3868 | 3897 | 3925 | 3956 | 3986 | 4016 | 4045 | 4075 | 4105 | 4136 | 4166 | 4196 | 4226 | 4258 | 4291 | 4324 | 4356 | 4390 | 4423 | 4458 | 4492 | 4528 | 4564 | 4601 | 4639 | 4677 | 4716 | 4755 | 4796 | 4835 | 4876 | Redcar and Cleveland | Tees Valley
NG FES - Leading the Way | Number of I&C customers | Richmondshire | 3184 | 3212 | 3239 | 3270 | 3299 | 3329 | 3361 | 3391 | 3422 | 3453 | 3483 | 3515 | 3546 | 3579 | 3610 | 3643 | 3677 | 3712 | 3747 | 3784 | 3821 | 3860 | 3897 | 3936 | 3974 | 4014 | 4056 | 4095 | 4138 | 4181 | 4224 | 4268 | Richmondshire | York and North Yorkshire
NG FES - Leading the Way | Number of I&C customers | Rotherham | 7853 | 7897 | 7948 | 7997 | 8049 | 8099 | 8154 | 8205 | 8258 | 8308 | 8364 | 8419 | 8475 | 8530 | 8588 | 8647 | 8707 | 8768 | 8831 | 8896 | 8961 | 9028 | 9096 | 9166 | 9237 | 9307 | 9379 | 9456 | 9531 | 9611 | 9690 | 9771 | Rotherham | Sheffield City Region
NG FES - Leading the Way | Number of I&C customers | Ryedale | 3960 | 3992 | 4029 | 4068 | 4106 | 4145 | 4184 | 4224 | 4261 | 4302 | 4342 | 4382 | 4421 | 4463 | 4505 | 4547 | 4590 | 4633 | 4676 | 4722 | 4766 | 4814 | 4860 | 4907 | 4957 | 5009 | 5060 | 5112 | 5164 | 5218 | 5273 | 5328 | Ryedale | York and North Yorkshire
NG FES - Leading the Way | Number of I&C customers | Scarborough | 6653 | 6671 | 6691 | 6709 | 6730 | 6748 | 6770 | 6789 | 6808 | 6831 | 6851 | 6871 | 6891 | 6913 | 6935 | 6957 | 6980 | 7001 | 7025 | 7047 | 7073 | 7097 | 7119 | 7145 | 7169 | 7196 | 7221 | 7250 | 7276 | 7304 | 7332 | 7360 | Scarborough | York and North Yorkshire
NG FES - Leading the Way | Number of I&C customers | Selby | 3836 | 3863 | 3892 | 3925 | 3954 | 3985 | 4017 | 4048 | 4081 | 4112 | 4144 | 4175 | 4208 | 4243 | 4274 | 4310 | 4343 | 4379 | 4416 | 4453 | 4488 | 4527 | 4565 | 4603 | 4644 | 4687 | 4729 | 4771 | 4816 | 4861 | 4906 | 4953 | Selby | Leeds City Region | York and North Yorkshire
NG FES - Leading the Way | Number of I&C customers | Sheffield | 17893 | 17895 | 17899 | 17902 | 17906 | 17911 | 17914 | 17918 | 17921 | 17924 | 17930 | 17932 | 17936 | 17939 | 17945 | 17948 | 17952 | 17956 | 17959 | 17966 | 17969 | 17974 | 17979 | 17985 | 17988 | 17992 | 17998 | 18003 | 18009 | 18014 | 18019 | 18027 | Sheffield | Sheffield City Region
NG FES - Leading the Way | Number of I&C customers | South Tyneside | 3665 | 3665 | 3665 | 3666 | 3666 | 3666 | 3666 | 3666 | 3667 | 3667 | 3667 | 3667 | 3667 | 3668 | 3668 | 3668 | 3668 | 3670 | 3671 | 3671 | 3671 | 3671 | 3672 | 3672 | 3672 | 3672 | 3672 | 3673 | 3674 | 3674 | 3674 | 3675 | South Tyneside | North Eastern
NG FES - Leading the Way | Number of I&C customers | Stockton-on-Tees | 5045 | 5077 | 5114 | 5150 | 5186 | 5222 | 5260 | 5296 | 5332 | 5369 | 5407 | 5443 | 5478 | 5516 | 5555 | 5592 | 5632 | 5672 | 5712 | 5754 | 5795 | 5841 | 5885 | 5929 | 5975 | 6021 | 6066 | 6113 | 6160 | 6208 | 6260 | 6310 | Stockton-on-Tees | Tees Valley
NG FES - Leading the Way | Number of I&C customers | Sunderland | 7781 | 7783 | 7791 | 7798 | 7802 | 7807 | 7813 | 7820 | 7823 | 7830 | 7835 | 7839 | 7846 | 7852 | 7860 | 7862 | 7870 | 7876 | 7882 | 7888 | 7895 | 7901 | 7906 | 7914 | 7921 | 7927 | 7933 | 7942 | 7948 | 7954 | 7962 | 7969 | Sunderland | North Eastern
NG FES - Leading the Way | Number of I&C customers | Wakefield | 11384 | 11445 | 11514 | 11582 | 11655 | 11725 | 11794 | 11866 | 11945 | 12016 | 12090 | 12167 | 12245 | 12324 | 12405 | 12489 | 12571 | 12656 | 12743 | 12834 | 12926 | 13016 | 13112 | 13208 | 13307 | 13410 | 13516 | 13621 | 13731 | 13842 | 13955 | 14071 | Wakefield | Leeds City Region
NG FES - Leading the Way | Number of I&C customers | West Lindsey | 3344 | 3365 | 3390 | 3412 | 3436 | 3461 | 3485 | 3510 | 3534 | 3559 | 3585 | 3610 | 3635 | 3660 | 3687 | 3714 | 3740 | 3767 | 3794 | 3822 | 3853 | 3882 | 3912 | 3942 | 3973 | 4006 | 4037 | 4070 | 4104 | 4137 | 4172 | 4205 | West Lindsey | Greater Lincolnshire
NG FES - Leading the Way | Number of I&C customers | York | 7818 | 7821 | 7827 | 7833 | 7837 | 7843 | 7848 | 7852 | 7858 | 7864 | 7867 | 7874 | 7879 | 7884 | 7889 | 7895 | 7900 | 7907 | 7911 | 7919 | 7925 | 7930 | 7937 | 7943 | 7949 | 7956 | 7963 | 7970 | 7976 | 7983 | 7991 | 7998 | York | Leeds City Region | York and North Yorkshire
NPg Planning Scenario | Number of I&C customers | Barnsley | 7174 | 7220 | 7271 | 7323 | 7375 | 7428 | 7479 | 7533 | 7589 | 7642 | 7698 | 7754 | 7810 | 7869 | 7927 | 7990 | 8051 | 8113 | 8180 | 8245 | 8315 | 8380 | 8449 | 8519 | 8592 | 8666 | 8743 | 8818 | 8899 | 8977 | 9062 | 9142 | Barnsley | Leeds City Region | Sheffield City Region
NPg Planning Scenario | Number of I&C customers | Bassetlaw | 716 | 720 | 725 | 730 | 735 | 740 | 745 | 750 | 755 | 760 | 766 | 770 | 776 | 782 | 788 | 793 | 799 | 804 | 810 | 816 | 822 | 829 | 836 | 841 | 849 | 856 | 863 | 870 | 877 | 885 | 891 | 900 | Bassetlaw | Derby, Derbyshire, Nottingham and Nottinghamshire | Sheffield City Region
NPg Planning Scenario | Number of I&C customers | Bradford | 17311 | 17312 | 17313 | 17314 | 17315 | 17315 | 17318 | 17319 | 17319 | 17321 | 17322 | 17322 | 17323 | 17323 | 17325 | 17326 | 17328 | 17329 | 17330 | 17332 | 17333 | 17335 | 17335 | 17336 | 17338 | 17340 | 17340 | 17342 | 17344 | 17345 | 17347 | 17348 | Bradford | Leeds City Region
NPg Planning Scenario | Number of I&C customers | Calderdale | 7469 | 7469 | 7469 | 7469 | 7469 | 7469 | 7470 | 7470 | 7470 | 7470 | 7470 | 7470 | 7470 | 7470 | 7470 | 7470 | 7470 | 7471 | 7471 | 7472 | 7472 | 7472 | 7472 | 7472 | 7472 | 7472 | 7473 | 7473 | 7473 | 7473 | 7473 | 7473 | Calderdale | Leeds City Region
NPg Planning Scenario | Number of I&C customers | County Durham | 15509 | 15512 | 15515 | 15518 | 15523 | 15525 | 15529 | 15532 | 15535 | 15538 | 15543 | 15547 | 15550 | 15553 | 15557 | 15561 | 15564 | 15569 | 15572 | 15576 | 15580 | 15585 | 15589 | 15595 | 15598 | 15603 | 15607 | 15610 | 15615 | 15622 | 15627 | 15631 | County Durham | North Eastern
NPg Planning Scenario | Number of I&C customers | Craven | 2620 | 2627 | 2636 | 2643 | 2651 | 2660 | 2667 | 2677 | 2685 | 2692 | 2701 | 2709 | 2719 | 2727 | 2736 | 2745 | 2755 | 2765 | 2775 | 2784 | 2795 | 2804 | 2815 | 2825 | 2837 | 2849 | 2860 | 2870 | 2882 | 2894 | 2906 | 2918 | Craven | Leeds City Region | York and North Yorkshire
NPg Planning Scenario | Number of I&C customers | Darlington | 3450 | 3450 | 3451 | 3451 | 3451 | 3451 | 3452 | 3452 | 3452 | 3453 | 3454 | 3454 | 3454 | 3455 | 3455 | 3455 | 3455 | 3456 | 3456 | 3456 | 3457 | 3457 | 3457 | 3459 | 3459 | 3459 | 3460 | 3460 | 3460 | 3461 | 3461 | 3462 | Darlington | Tees Valley
NPg Planning Scenario | Number of I&C customers | Doncaster | 9937 | 9993 | 10058 | 10119 | 10187 | 10255 | 10319 | 10384 | 10450 | 10515 | 10585 | 10652 | 10725 | 10797 | 10866 | 10942 | 11019 | 11093 | 11174 | 11251 | 11334 | 11416 | 11501 | 11590 | 11676 | 11765 | 11857 | 11952 | 12045 | 12141 | 12241 | 12339 | Doncaster | Sheffield City Region
NPg Planning Scenario | Number of I&C customers | East Lindsey | 2462 | 2478 | 2491 | 2506 | 2521 | 2537 | 2552 | 2569 | 2584 | 2601 | 2618 | 2633 | 2650 | 2668 | 2686 | 2704 | 2719 | 2738 | 2757 | 2776 | 2796 | 2815 | 2835 | 2854 | 2874 | 2896 | 2919 | 2939 | 2962 | 2984 | 3008 | 3030 | East Lindsey | Greater Lincolnshire
NPg Planning Scenario | Number of I&C customers | East Riding of Yorkshire | 14795 | 14889 | 14994 | 15100 | 15207 | 15319 | 15428 | 15538 | 15645 | 15753 | 15867 | 15975 | 16089 | 16205 | 16318 | 16436 | 16558 | 16678 | 16801 | 16925 | 17053 | 17181 | 17312 | 17449 | 17584 | 17723 | 17866 | 18008 | 18154 | 18304 | 18453 | 18609 | East Riding of Yorkshire | Humber | York and North Yorkshire
NPg Planning Scenario | Number of I&C customers | Gateshead | 5584 | 5584 | 5584 | 5584 | 5585 | 5585 | 5585 | 5585 | 5585 | 5586 | 5586 | 5586 | 5586 | 5586 | 5587 | 5587 | 5587 | 5587 | 5588 | 5588 | 5588 | 5588 | 5589 | 5589 | 5589 | 5589 | 5590 | 5590 | 5590 | 5590 | 5591 | 5591 | Gateshead | North Eastern
NPg Planning Scenario | Number of I&C customers | Hambleton | 5649 | 5688 | 5733 | 5779 | 5823 | 5869 | 5916 | 5962 | 6006 | 6054 | 6099 | 6147 | 6194 | 6241 | 6290 | 6339 | 6391 | 6442 | 6493 | 6546 | 6599 | 6656 | 6710 | 6767 | 6823 | 6882 | 6942 | 7001 | 7062 | 7126 | 7189 | 7253 | Hambleton | York and North Yorkshire
NPg Planning Scenario | Number of I&C customers | Harrogate | 8264 | 8334 | 8412 | 8497 | 8576 | 8658 | 8740 | 8822 | 8902 | 8986 | 9067 | 9151 | 9235 | 9322 | 9410 | 9501 | 9593 | 9686 | 9782 | 9879 | 9979 | 10080 | 10184 | 10289 | 10397 | 10504 | 10613 | 10726 | 10839 | 10954 | 11072 | 11193 | Harrogate | Leeds City Region | York and North Yorkshire
NPg Planning Scenario | Number of I&C customers | Hartlepool | 2801 | 2801 | 2802 | 2803 | 2804 | 2804 | 2805 | 2805 | 2807 | 2807 | 2808 | 2808 | 2809 | 2810 | 2810 | 2811 | 2811 | 2812 | 2813 | 2814 | 2814 | 2815 | 2817 | 2817 | 2818 | 2819 | 2820 | 2820 | 2821 | 2822 | 2823 | 2824 | Hartlepool | Tees Valley
NPg Planning Scenario | Number of I&C customers | High Peak | 422 | 422 | 422 | 422 | 422 | 422 | 422 | 422 | 422 | 422 | 422 | 422 | 422 | 422 | 422 | 422 | 422 | 422 | 422 | 422 | 422 | 422 | 422 | 422 | 422 | 422 | 422 | 422 | 422 | 422 | 422 | 422 | High Peak | Derby, Derbyshire, Nottingham and Nottinghamshire,
NPg Planning Scenario | Number of I&C customers | Kingston upon Hull, City of | 9102 | 9107 | 9114 | 9118 | 9125 | 9130 | 9136 | 9143 | 9149 | 9154 | 9160 | 9167 | 9174 | 9180 | 9186 | 9192 | 9198 | 9204 | 9212 | 9218 | 9226 | 9232 | 9239 | 9246 | 9253 | 9262 | 9269 | 9276 | 9284 | 9292 | 9301 | 9311 | Kingston upon Hull, City of | Humber
NPg Planning Scenario | Number of I&C customers | Kirklees | 14414 | 14415 | 14417 | 14419 | 14422 | 14423 | 14425 | 14428 | 14430 | 14433 | 14435 | 14438 | 14439 | 14442 | 14444 | 14446 | 14449 | 14451 | 14454 | 14456 | 14459 | 14460 | 14465 | 14468 | 14469 | 14473 | 14477 | 14479 | 14483 | 14487 | 14490 | 14492 | Kirklees | Leeds City Region
NPg Planning Scenario | Number of I&C customers | Leeds | 27147 | 27149 | 27152 | 27157 | 27162 | 27165 | 27170 | 27172 | 27176 | 27179 | 27185 | 27189 | 27191 | 27196 | 27200 | 27205 | 27209 | 27215 | 27220 | 27223 | 27228 | 27234 | 27238 | 27242 | 27248 | 27253 | 27258 | 27264 | 27268 | 27274 | 27280 | 27285 | Leeds | Leeds City Region
NPg Planning Scenario | Number of I&C customers | Middlesbrough | 3856 | 3862 | 3869 | 3878 | 3885 | 3893 | 3901 | 3909 | 3916 | 3924 | 3932 | 3939 | 3946 | 3955 | 3963 | 3971 | 3979 | 3987 | 3996 | 4006 | 4014 | 4023 | 4032 | 4042 | 4051 | 4060 | 4070 | 4081 | 4091 | 4100 | 4111 | 4122 | Middlesbrough | Tees Valley
NPg Planning Scenario | Number of I&C customers | Newcastle upon Tyne | 9215 | 9256 | 9303 | 9349 | 9398 | 9446 | 9498 | 9548 | 9600 | 9653 | 9706 | 9759 | 9812 | 9867 | 9920 | 9976 | 10031 | 10086 | 10142 | 10199 | 10253 | 10312 | 10371 | 10433 | 10494 | 10555 | 10617 | 10680 | 10747 | 10811 | 10877 | 10944 | Newcastle upon Tyne | North Eastern
NPg Planning Scenario | Number of I&C customers | North East Derbyshire | 580 | 583 | 588 | 592 | 596 | 601 | 605 | 609 | 614 | 618 | 623 | 627 | 632 | 637 | 641 | 647 | 652 | 656 | 661 | 667 | 672 | 678 | 684 | 689 | 695 | 701 | 707 | 713 | 719 | 726 | 732 | 739 | North East Derbyshire | Derby, Derbyshire, Nottingham and Nottinghamshire | Sheffield City Region
NPg Planning Scenario | Number of I&C customers | North East Lincolnshire | 5237 | 5238 | 5239 | 5242 | 5244 | 5245 | 5246 | 5249 | 5251 | 5253 | 5255 | 5257 | 5259 | 5261 | 5262 | 5265 | 5266 | 5268 | 5271 | 5272 | 5275 | 5277 | 5280 | 5281 | 5284 | 5287 | 5289 | 5291 | 5294 | 5295 | 5299 | 5302 | North East Lincolnshire | Greater Lincolnshire | Humber
NPg Planning Scenario | Number of I&C customers | North Lincolnshire | 6730 | 6770 | 6812 | 6858 | 6902 | 6949 | 6991 | 7036 | 7083 | 7127 | 7174 | 7216 | 7266 | 7312 | 7359 | 7407 | 7456 | 7507 | 7557 | 7610 | 7662 | 7717 | 7775 | 7827 | 7884 | 7943 | 8002 | 8061 | 8117 | 8184 | 8245 | 8308 | North Lincolnshire | Greater Lincolnshire | Humber
NPg Planning Scenario | Number of I&C customers | North Tyneside | 5100 | 5131 | 5168 | 5202 | 5238 | 5274 | 5312 | 5348 | 5385 | 5421 | 5461 | 5498 | 5538 | 5576 | 5616 | 5654 | 5698 | 5737 | 5780 | 5824 | 5868 | 5912 | 5959 | 6006 | 6051 | 6101 | 6150 | 6200 | 6251 | 6302 | 6355 | 6409 | North Tyneside | North Eastern
NPg Planning Scenario | Number of I&C customers | Northumberland | 11864 | 11932 | 12008 | 12085 | 12165 | 12244 | 12324 | 12402 | 12484 | 12565 | 12648 | 12729 | 12812 | 12896 | 12982 | 13067 | 13154 | 13242 | 13331 | 13425 | 13515 | 13612 | 13707 | 13805 | 13903 | 14004 | 14107 | 14211 | 14318 | 14425 | 14537 | 14649 | Northumberland | North Eastern
NPg Planning Scenario | Number of I&C customers | Pendle | 969 | 969 | 971 | 971 | 972 | 973 | 974 | 974 | 975 | 976 | 977 | 978 | 978 | 979 | 979 | 981 | 981 | 983 | 983 | 984 | 986 | 986 | 988 | 989 | 989 | 991 | 991 | 992 | 993 | 995 | 996 | 996 | Pendle | Lancashire
NPg Planning Scenario | Number of I&C customers | Redcar and Cleveland | 3841 | 3868 | 3897 | 3925 | 3956 | 3986 | 4016 | 4045 | 4075 | 4105 | 4136 | 4166 | 4196 | 4226 | 4258 | 4291 | 4324 | 4356 | 4390 | 4423 | 4458 | 4492 | 4528 | 4564 | 4601 | 4639 | 4677 | 4716 | 4755 | 4796 | 4835 | 4876 | Redcar and Cleveland | Tees Valley
NPg Planning Scenario | Number of I&C customers | Richmondshire | 3184 | 3212 | 3239 | 3270 | 3299 | 3329 | 3361 | 3391 | 3422 | 3453 | 3483 | 3515 | 3546 | 3579 | 3610 | 3643 | 3677 | 3712 | 3747 | 3784 | 3821 | 3860 | 3897 | 3936 | 3974 | 4014 | 4056 | 4095 | 4138 | 4181 | 4224 | 4268 | Richmondshire | York and North Yorkshire
NPg Planning Scenario | Number of I&C customers | Rotherham | 7853 | 7897 | 7948 | 7997 | 8049 | 8099 | 8154 | 8205 | 8258 | 8308 | 8364 | 8419 | 8475 | 8530 | 8588 | 8647 | 8707 | 8768 | 8831 | 8896 | 8961 | 9028 | 9096 | 9166 | 9237 | 9307 | 9379 | 9456 | 9531 | 9611 | 9690 | 9771 | Rotherham | Sheffield City Region
NPg Planning Scenario | Number of I&C customers | Ryedale | 3960 | 3992 | 4029 | 4068 | 4106 | 4145 | 4184 | 4224 | 4261 | 4302 | 4342 | 4382 | 4421 | 4463 | 4505 | 4547 | 4590 | 4633 | 4676 | 4722 | 4766 | 4814 | 4860 | 4907 | 4957 | 5009 | 5060 | 5112 | 5164 | 5218 | 5273 | 5328 | Ryedale | York and North Yorkshire
NPg Planning Scenario | Number of I&C customers | Scarborough | 6653 | 6671 | 6691 | 6709 | 6730 | 6748 | 6770 | 6789 | 6808 | 6831 | 6851 | 6871 | 6891 | 6913 | 6935 | 6957 | 6980 | 7001 | 7025 | 7047 | 7073 | 7097 | 7119 | 7145 | 7169 | 7196 | 7221 | 7250 | 7276 | 7304 | 7332 | 7360 | Scarborough | York and North Yorkshire
NPg Planning Scenario | Number of I&C customers | Selby | 3836 | 3863 | 3892 | 3925 | 3954 | 3985 | 4017 | 4048 | 4081 | 4112 | 4144 | 4175 | 4208 | 4243 | 4274 | 4310 | 4343 | 4379 | 4416 | 4453 | 4488 | 4527 | 4565 | 4603 | 4644 | 4687 | 4729 | 4771 | 4816 | 4861 | 4906 | 4953 | Selby | Leeds City Region | York and North Yorkshire
NPg Planning Scenario | Number of I&C customers | Sheffield | 17893 | 17895 | 17899 | 17902 | 17906 | 17911 | 17914 | 17918 | 17921 | 17924 | 17930 | 17932 | 17936 | 17939 | 17945 | 17948 | 17952 | 17956 | 17959 | 17966 | 17969 | 17974 | 17979 | 17985 | 17988 | 17992 | 17998 | 18003 | 18009 | 18014 | 18019 | 18027 | Sheffield | Sheffield City Region
NPg Planning Scenario | Number of I&C customers | South Tyneside | 3665 | 3665 | 3665 | 3666 | 3666 | 3666 | 3666 | 3666 | 3667 | 3667 | 3667 | 3667 | 3667 | 3668 | 3668 | 3668 | 3668 | 3670 | 3671 | 3671 | 3671 | 3671 | 3672 | 3672 | 3672 | 3672 | 3672 | 3673 | 3674 | 3674 | 3674 | 3675 | South Tyneside | North Eastern
NPg Planning Scenario | Number of I&C customers | Stockton-on-Tees | 5045 | 5077 | 5114 | 5150 | 5186 | 5222 | 5260 | 5296 | 5332 | 5369 | 5407 | 5443 | 5478 | 5516 | 5555 | 5592 | 5632 | 5672 | 5712 | 5754 | 5795 | 5841 | 5885 | 5929 | 5975 | 6021 | 6066 | 6113 | 6160 | 6208 | 6260 | 6310 | Stockton-on-Tees | Tees Valley
NPg Planning Scenario | Number of I&C customers | Sunderland | 7781 | 7783 | 7791 | 7798 | 7802 | 7807 | 7813 | 7820 | 7823 | 7830 | 7835 | 7839 | 7846 | 7852 | 7860 | 7862 | 7870 | 7876 | 7882 | 7888 | 7895 | 7901 | 7906 | 7914 | 7921 | 7927 | 7933 | 7942 | 7948 | 7954 | 7962 | 7969 | Sunderland | North Eastern
NPg Planning Scenario | Number of I&C customers | Wakefield | 11384 | 11445 | 11514 | 11582 | 11655 | 11725 | 11794 | 11866 | 11945 | 12016 | 12090 | 12167 | 12245 | 12324 | 12405 | 12489 | 12571 | 12656 | 12743 | 12834 | 12926 | 13016 | 13112 | 13208 | 13307 | 13410 | 13516 | 13621 | 13731 | 13842 | 13955 | 14071 | Wakefield | Leeds City Region
NPg Planning Scenario | Number of I&C customers | West Lindsey | 3344 | 3365 | 3390 | 3412 | 3436 | 3461 | 3485 | 3510 | 3534 | 3559 | 3585 | 3610 | 3635 | 3660 | 3687 | 3714 | 3740 | 3767 | 3794 | 3822 | 3853 | 3882 | 3912 | 3942 | 3973 | 4006 | 4037 | 4070 | 4104 | 4137 | 4172 | 4205 | West Lindsey | Greater Lincolnshire
NPg Planning Scenario | Number of I&C customers | York | 7818 | 7821 | 7827 | 7833 | 7837 | 7843 | 7848 | 7852 | 7858 | 7864 | 7867 | 7874 | 7879 | 7884 | 7889 | 7895 | 7900 | 7907 | 7911 | 7919 | 7925 | 7930 | 7937 | 7943 | 7949 | 7956 | 7963 | 7970 | 7976 | 7983 | 7991 | 7998 | York | Leeds City Region | York and North Yorkshire
NG FES - Steady Progression | Number of I&C customers | Barnsley | 7174 | 7220 | 7271 | 7323 | 7375 | 7428 | 7479 | 7533 | 7589 | 7642 | 7698 | 7754 | 7810 | 7869 | 7927 | 7990 | 8051 | 8113 | 8180 | 8245 | 8315 | 8380 | 8449 | 8519 | 8592 | 8666 | 8743 | 8818 | 8899 | 8977 | 9062 | 9142 | Barnsley | Leeds City Region | Sheffield City Region
NG FES - Steady Progression | Number of I&C customers | Bassetlaw | 716 | 720 | 725 | 730 | 735 | 740 | 745 | 750 | 755 | 760 | 766 | 770 | 776 | 782 | 788 | 793 | 799 | 804 | 810 | 816 | 822 | 829 | 836 | 841 | 849 | 856 | 863 | 870 | 877 | 885 | 891 | 900 | Bassetlaw | Derby, Derbyshire, Nottingham and Nottinghamshire | Sheffield City Region
NG FES - Steady Progression | Number of I&C customers | Bradford | 17311 | 17312 | 17313 | 17314 | 17315 | 17315 | 17318 | 17319 | 17319 | 17321 | 17322 | 17322 | 17323 | 17323 | 17325 | 17326 | 17328 | 17329 | 17330 | 17332 | 17333 | 17335 | 17335 | 17336 | 17338 | 17340 | 17340 | 17342 | 17344 | 17345 | 17347 | 17348 | Bradford | Leeds City Region
NG FES - Steady Progression | Number of I&C customers | Calderdale | 7469 | 7469 | 7469 | 7469 | 7469 | 7469 | 7470 | 7470 | 7470 | 7470 | 7470 | 7470 | 7470 | 7470 | 7470 | 7470 | 7470 | 7471 | 7471 | 7472 | 7472 | 7472 | 7472 | 7472 | 7472 | 7472 | 7473 | 7473 | 7473 | 7473 | 7473 | 7473 | Calderdale | Leeds City Region
NG FES - Steady Progression | Number of I&C customers | County Durham | 15509 | 15512 | 15515 | 15518 | 15523 | 15525 | 15529 | 15532 | 15535 | 15538 | 15543 | 15547 | 15550 | 15553 | 15557 | 15561 | 15564 | 15569 | 15572 | 15576 | 15580 | 15585 | 15589 | 15595 | 15598 | 15603 | 15607 | 15610 | 15615 | 15622 | 15627 | 15631 | County Durham | North Eastern
NG FES - Steady Progression | Number of I&C customers | Craven | 2620 | 2627 | 2636 | 2643 | 2651 | 2660 | 2667 | 2677 | 2685 | 2692 | 2701 | 2709 | 2719 | 2727 | 2736 | 2745 | 2755 | 2765 | 2775 | 2784 | 2795 | 2804 | 2815 | 2825 | 2837 | 2849 | 2860 | 2870 | 2882 | 2894 | 2906 | 2918 | Craven | Leeds City Region | York and North Yorkshire
NG FES - Steady Progression | Number of I&C customers | Darlington | 3450 | 3450 | 3451 | 3451 | 3451 | 3451 | 3452 | 3452 | 3452 | 3453 | 3454 | 3454 | 3454 | 3455 | 3455 | 3455 | 3455 | 3456 | 3456 | 3456 | 3457 | 3457 | 3457 | 3459 | 3459 | 3459 | 3460 | 3460 | 3460 | 3461 | 3461 | 3462 | Darlington | Tees Valley
NG FES - Steady Progression | Number of I&C customers | Doncaster | 9937 | 9993 | 10058 | 10119 | 10187 | 10255 | 10319 | 10384 | 10450 | 10515 | 10585 | 10652 | 10725 | 10797 | 10866 | 10942 | 11019 | 11093 | 11174 | 11251 | 11334 | 11416 | 11501 | 11590 | 11676 | 11765 | 11857 | 11952 | 12045 | 12141 | 12241 | 12339 | Doncaster | Sheffield City Region
NG FES - Steady Progression | Number of I&C customers | East Lindsey | 2462 | 2478 | 2491 | 2506 | 2521 | 2537 | 2552 | 2569 | 2584 | 2601 | 2618 | 2633 | 2650 | 2668 | 2686 | 2704 | 2719 | 2738 | 2757 | 2776 | 2796 | 2815 | 2835 | 2854 | 2874 | 2896 | 2919 | 2939 | 2962 | 2984 | 3008 | 3030 | East Lindsey | Greater Lincolnshire
NG FES - Steady Progression | Number of I&C customers | East Riding of Yorkshire | 14795 | 14889 | 14994 | 15100 | 15207 | 15319 | 15428 | 15538 | 15645 | 15753 | 15867 | 15975 | 16089 | 16205 | 16318 | 16436 | 16558 | 16678 | 16801 | 16925 | 17053 | 17181 | 17312 | 17449 | 17584 | 17723 | 17866 | 18008 | 18154 | 18304 | 18453 | 18609 | East Riding of Yorkshire | Humber | York and North Yorkshire
NG FES - Steady Progression | Number of I&C customers | Gateshead | 5584 | 5584 | 5584 | 5584 | 5585 | 5585 | 5585 | 5585 | 5585 | 5586 | 5586 | 5586 | 5586 | 5586 | 5587 | 5587 | 5587 | 5587 | 5588 | 5588 | 5588 | 5588 | 5589 | 5589 | 5589 | 5589 | 5590 | 5590 | 5590 | 5590 | 5591 | 5591 | Gateshead | North Eastern
NG FES - Steady Progression | Number of I&C customers | Hambleton | 5649 | 5688 | 5733 | 5779 | 5823 | 5869 | 5916 | 5962 | 6006 | 6054 | 6099 | 6147 | 6194 | 6241 | 6290 | 6339 | 6391 | 6442 | 6493 | 6546 | 6599 | 6656 | 6710 | 6767 | 6823 | 6882 | 6942 | 7001 | 7062 | 7126 | 7189 | 7253 | Hambleton | York and North Yorkshire
NG FES - Steady Progression | Number of I&C customers | Harrogate | 8264 | 8334 | 8412 | 8497 | 8576 | 8658 | 8740 | 8822 | 8902 | 8986 | 9067 | 9151 | 9235 | 9322 | 9410 | 9501 | 9593 | 9686 | 9782 | 9879 | 9979 | 10080 | 10184 | 10289 | 10397 | 10504 | 10613 | 10726 | 10839 | 10954 | 11072 | 11193 | Harrogate | Leeds City Region | York and North Yorkshire
NG FES - Steady Progression | Number of I&C customers | Hartlepool | 2801 | 2801 | 2802 | 2803 | 2804 | 2804 | 2805 | 2805 | 2807 | 2807 | 2808 | 2808 | 2809 | 2810 | 2810 | 2811 | 2811 | 2812 | 2813 | 2814 | 2814 | 2815 | 2817 | 2817 | 2818 | 2819 | 2820 | 2820 | 2821 | 2822 | 2823 | 2824 | Hartlepool | Tees Valley
NG FES - Steady Progression | Number of I&C customers | High Peak | 422 | 422 | 422 | 422 | 422 | 422 | 422 | 422 | 422 | 422 | 422 | 422 | 422 | 422 | 422 | 422 | 422 | 422 | 422 | 422 | 422 | 422 | 422 | 422 | 422 | 422 | 422 | 422 | 422 | 422 | 422 | 422 | High Peak | Derby, Derbyshire, Nottingham and Nottinghamshire,
NG FES - Steady Progression | Number of I&C customers | Kingston upon Hull, City of | 9102 | 9107 | 9114 | 9118 | 9125 | 9130 | 9136 | 9143 | 9149 | 9154 | 9160 | 9167 | 9174 | 9180 | 9186 | 9192 | 9198 | 9204 | 9212 | 9218 | 9226 | 9232 | 9239 | 9246 | 9253 | 9262 | 9269 | 9276 | 9284 | 9292 | 9301 | 9311 | Kingston upon Hull, City of | Humber
NG FES - Steady Progression | Number of I&C customers | Kirklees | 14414 | 14415 | 14417 | 14419 | 14422 | 14423 | 14425 | 14428 | 14430 | 14433 | 14435 | 14438 | 14439 | 14442 | 14444 | 14446 | 14449 | 14451 | 14454 | 14456 | 14459 | 14460 | 14465 | 14468 | 14469 | 14473 | 14477 | 14479 | 14483 | 14487 | 14490 | 14492 | Kirklees | Leeds City Region
NG FES - Steady Progression | Number of I&C customers | Leeds | 27147 | 27149 | 27152 | 27157 | 27162 | 27165 | 27170 | 27172 | 27176 | 27179 | 27185 | 27189 | 27191 | 27196 | 27200 | 27205 | 27209 | 27215 | 27220 | 27223 | 27228 | 27234 | 27238 | 27242 | 27248 | 27253 | 27258 | 27264 | 27268 | 27274 | 27280 | 27285 | Leeds | Leeds City Region
NG FES - Steady Progression | Number of I&C customers | Middlesbrough | 3856 | 3862 | 3869 | 3878 | 3885 | 3893 | 3901 | 3909 | 3916 | 3924 | 3932 | 3939 | 3946 | 3955 | 3963 | 3971 | 3979 | 3987 | 3996 | 4006 | 4014 | 4023 | 4032 | 4042 | 4051 | 4060 | 4070 | 4081 | 4091 | 4100 | 4111 | 4122 | Middlesbrough | Tees Valley
NG FES - Steady Progression | Number of I&C customers | Newcastle upon Tyne | 9215 | 9256 | 9303 | 9349 | 9398 | 9446 | 9498 | 9548 | 9600 | 9653 | 9706 | 9759 | 9812 | 9867 | 9920 | 9976 | 10031 | 10086 | 10142 | 10199 | 10253 | 10312 | 10371 | 10433 | 10494 | 10555 | 10617 | 10680 | 10747 | 10811 | 10877 | 10944 | Newcastle upon Tyne | North Eastern
NG FES - Steady Progression | Number of I&C customers | North East Derbyshire | 580 | 583 | 588 | 592 | 596 | 601 | 605 | 609 | 614 | 618 | 623 | 627 | 632 | 637 | 641 | 647 | 652 | 656 | 661 | 667 | 672 | 678 | 684 | 689 | 695 | 701 | 707 | 713 | 719 | 726 | 732 | 739 | North East Derbyshire | Derby, Derbyshire, Nottingham and Nottinghamshire | Sheffield City Region
NG FES - Steady Progression | Number of I&C customers | North East Lincolnshire | 5237 | 5238 | 5239 | 5242 | 5244 | 5245 | 5246 | 5249 | 5251 | 5253 | 5255 | 5257 | 5259 | 5261 | 5262 | 5265 | 5266 | 5268 | 5271 | 5272 | 5275 | 5277 | 5280 | 5281 | 5284 | 5287 | 5289 | 5291 | 5294 | 5295 | 5299 | 5302 | North East Lincolnshire | Greater Lincolnshire | Humber
NG FES - Steady Progression | Number of I&C customers | North Lincolnshire | 6730 | 6770 | 6812 | 6858 | 6902 | 6949 | 6991 | 7036 | 7083 | 7127 | 7174 | 7216 | 7266 | 7312 | 7359 | 7407 | 7456 | 7507 | 7557 | 7610 | 7662 | 7717 | 7775 | 7827 | 7884 | 7943 | 8002 | 8061 | 8117 | 8184 | 8245 | 8308 | North Lincolnshire | Greater Lincolnshire | Humber
NG FES - Steady Progression | Number of I&C customers | North Tyneside | 5100 | 5131 | 5168 | 5202 | 5238 | 5274 | 5312 | 5348 | 5385 | 5421 | 5461 | 5498 | 5538 | 5576 | 5616 | 5654 | 5698 | 5737 | 5780 | 5824 | 5868 | 5912 | 5959 | 6006 | 6051 | 6101 | 6150 | 6200 | 6251 | 6302 | 6355 | 6409 | North Tyneside | North Eastern
NG FES - Steady Progression | Number of I&C customers | Northumberland | 11864 | 11932 | 12008 | 12085 | 12165 | 12244 | 12324 | 12402 | 12484 | 12565 | 12648 | 12729 | 12812 | 12896 | 12982 | 13067 | 13154 | 13242 | 13331 | 13425 | 13515 | 13612 | 13707 | 13805 | 13903 | 14004 | 14107 | 14211 | 14318 | 14425 | 14537 | 14649 | Northumberland | North Eastern
NG FES - Steady Progression | Number of I&C customers | Pendle | 969 | 969 | 971 | 971 | 972 | 973 | 974 | 974 | 975 | 976 | 977 | 978 | 978 | 979 | 979 | 981 | 981 | 983 | 983 | 984 | 986 | 986 | 988 | 989 | 989 | 991 | 991 | 992 | 993 | 995 | 996 | 996 | Pendle | Lancashire
NG FES - Steady Progression | Number of I&C customers | Redcar and Cleveland | 3841 | 3868 | 3897 | 3925 | 3956 | 3986 | 4016 | 4045 | 4075 | 4105 | 4136 | 4166 | 4196 | 4226 | 4258 | 4291 | 4324 | 4356 | 4390 | 4423 | 4458 | 4492 | 4528 | 4564 | 4601 | 4639 | 4677 | 4716 | 4755 | 4796 | 4835 | 4876 | Redcar and Cleveland | Tees Valley
NG FES - Steady Progression | Number of I&C customers | Richmondshire | 3184 | 3212 | 3239 | 3270 | 3299 | 3329 | 3361 | 3391 | 3422 | 3453 | 3483 | 3515 | 3546 | 3579 | 3610 | 3643 | 3677 | 3712 | 3747 | 3784 | 3821 | 3860 | 3897 | 3936 | 3974 | 4014 | 4056 | 4095 | 4138 | 4181 | 4224 | 4268 | Richmondshire | York and North Yorkshire
NG FES - Steady Progression | Number of I&C customers | Rotherham | 7853 | 7897 | 7948 | 7997 | 8049 | 8099 | 8154 | 8205 | 8258 | 8308 | 8364 | 8419 | 8475 | 8530 | 8588 | 8647 | 8707 | 8768 | 8831 | 8896 | 8961 | 9028 | 9096 | 9166 | 9237 | 9307 | 9379 | 9456 | 9531 | 9611 | 9690 | 9771 | Rotherham | Sheffield City Region
NG FES - Steady Progression | Number of I&C customers | Ryedale | 3960 | 3992 | 4029 | 4068 | 4106 | 4145 | 4184 | 4224 | 4261 | 4302 | 4342 | 4382 | 4421 | 4463 | 4505 | 4547 | 4590 | 4633 | 4676 | 4722 | 4766 | 4814 | 4860 | 4907 | 4957 | 5009 | 5060 | 5112 | 5164 | 5218 | 5273 | 5328 | Ryedale | York and North Yorkshire
NG FES - Steady Progression | Number of I&C customers | Scarborough | 6653 | 6671 | 6691 | 6709 | 6730 | 6748 | 6770 | 6789 | 6808 | 6831 | 6851 | 6871 | 6891 | 6913 | 6935 | 6957 | 6980 | 7001 | 7025 | 7047 | 7073 | 7097 | 7119 | 7145 | 7169 | 7196 | 7221 | 7250 | 7276 | 7304 | 7332 | 7360 | Scarborough | York and North Yorkshire
NG FES - Steady Progression | Number of I&C customers | Selby | 3836 | 3863 | 3892 | 3925 | 3954 | 3985 | 4017 | 4048 | 4081 | 4112 | 4144 | 4175 | 4208 | 4243 | 4274 | 4310 | 4343 | 4379 | 4416 | 4453 | 4488 | 4527 | 4565 | 4603 | 4644 | 4687 | 4729 | 4771 | 4816 | 4861 | 4906 | 4953 | Selby | Leeds City Region | York and North Yorkshire
NG FES - Steady Progression | Number of I&C customers | Sheffield | 17893 | 17895 | 17899 | 17902 | 17906 | 17911 | 17914 | 17918 | 17921 | 17924 | 17930 | 17932 | 17936 | 17939 | 17945 | 17948 | 17952 | 17956 | 17959 | 17966 | 17969 | 17974 | 17979 | 17985 | 17988 | 17992 | 17998 | 18003 | 18009 | 18014 | 18019 | 18027 | Sheffield | Sheffield City Region
NG FES - Steady Progression | Number of I&C customers | South Tyneside | 3665 | 3665 | 3665 | 3666 | 3666 | 3666 | 3666 | 3666 | 3667 | 3667 | 3667 | 3667 | 3667 | 3668 | 3668 | 3668 | 3668 | 3670 | 3671 | 3671 | 3671 | 3671 | 3672 | 3672 | 3672 | 3672 | 3672 | 3673 | 3674 | 3674 | 3674 | 3675 | South Tyneside | North Eastern
NG FES - Steady Progression | Number of I&C customers | Stockton-on-Tees | 5045 | 5077 | 5114 | 5150 | 5186 | 5222 | 5260 | 5296 | 5332 | 5369 | 5407 | 5443 | 5478 | 5516 | 5555 | 5592 | 5632 | 5672 | 5712 | 5754 | 5795 | 5841 | 5885 | 5929 | 5975 | 6021 | 6066 | 6113 | 6160 | 6208 | 6260 | 6310 | Stockton-on-Tees | Tees Valley
NG FES - Steady Progression | Number of I&C customers | Sunderland | 7781 | 7783 | 7791 | 7798 | 7802 | 7807 | 7813 | 7820 | 7823 | 7830 | 7835 | 7839 | 7846 | 7852 | 7860 | 7862 | 7870 | 7876 | 7882 | 7888 | 7895 | 7901 | 7906 | 7914 | 7921 | 7927 | 7933 | 7942 | 7948 | 7954 | 7962 | 7969 | Sunderland | North Eastern
NG FES - Steady Progression | Number of I&C customers | Wakefield | 11384 | 11445 | 11514 | 11582 | 11655 | 11725 | 11794 | 11866 | 11945 | 12016 | 12090 | 12167 | 12245 | 12324 | 12405 | 12489 | 12571 | 12656 | 12743 | 12834 | 12926 | 13016 | 13112 | 13208 | 13307 | 13410 | 13516 | 13621 | 13731 | 13842 | 13955 | 14071 | Wakefield | Leeds City Region
NG FES - Steady Progression | Number of I&C customers | West Lindsey | 3344 | 3365 | 3390 | 3412 | 3436 | 3461 | 3485 | 3510 | 3534 | 3559 | 3585 | 3610 | 3635 | 3660 | 3687 | 3714 | 3740 | 3767 | 3794 | 3822 | 3853 | 3882 | 3912 | 3942 | 3973 | 4006 | 4037 | 4070 | 4104 | 4137 | 4172 | 4205 | West Lindsey | Greater Lincolnshire
NG FES - Steady Progression | Number of I&C customers | York | 7818 | 7821 | 7827 | 7833 | 7837 | 7843 | 7848 | 7852 | 7858 | 7864 | 7867 | 7874 | 7879 | 7884 | 7889 | 7895 | 7900 | 7907 | 7911 | 7919 | 7925 | 7930 | 7937 | 7943 | 7949 | 7956 | 7963 | 7970 | 7976 | 7983 | 7991 | 7998 | York | Leeds City Region | York and North Yorkshire
NG FES - System Transformation | Number of I&C customers | Barnsley | 7174 | 7220 | 7271 | 7323 | 7375 | 7428 | 7479 | 7533 | 7589 | 7642 | 7698 | 7754 | 7810 | 7869 | 7927 | 7990 | 8051 | 8113 | 8180 | 8245 | 8315 | 8380 | 8449 | 8519 | 8592 | 8666 | 8743 | 8818 | 8899 | 8977 | 9062 | 9142 | Barnsley | Leeds City Region | Sheffield City Region
NG FES - System Transformation | Number of I&C customers | Bassetlaw | 716 | 720 | 725 | 730 | 735 | 740 | 745 | 750 | 755 | 760 | 766 | 770 | 776 | 782 | 788 | 793 | 799 | 804 | 810 | 816 | 822 | 829 | 836 | 841 | 849 | 856 | 863 | 870 | 877 | 885 | 891 | 900 | Bassetlaw | Derby, Derbyshire, Nottingham and Nottinghamshire | Sheffield City Region
NG FES - System Transformation | Number of I&C customers | Bradford | 17311 | 17312 | 17313 | 17314 | 17315 | 17315 | 17318 | 17319 | 17319 | 17321 | 17322 | 17322 | 17323 | 17323 | 17325 | 17326 | 17328 | 17329 | 17330 | 17332 | 17333 | 17335 | 17335 | 17336 | 17338 | 17340 | 17340 | 17342 | 17344 | 17345 | 17347 | 17348 | Bradford | Leeds City Region
NG FES - System Transformation | Number of I&C customers | Calderdale | 7469 | 7469 | 7469 | 7469 | 7469 | 7469 | 7470 | 7470 | 7470 | 7470 | 7470 | 7470 | 7470 | 7470 | 7470 | 7470 | 7470 | 7471 | 7471 | 7472 | 7472 | 7472 | 7472 | 7472 | 7472 | 7472 | 7473 | 7473 | 7473 | 7473 | 7473 | 7473 | Calderdale | Leeds City Region
NG FES - System Transformation | Number of I&C customers | County Durham | 15509 | 15512 | 15515 | 15518 | 15523 | 15525 | 15529 | 15532 | 15535 | 15538 | 15543 | 15547 | 15550 | 15553 | 15557 | 15561 | 15564 | 15569 | 15572 | 15576 | 15580 | 15585 | 15589 | 15595 | 15598 | 15603 | 15607 | 15610 | 15615 | 15622 | 15627 | 15631 | County Durham | North Eastern
NG FES - System Transformation | Number of I&C customers | Craven | 2620 | 2627 | 2636 | 2643 | 2651 | 2660 | 2667 | 2677 | 2685 | 2692 | 2701 | 2709 | 2719 | 2727 | 2736 | 2745 | 2755 | 2765 | 2775 | 2784 | 2795 | 2804 | 2815 | 2825 | 2837 | 2849 | 2860 | 2870 | 2882 | 2894 | 2906 | 2918 | Craven | Leeds City Region | York and North Yorkshire
NG FES - System Transformation | Number of I&C customers | Darlington | 3450 | 3450 | 3451 | 3451 | 3451 | 3451 | 3452 | 3452 | 3452 | 3453 | 3454 | 3454 | 3454 | 3455 | 3455 | 3455 | 3455 | 3456 | 3456 | 3456 | 3457 | 3457 | 3457 | 3459 | 3459 | 3459 | 3460 | 3460 | 3460 | 3461 | 3461 | 3462 | Darlington | Tees Valley
NG FES - System Transformation | Number of I&C customers | Doncaster | 9937 | 9993 | 10058 | 10119 | 10187 | 10255 | 10319 | 10384 | 10450 | 10515 | 10585 | 10652 | 10725 | 10797 | 10866 | 10942 | 11019 | 11093 | 11174 | 11251 | 11334 | 11416 | 11501 | 11590 | 11676 | 11765 | 11857 | 11952 | 12045 | 12141 | 12241 | 12339 | Doncaster | Sheffield City Region
NG FES - System Transformation | Number of I&C customers | East Lindsey | 2462 | 2478 | 2491 | 2506 | 2521 | 2537 | 2552 | 2569 | 2584 | 2601 | 2618 | 2633 | 2650 | 2668 | 2686 | 2704 | 2719 | 2738 | 2757 | 2776 | 2796 | 2815 | 2835 | 2854 | 2874 | 2896 | 2919 | 2939 | 2962 | 2984 | 3008 | 3030 | East Lindsey | Greater Lincolnshire
NG FES - System Transformation | Number of I&C customers | East Riding of Yorkshire | 14795 | 14889 | 14994 | 15100 | 15207 | 15319 | 15428 | 15538 | 15645 | 15753 | 15867 | 15975 | 16089 | 16205 | 16318 | 16436 | 16558 | 16678 | 16801 | 16925 | 17053 | 17181 | 17312 | 17449 | 17584 | 17723 | 17866 | 18008 | 18154 | 18304 | 18453 | 18609 | East Riding of Yorkshire | Humber | York and North Yorkshire
NG FES - System Transformation | Number of I&C customers | Gateshead | 5584 | 5584 | 5584 | 5584 | 5585 | 5585 | 5585 | 5585 | 5585 | 5586 | 5586 | 5586 | 5586 | 5586 | 5587 | 5587 | 5587 | 5587 | 5588 | 5588 | 5588 | 5588 | 5589 | 5589 | 5589 | 5589 | 5590 | 5590 | 5590 | 5590 | 5591 | 5591 | Gateshead | North Eastern
NG FES - System Transformation | Number of I&C customers | Hambleton | 5649 | 5688 | 5733 | 5779 | 5823 | 5869 | 5916 | 5962 | 6006 | 6054 | 6099 | 6147 | 6194 | 6241 | 6290 | 6339 | 6391 | 6442 | 6493 | 6546 | 6599 | 6656 | 6710 | 6767 | 6823 | 6882 | 6942 | 7001 | 7062 | 7126 | 7189 | 7253 | Hambleton | York and North Yorkshire
NG FES - System Transformation | Number of I&C customers | Harrogate | 8264 | 8334 | 8412 | 8497 | 8576 | 8658 | 8740 | 8822 | 8902 | 8986 | 9067 | 9151 | 9235 | 9322 | 9410 | 9501 | 9593 | 9686 | 9782 | 9879 | 9979 | 10080 | 10184 | 10289 | 10397 | 10504 | 10613 | 10726 | 10839 | 10954 | 11072 | 11193 | Harrogate | Leeds City Region | York and North Yorkshire
NG FES - System Transformation | Number of I&C customers | Hartlepool | 2801 | 2801 | 2802 | 2803 | 2804 | 2804 | 2805 | 2805 | 2807 | 2807 | 2808 | 2808 | 2809 | 2810 | 2810 | 2811 | 2811 | 2812 | 2813 | 2814 | 2814 | 2815 | 2817 | 2817 | 2818 | 2819 | 2820 | 2820 | 2821 | 2822 | 2823 | 2824 | Hartlepool | Tees Valley
NG FES - System Transformation | Number of I&C customers | High Peak | 422 | 422 | 422 | 422 | 422 | 422 | 422 | 422 | 422 | 422 | 422 | 422 | 422 | 422 | 422 | 422 | 422 | 422 | 422 | 422 | 422 | 422 | 422 | 422 | 422 | 422 | 422 | 422 | 422 | 422 | 422 | 422 | High Peak | Derby, Derbyshire, Nottingham and Nottinghamshire,
NG FES - System Transformation | Number of I&C customers | Kingston upon Hull, City of | 9102 | 9107 | 9114 | 9118 | 9125 | 9130 | 9136 | 9143 | 9149 | 9154 | 9160 | 9167 | 9174 | 9180 | 9186 | 9192 | 9198 | 9204 | 9212 | 9218 | 9226 | 9232 | 9239 | 9246 | 9253 | 9262 | 9269 | 9276 | 9284 | 9292 | 9301 | 9311 | Kingston upon Hull, City of | Humber
NG FES - System Transformation | Number of I&C customers | Kirklees | 14414 | 14415 | 14417 | 14419 | 14422 | 14423 | 14425 | 14428 | 14430 | 14433 | 14435 | 14438 | 14439 | 14442 | 14444 | 14446 | 14449 | 14451 | 14454 | 14456 | 14459 | 14460 | 14465 | 14468 | 14469 | 14473 | 14477 | 14479 | 14483 | 14487 | 14490 | 14492 | Kirklees | Leeds City Region
NG FES - System Transformation | Number of I&C customers | Leeds | 27147 | 27149 | 27152 | 27157 | 27162 | 27165 | 27170 | 27172 | 27176 | 27179 | 27185 | 27189 | 27191 | 27196 | 27200 | 27205 | 27209 | 27215 | 27220 | 27223 | 27228 | 27234 | 27238 | 27242 | 27248 | 27253 | 27258 | 27264 | 27268 | 27274 | 27280 | 27285 | Leeds | Leeds City Region
NG FES - System Transformation | Number of I&C customers | Middlesbrough | 3856 | 3862 | 3869 | 3878 | 3885 | 3893 | 3901 | 3909 | 3916 | 3924 | 3932 | 3939 | 3946 | 3955 | 3963 | 3971 | 3979 | 3987 | 3996 | 4006 | 4014 | 4023 | 4032 | 4042 | 4051 | 4060 | 4070 | 4081 | 4091 | 4100 | 4111 | 4122 | Middlesbrough | Tees Valley
NG FES - System Transformation | Number of I&C customers | Newcastle upon Tyne | 9215 | 9256 | 9303 | 9349 | 9398 | 9446 | 9498 | 9548 | 9600 | 9653 | 9706 | 9759 | 9812 | 9867 | 9920 | 9976 | 10031 | 10086 | 10142 | 10199 | 10253 | 10312 | 10371 | 10433 | 10494 | 10555 | 10617 | 10680 | 10747 | 10811 | 10877 | 10944 | Newcastle upon Tyne | North Eastern
NG FES - System Transformation | Number of I&C customers | North East Derbyshire | 580 | 583 | 588 | 592 | 596 | 601 | 605 | 609 | 614 | 618 | 623 | 627 | 632 | 637 | 641 | 647 | 652 | 656 | 661 | 667 | 672 | 678 | 684 | 689 | 695 | 701 | 707 | 713 | 719 | 726 | 732 | 739 | North East Derbyshire | Derby, Derbyshire, Nottingham and Nottinghamshire | Sheffield City Region
NG FES - System Transformation | Number of I&C customers | North East Lincolnshire | 5237 | 5238 | 5239 | 5242 | 5244 | 5245 | 5246 | 5249 | 5251 | 5253 | 5255 | 5257 | 5259 | 5261 | 5262 | 5265 | 5266 | 5268 | 5271 | 5272 | 5275 | 5277 | 5280 | 5281 | 5284 | 5287 | 5289 | 5291 | 5294 | 5295 | 5299 | 5302 | North East Lincolnshire | Greater Lincolnshire | Humber
NG FES - System Transformation | Number of I&C customers | North Lincolnshire | 6730 | 6770 | 6812 | 6858 | 6902 | 6949 | 6991 | 7036 | 7083 | 7127 | 7174 | 7216 | 7266 | 7312 | 7359 | 7407 | 7456 | 7507 | 7557 | 7610 | 7662 | 7717 | 7775 | 7827 | 7884 | 7943 | 8002 | 8061 | 8117 | 8184 | 8245 | 8308 | North Lincolnshire | Greater Lincolnshire | Humber
NG FES - System Transformation | Number of I&C customers | North Tyneside | 5100 | 5131 | 5168 | 5202 | 5238 | 5274 | 5312 | 5348 | 5385 | 5421 | 5461 | 5498 | 5538 | 5576 | 5616 | 5654 | 5698 | 5737 | 5780 | 5824 | 5868 | 5912 | 5959 | 6006 | 6051 | 6101 | 6150 | 6200 | 6251 | 6302 | 6355 | 6409 | North Tyneside | North Eastern
NG FES - System Transformation | Number of I&C customers | Northumberland | 11864 | 11932 | 12008 | 12085 | 12165 | 12244 | 12324 | 12402 | 12484 | 12565 | 12648 | 12729 | 12812 | 12896 | 12982 | 13067 | 13154 | 13242 | 13331 | 13425 | 13515 | 13612 | 13707 | 13805 | 13903 | 14004 | 14107 | 14211 | 14318 | 14425 | 14537 | 14649 | Northumberland | North Eastern
NG FES - System Transformation | Number of I&C customers | Pendle | 969 | 969 | 971 | 971 | 972 | 973 | 974 | 974 | 975 | 976 | 977 | 978 | 978 | 979 | 979 | 981 | 981 | 983 | 983 | 984 | 986 | 986 | 988 | 989 | 989 | 991 | 991 | 992 | 993 | 995 | 996 | 996 | Pendle | Lancashire
NG FES - System Transformation | Number of I&C customers | Redcar and Cleveland | 3841 | 3868 | 3897 | 3925 | 3956 | 3986 | 4016 | 4045 | 4075 | 4105 | 4136 | 4166 | 4196 | 4226 | 4258 | 4291 | 4324 | 4356 | 4390 | 4423 | 4458 | 4492 | 4528 | 4564 | 4601 | 4639 | 4677 | 4716 | 4755 | 4796 | 4835 | 4876 | Redcar and Cleveland | Tees Valley
NG FES - System Transformation | Number of I&C customers | Richmondshire | 3184 | 3212 | 3239 | 3270 | 3299 | 3329 | 3361 | 3391 | 3422 | 3453 | 3483 | 3515 | 3546 | 3579 | 3610 | 3643 | 3677 | 3712 | 3747 | 3784 | 3821 | 3860 | 3897 | 3936 | 3974 | 4014 | 4056 | 4095 | 4138 | 4181 | 4224 | 4268 | Richmondshire | York and North Yorkshire
NG FES - System Transformation | Number of I&C customers | Rotherham | 7853 | 7897 | 7948 | 7997 | 8049 | 8099 | 8154 | 8205 | 8258 | 8308 | 8364 | 8419 | 8475 | 8530 | 8588 | 8647 | 8707 | 8768 | 8831 | 8896 | 8961 | 9028 | 9096 | 9166 | 9237 | 9307 | 9379 | 9456 | 9531 | 9611 | 9690 | 9771 | Rotherham | Sheffield City Region
NG FES - System Transformation | Number of I&C customers | Ryedale | 3960 | 3992 | 4029 | 4068 | 4106 | 4145 | 4184 | 4224 | 4261 | 4302 | 4342 | 4382 | 4421 | 4463 | 4505 | 4547 | 4590 | 4633 | 4676 | 4722 | 4766 | 4814 | 4860 | 4907 | 4957 | 5009 | 5060 | 5112 | 5164 | 5218 | 5273 | 5328 | Ryedale | York and North Yorkshire
NG FES - System Transformation | Number of I&C customers | Scarborough | 6653 | 6671 | 6691 | 6709 | 6730 | 6748 | 6770 | 6789 | 6808 | 6831 | 6851 | 6871 | 6891 | 6913 | 6935 | 6957 | 6980 | 7001 | 7025 | 7047 | 7073 | 7097 | 7119 | 7145 | 7169 | 7196 | 7221 | 7250 | 7276 | 7304 | 7332 | 7360 | Scarborough | York and North Yorkshire
NG FES - System Transformation | Number of I&C customers | Selby | 3836 | 3863 | 3892 | 3925 | 3954 | 3985 | 4017 | 4048 | 4081 | 4112 | 4144 | 4175 | 4208 | 4243 | 4274 | 4310 | 4343 | 4379 | 4416 | 4453 | 4488 | 4527 | 4565 | 4603 | 4644 | 4687 | 4729 | 4771 | 4816 | 4861 | 4906 | 4953 | Selby | Leeds City Region | York and North Yorkshire
NG FES - System Transformation | Number of I&C customers | Sheffield | 17893 | 17895 | 17899 | 17902 | 17906 | 17911 | 17914 | 17918 | 17921 | 17924 | 17930 | 17932 | 17936 | 17939 | 17945 | 17948 | 17952 | 17956 | 17959 | 17966 | 17969 | 17974 | 17979 | 17985 | 17988 | 17992 | 17998 | 18003 | 18009 | 18014 | 18019 | 18027 | Sheffield | Sheffield City Region
NG FES - System Transformation | Number of I&C customers | South Tyneside | 3665 | 3665 | 3665 | 3666 | 3666 | 3666 | 3666 | 3666 | 3667 | 3667 | 3667 | 3667 | 3667 | 3668 | 3668 | 3668 | 3668 | 3670 | 3671 | 3671 | 3671 | 3671 | 3672 | 3672 | 3672 | 3672 | 3672 | 3673 | 3674 | 3674 | 3674 | 3675 | South Tyneside | North Eastern
NG FES - System Transformation | Number of I&C customers | Stockton-on-Tees | 5045 | 5077 | 5114 | 5150 | 5186 | 5222 | 5260 | 5296 | 5332 | 5369 | 5407 | 5443 | 5478 | 5516 | 5555 | 5592 | 5632 | 5672 | 5712 | 5754 | 5795 | 5841 | 5885 | 5929 | 5975 | 6021 | 6066 | 6113 | 6160 | 6208 | 6260 | 6310 | Stockton-on-Tees | Tees Valley
NG FES - System Transformation | Number of I&C customers | Sunderland | 7781 | 7783 | 7791 | 7798 | 7802 | 7807 | 7813 | 7820 | 7823 | 7830 | 7835 | 7839 | 7846 | 7852 | 7860 | 7862 | 7870 | 7876 | 7882 | 7888 | 7895 | 7901 | 7906 | 7914 | 7921 | 7927 | 7933 | 7942 | 7948 | 7954 | 7962 | 7969 | Sunderland | North Eastern
NG FES - System Transformation | Number of I&C customers | Wakefield | 11384 | 11445 | 11514 | 11582 | 11655 | 11725 | 11794 | 11866 | 11945 | 12016 | 12090 | 12167 | 12245 | 12324 | 12405 | 12489 | 12571 | 12656 | 12743 | 12834 | 12926 | 13016 | 13112 | 13208 | 13307 | 13410 | 13516 | 13621 | 13731 | 13842 | 13955 | 14071 | Wakefield | Leeds City Region
NG FES - System Transformation | Number of I&C customers | West Lindsey | 3344 | 3365 | 3390 | 3412 | 3436 | 3461 | 3485 | 3510 | 3534 | 3559 | 3585 | 3610 | 3635 | 3660 | 3687 | 3714 | 3740 | 3767 | 3794 | 3822 | 3853 | 3882 | 3912 | 3942 | 3973 | 4006 | 4037 | 4070 | 4104 | 4137 | 4172 | 4205 | West Lindsey | Greater Lincolnshire
NG FES - System Transformation | Number of I&C customers | York | 7818 | 7821 | 7827 | 7833 | 7837 | 7843 | 7848 | 7852 | 7858 | 7864 | 7867 | 7874 | 7879 | 7884 | 7889 | 7895 | 7900 | 7907 | 7911 | 7919 | 7925 | 7930 | 7937 | 7943 | 7949 | 7956 | 7963 | 7970 | 7976 | 7983 | 7991 | 7998 | York | Leeds City Region | York and North Yorkshire
NG FES - Consumer Transformation | EV Numbers - electric cars only (hybrid and full electric) | Barnsley | 1266 | 1750 | 3135 | 5163 | 7463 | 10472 | 14267 | 19003 | 24686 | 31413 | 39270 | 48035 | 58207 | 68879 | 79452 | 89527 | 98207 | 105619 | 111604 | 116170 | 119577 | 121868 | 122639 | 122422 | 121914 | 121137 | 120094 | 118778 | 117150 | 115251 | 112922 | 110222 | Barnsley | Leeds City Region | Sheffield City Region
NG FES - Consumer Transformation | EV Numbers - electric cars only (hybrid and full electric) | Bassetlaw | 464 | 598 | 987 | 1480 | 1909 | 2327 | 2732 | 3221 | 3798 | 4477 | 5267 | 6144 | 7162 | 8229 | 9283 | 10289 | 11146 | 11880 | 12472 | 12921 | 13256 | 13480 | 13552 | 13522 | 13464 | 13378 | 13263 | 13118 | 12937 | 12729 | 12470 | 12173 | Bassetlaw | Derby, Derbyshire, Nottingham and Nottinghamshire | Sheffield City Region
NG FES - Consumer Transformation | EV Numbers - electric cars only (hybrid and full electric) | Bradford | 808 | 1300 | 2681 | 5052 | 8298 | 13162 | 19832 | 28233 | 38346 | 50334 | 64354 | 79998 | 98165 | 117233 | 136131 | 154141 | 169690 | 182970 | 193679 | 201872 | 207983 | 212092 | 213498 | 213144 | 212266 | 210916 | 209098 | 206807 | 203971 | 200669 | 196614 | 191910 | Bradford | Leeds City Region
NG FES - Consumer Transformation | EV Numbers - electric cars only (hybrid and full electric) | Calderdale | 437 | 681 | 1370 | 2527 | 4072 | 6359 | 9466 | 13376 | 18082 | 23657 | 30182 | 37460 | 45909 | 54778 | 63570 | 71946 | 79178 | 85350 | 90334 | 94143 | 96983 | 98894 | 99549 | 99381 | 98972 | 98341 | 97495 | 96428 | 95104 | 93564 | 91672 | 89479 | Calderdale | Leeds City Region
NG FES - Consumer Transformation | EV Numbers - electric cars only (hybrid and full electric) | County Durham | 1153 | 1608 | 3696 | 6924 | 11106 | 16970 | 24694 | 34304 | 45607 | 58768 | 74153 | 91315 | 111236 | 132144 | 152859 | 172599 | 189628 | 204166 | 215902 | 224858 | 231544 | 236039 | 237566 | 237158 | 236174 | 234668 | 232646 | 230099 | 226945 | 223271 | 218759 | 213521 | County Durham | North Eastern
NG FES - Consumer Transformation | EV Numbers - electric cars only (hybrid and full electric) | Craven | 114 | 182 | 375 | 703 | 1152 | 1822 | 2739 | 3895 | 5287 | 6936 | 8863 | 11016 | 13514 | 16137 | 18736 | 21212 | 23352 | 25178 | 26652 | 27780 | 28619 | 29184 | 29378 | 29329 | 29209 | 29022 | 28772 | 28457 | 28068 | 27612 | 27054 | 26406 | Craven | Leeds City Region | York and North Yorkshire
NG FES - Consumer Transformation | EV Numbers - electric cars only (hybrid and full electric) | Darlington | 303 | 453 | 1106 | 2201 | 3732 | 6020 | 9173 | 13112 | 17748 | 23151 | 29467 | 36518 | 44703 | 53293 | 61806 | 69915 | 76921 | 82899 | 87724 | 91410 | 94162 | 96011 | 96644 | 96482 | 96082 | 95470 | 94650 | 93613 | 92330 | 90833 | 88997 | 86867 | Darlington | Tees Valley
NG FES - Consumer Transformation | EV Numbers - electric cars only (hybrid and full electric) | Doncaster | 1855 | 2546 | 4511 | 7356 | 10523 | 14586 | 19656 | 25972 | 33552 | 42513 | 52985 | 64658 | 78206 | 92424 | 106507 | 119926 | 131483 | 141353 | 149321 | 155403 | 159938 | 162982 | 164009 | 163720 | 163037 | 161998 | 160603 | 158845 | 156663 | 154131 | 151011 | 147398 | Doncaster | Sheffield City Region
NG FES - Consumer Transformation | EV Numbers - electric cars only (hybrid and full electric) | East Lindsey | 659 | 859 | 1434 | 2178 | 2867 | 3584 | 4338 | 5260 | 6356 | 7645 | 9149 | 10819 | 12760 | 14795 | 16807 | 18724 | 20365 | 21768 | 22903 | 23763 | 24405 | 24837 | 24976 | 24926 | 24820 | 24661 | 24447 | 24181 | 23851 | 23464 | 22988 | 22438 | East Lindsey | Greater Lincolnshire
NG FES - Consumer Transformation | EV Numbers - electric cars only (hybrid and full electric) | East Riding of Yorkshire | 1385 | 1997 | 3734 | 6433 | 9743 | 14334 | 20370 | 27925 | 37008 | 47765 | 60335 | 74359 | 90640 | 107721 | 124653 | 140785 | 154700 | 166581 | 176171 | 183497 | 188960 | 192632 | 193880 | 193553 | 192746 | 191521 | 189869 | 187789 | 185219 | 182220 | 178534 | 174261 | East Riding of Yorkshire | Humber | York and North Yorkshire
NG FES - Consumer Transformation | EV Numbers - electric cars only (hybrid and full electric) | Gateshead | 369 | 516 | 1185 | 2218 | 3560 | 5443 | 7926 | 11015 | 14647 | 18878 | 23824 | 29340 | 35745 | 42464 | 49121 | 55469 | 60942 | 65615 | 69386 | 72266 | 74417 | 75861 | 76350 | 76221 | 75904 | 75422 | 74771 | 73952 | 72937 | 71758 | 70306 | 68625 | Gateshead | North Eastern
NG FES - Consumer Transformation | EV Numbers - electric cars only (hybrid and full electric) | Hambleton | 263 | 371 | 856 | 1609 | 2590 | 3970 | 5796 | 8068 | 10737 | 13849 | 17486 | 21542 | 26250 | 31192 | 36089 | 40754 | 44780 | 48216 | 50991 | 53109 | 54688 | 55752 | 56113 | 56017 | 55783 | 55431 | 54952 | 54350 | 53605 | 52735 | 51669 | 50434 | Hambleton | York and North Yorkshire
NG FES - Consumer Transformation | EV Numbers - electric cars only (hybrid and full electric) | Harrogate | 536 | 742 | 1648 | 3021 | 4739 | 7093 | 10126 | 13899 | 18341 | 23521 | 29571 | 36321 | 44155 | 52377 | 60523 | 68288 | 74979 | 80693 | 85308 | 88828 | 91456 | 93221 | 93819 | 93659 | 93269 | 92675 | 91876 | 90870 | 89624 | 88173 | 86391 | 84323 | Harrogate | Leeds City Region | York and North Yorkshire
NG FES - Consumer Transformation | EV Numbers - electric cars only (hybrid and full electric) | Hartlepool | 145 | 209 | 495 | 956 | 1578 | 2486 | 3710 | 5238 | 7037 | 9133 | 11583 | 14317 | 17489 | 20819 | 24119 | 27264 | 29979 | 32295 | 34165 | 35593 | 36659 | 37376 | 37619 | 37556 | 37401 | 37162 | 36841 | 36439 | 35939 | 35357 | 34643 | 33815 | Hartlepool | Tees Valley
NG FES - Consumer Transformation | EV Numbers - electric cars only (hybrid and full electric) | High Peak | 32 | 44 | 78 | 128 | 183 | 253 | 341 | 450 | 581 | 737 | 918 | 1120 | 1355 | 1601 | 1845 | 2077 | 2277 | 2448 | 2586 | 2691 | 2770 | 2823 | 2840 | 2835 | 2824 | 2806 | 2781 | 2751 | 2713 | 2669 | 2615 | 2553 | High Peak | Derby, Derbyshire, Nottingham and Nottinghamshire,
NG FES - Consumer Transformation | EV Numbers - electric cars only (hybrid and full electric) | Kingston upon Hull, City of | 960 | 1347 | 2447 | 4099 | 6031 | 8619 | 11945 | 16103 | 21096 | 27006 | 33911 | 41616 | 50555 | 59935 | 69233 | 78088 | 85724 | 92243 | 97506 | 101522 | 104524 | 106535 | 107217 | 107031 | 106585 | 105905 | 104995 | 103844 | 102421 | 100763 | 98725 | 96363 | Kingston upon Hull, City of | Humber
NG FES - Consumer Transformation | EV Numbers - electric cars only (hybrid and full electric) | Kirklees | 926 | 1440 | 2883 | 5300 | 8527 | 13274 | 19732 | 27848 | 37619 | 49206 | 62748 | 77862 | 95406 | 113824 | 132076 | 149466 | 164485 | 177302 | 187648 | 195554 | 201454 | 205421 | 206778 | 206434 | 205584 | 204273 | 202513 | 200296 | 197550 | 194350 | 190424 | 185864 | Kirklees | Leeds City Region
NG FES - Consumer Transformation | EV Numbers - electric cars only (hybrid and full electric) | Leeds | 2297 | 3445 | 6698 | 11968 | 18769 | 28571 | 41731 | 58260 | 78141 | 101704 | 129249 | 159981 | 195666 | 233117 | 270228 | 305588 | 336113 | 362172 | 383206 | 399272 | 411264 | 419327 | 422074 | 421370 | 419624 | 416955 | 413355 | 408837 | 403228 | 396697 | 388676 | 379380 | Leeds | Leeds City Region
NG FES - Consumer Transformation | EV Numbers - electric cars only (hybrid and full electric) | Middlesbrough | 166 | 248 | 604 | 1199 | 2029 | 3266 | 4971 | 7097 | 9601 | 12520 | 15932 | 19742 | 24164 | 28803 | 33403 | 37785 | 41568 | 44797 | 47404 | 49396 | 50882 | 51880 | 52222 | 52135 | 51919 | 51588 | 51143 | 50584 | 49890 | 49082 | 48089 | 46939 | Middlesbrough | Tees Valley
NG FES - Consumer Transformation | EV Numbers - electric cars only (hybrid and full electric) | Newcastle upon Tyne | 421 | 598 | 1377 | 2595 | 4185 | 6435 | 9412 | 13120 | 17480 | 22556 | 28490 | 35109 | 42796 | 50862 | 58855 | 66472 | 73041 | 78650 | 83179 | 86635 | 89216 | 90949 | 91539 | 91381 | 91005 | 90423 | 89643 | 88663 | 87447 | 86032 | 84293 | 82276 | Newcastle upon Tyne | North Eastern
NG FES - Consumer Transformation | EV Numbers - electric cars only (hybrid and full electric) | North East Derbyshire | 82 | 119 | 224 | 387 | 590 | 873 | 1247 | 1715 | 2279 | 2946 | 3726 | 4597 | 5607 | 6667 | 7718 | 8719 | 9583 | 10320 | 10915 | 11370 | 11709 | 11937 | 12014 | 11994 | 11944 | 11869 | 11766 | 11637 | 11478 | 11292 | 11064 | 10799 | North East Derbyshire | Derby, Derbyshire, Nottingham and Nottinghamshire | Sheffield City Region
NG FES - Consumer Transformation | EV Numbers - electric cars only (hybrid and full electric) | North East Lincolnshire | 549 | 792 | 1479 | 2551 | 3871 | 5706 | 8119 | 11142 | 14776 | 19082 | 24113 | 29726 | 36242 | 43081 | 49857 | 56313 | 61884 | 66639 | 70478 | 73408 | 75597 | 77066 | 77565 | 77434 | 77113 | 76624 | 75963 | 75130 | 74101 | 72902 | 71426 | 69718 | North East Lincolnshire | Greater Lincolnshire | Humber
NG FES - Consumer Transformation | EV Numbers - electric cars only (hybrid and full electric) | North Lincolnshire | 577 | 850 | 1625 | 2862 | 4429 | 6652 | 9615 | 13332 | 17803 | 23100 | 29289 | 36199 | 44216 | 52635 | 60976 | 68923 | 75782 | 81634 | 86364 | 89971 | 92667 | 94476 | 95095 | 94935 | 94542 | 93939 | 93127 | 92109 | 90845 | 89376 | 87569 | 85475 | North Lincolnshire | Greater Lincolnshire | Humber
NG FES - Consumer Transformation | EV Numbers - electric cars only (hybrid and full electric) | North Tyneside | 333 | 483 | 1142 | 2201 | 3628 | 5699 | 8492 | 11979 | 16078 | 20855 | 26438 | 32671 | 39903 | 47496 | 55018 | 62184 | 68373 | 73654 | 77920 | 81173 | 83604 | 85237 | 85793 | 85647 | 85294 | 84751 | 84022 | 83100 | 81962 | 80635 | 79004 | 77112 | North Tyneside | North Eastern
NG FES - Consumer Transformation | EV Numbers - electric cars only (hybrid and full electric) | Northumberland | 863 | 1185 | 2669 | 4896 | 7683 | 11491 | 16377 | 22452 | 29586 | 37899 | 47606 | 58438 | 71006 | 84197 | 97268 | 109721 | 120461 | 129628 | 137029 | 142677 | 146894 | 149725 | 150686 | 150421 | 149798 | 148844 | 147559 | 145946 | 143944 | 141612 | 138750 | 135431 | Northumberland | North Eastern
NG FES - Consumer Transformation | EV Numbers - electric cars only (hybrid and full electric) | Pendle | 55 | 81 | 155 | 273 | 422 | 635 | 919 | 1275 | 1704 | 2212 | 2806 | 3468 | 4236 | 5044 | 5843 | 6605 | 7263 | 7824 | 8277 | 8623 | 8882 | 9054 | 9114 | 9098 | 9061 | 9002 | 8925 | 8828 | 8707 | 8566 | 8393 | 8192 | Pendle | Lancashire
NG FES - Consumer Transformation | EV Numbers - electric cars only (hybrid and full electric) | Redcar and Cleveland | 193 | 291 | 712 | 1419 | 2411 | 3897 | 5950 | 8514 | 11532 | 15050 | 19163 | 23754 | 29082 | 34674 | 40216 | 45498 | 50058 | 53950 | 57091 | 59493 | 61283 | 62489 | 62900 | 62794 | 62534 | 62137 | 61601 | 60926 | 60092 | 59117 | 57924 | 56536 | Redcar and Cleveland | Tees Valley
NG FES - Consumer Transformation | EV Numbers - electric cars only (hybrid and full electric) | Richmondshire | 118 | 165 | 384 | 723 | 1166 | 1793 | 2621 | 3654 | 4867 | 6280 | 7933 | 9775 | 11916 | 14161 | 16385 | 18506 | 20335 | 21896 | 23157 | 24120 | 24838 | 25320 | 25484 | 25441 | 25334 | 25174 | 24956 | 24685 | 24345 | 23950 | 23467 | 22906 | Richmondshire | York and North Yorkshire
NG FES - Consumer Transformation | EV Numbers - electric cars only (hybrid and full electric) | Rotherham | 1350 | 1874 | 3364 | 5562 | 8076 | 11382 | 15574 | 20810 | 27091 | 34527 | 43211 | 52899 | 64139 | 75938 | 87625 | 98762 | 108360 | 116555 | 123170 | 128219 | 131986 | 134517 | 135372 | 135134 | 134574 | 133717 | 132563 | 131113 | 129315 | 127222 | 124648 | 121665 | Rotherham | Sheffield City Region
NG FES - Consumer Transformation | EV Numbers - electric cars only (hybrid and full electric) | Ryedale | 201 | 277 | 616 | 1126 | 1766 | 2644 | 3777 | 5185 | 6842 | 8772 | 11029 | 13545 | 16466 | 19531 | 22568 | 25462 | 27958 | 30088 | 31808 | 33121 | 34101 | 34759 | 34982 | 34921 | 34777 | 34555 | 34257 | 33882 | 33418 | 32877 | 32211 | 31441 | Ryedale | York and North Yorkshire
NG FES - Consumer Transformation | EV Numbers - electric cars only (hybrid and full electric) | Scarborough | 453 | 604 | 1288 | 2260 | 3393 | 4841 | 6596 | 8771 | 11324 | 14295 | 17770 | 21638 | 26131 | 30845 | 35516 | 39964 | 43794 | 47067 | 49709 | 51725 | 53228 | 54236 | 54573 | 54478 | 54250 | 53903 | 53440 | 52855 | 52129 | 51287 | 50249 | 49046 | Scarborough | York and North Yorkshire
NG FES - Consumer Transformation | EV Numbers - electric cars only (hybrid and full electric) | Selby | 296 | 440 | 851 | 1511 | 2353 | 3552 | 5156 | 7170 | 9591 | 12460 | 15814 | 19556 | 23899 | 28456 | 32975 | 37278 | 40993 | 44163 | 46723 | 48679 | 50138 | 51119 | 51454 | 51366 | 51154 | 50828 | 50391 | 49839 | 49155 | 48359 | 47382 | 46247 | Selby | Leeds City Region | York and North Yorkshire
NG FES - Consumer Transformation | EV Numbers - electric cars only (hybrid and full electric) | Sheffield | 1941 | 2751 | 5037 | 8516 | 12651 | 18267 | 25532 | 34628 | 45555 | 58494 | 73610 | 90472 | 110044 | 130583 | 150932 | 170323 | 187048 | 201328 | 212851 | 221649 | 228215 | 232625 | 234120 | 233718 | 232746 | 231266 | 229271 | 226762 | 223653 | 220028 | 215581 | 210425 | Sheffield | Sheffield City Region
NG FES - Consumer Transformation | EV Numbers - electric cars only (hybrid and full electric) | South Tyneside | 266 | 373 | 859 | 1616 | 2605 | 3997 | 5838 | 8130 | 10825 | 13966 | 17636 | 21730 | 26482 | 31468 | 36411 | 41119 | 45182 | 48652 | 51448 | 53588 | 55182 | 56256 | 56619 | 56523 | 56288 | 55931 | 55448 | 54839 | 54090 | 53214 | 52136 | 50890 | South Tyneside | North Eastern
NG FES - Consumer Transformation | EV Numbers - electric cars only (hybrid and full electric) | Stockton-on-Tees | 308 | 452 | 1091 | 2138 | 3585 | 5713 | 8623 | 12256 | 16531 | 21513 | 27335 | 33835 | 41378 | 49296 | 57145 | 64621 | 71075 | 76586 | 81032 | 84429 | 86966 | 88668 | 89250 | 89100 | 88734 | 88166 | 87406 | 86450 | 85265 | 83884 | 82188 | 80219 | Stockton-on-Tees | Tees Valley
NG FES - Consumer Transformation | EV Numbers - electric cars only (hybrid and full electric) | Sunderland | 492 | 697 | 1618 | 3063 | 4962 | 7664 | 11255 | 15727 | 20989 | 27120 | 34281 | 42276 | 51550 | 61290 | 70937 | 80130 | 88063 | 94833 | 100300 | 104475 | 107588 | 109682 | 110394 | 110204 | 109749 | 109048 | 108111 | 106926 | 105459 | 103754 | 101654 | 99222 | Sunderland | North Eastern
NG FES - Consumer Transformation | EV Numbers - electric cars only (hybrid and full electric) | Wakefield | 1345 | 1929 | 3583 | 6144 | 9251 | 13546 | 19163 | 26203 | 34663 | 44682 | 56390 | 69453 | 84613 | 100527 | 116295 | 131321 | 144280 | 155343 | 164276 | 171096 | 176187 | 179602 | 180765 | 180459 | 179711 | 178566 | 177023 | 175089 | 172688 | 169893 | 166457 | 162474 | Wakefield | Leeds City Region
NG FES - Consumer Transformation | EV Numbers - electric cars only (hybrid and full electric) | West Lindsey | 647 | 866 | 1494 | 2365 | 3264 | 4350 | 5633 | 7226 | 9129 | 11380 | 14007 | 16936 | 20334 | 23897 | 27427 | 30791 | 33684 | 36154 | 38149 | 39670 | 40804 | 41565 | 41818 | 41743 | 41567 | 41302 | 40947 | 40498 | 39943 | 39296 | 38501 | 37578 | West Lindsey | Greater Lincolnshire
NG FES - Consumer Transformation | EV Numbers - electric cars only (hybrid and full electric) | York | 617 | 830 | 1830 | 3287 | 5041 | 7355 | 10232 | 13802 | 17992 | 22868 | 28563 | 34915 | 42287 | 50022 | 57688 | 64989 | 71282 | 76651 | 80990 | 84299 | 86769 | 88429 | 88987 | 88832 | 88459 | 87899 | 87139 | 86185 | 85005 | 83628 | 81938 | 79977 | York | Leeds City Region | York and North Yorkshire
NG FES - Leading the Way | EV Numbers - electric cars only (hybrid and full electric) | Barnsley | 1266 | 1750 | 3024 | 4868 | 7347 | 10311 | 14115 | 18981 | 24986 | 32626 | 41863 | 52545 | 64216 | 75873 | 87010 | 96936 | 105015 | 111240 | 115612 | 118334 | 119944 | 119409 | 118156 | 116373 | 114113 | 111249 | 107827 | 103839 | 99240 | 93967 | 87953 | 81137 | Barnsley | Leeds City Region | Sheffield City Region
NG FES - Leading the Way | EV Numbers - electric cars only (hybrid and full electric) | Bassetlaw | 464 | 598 | 954 | 1396 | 1880 | 2293 | 2695 | 3194 | 3802 | 4573 | 5504 | 6577 | 7747 | 8905 | 10010 | 10994 | 11796 | 12415 | 12850 | 13116 | 13269 | 13204 | 13062 | 12866 | 12616 | 12300 | 11921 | 11480 | 10972 | 10389 | 9724 | 8971 | Bassetlaw | Derby, Derbyshire, Nottingham and Nottinghamshire | Sheffield City Region
NG FES - Leading the Way | EV Numbers - electric cars only (hybrid and full electric) | Bradford | 808 | 1300 | 2589 | 4763 | 8166 | 12960 | 19660 | 28297 | 38987 | 52609 | 69082 | 88137 | 108972 | 129828 | 149762 | 167528 | 181983 | 193125 | 200945 | 205828 | 208739 | 207831 | 205663 | 202561 | 198627 | 193643 | 187679 | 180746 | 172740 | 163558 | 153092 | 141231 | Bradford | Leeds City Region
NG FES - Leading the Way | EV Numbers - electric cars only (hybrid and full electric) | Calderdale | 437 | 681 | 1323 | 2383 | 4011 | 6261 | 9378 | 13401 | 18375 | 24712 | 32377 | 41242 | 50932 | 60634 | 69905 | 78166 | 84890 | 90070 | 93706 | 95980 | 97332 | 96906 | 95895 | 94449 | 92614 | 90290 | 87511 | 84277 | 80542 | 76262 | 71383 | 65853 | Calderdale | Leeds City Region
NG FES - Leading the Way | EV Numbers - electric cars only (hybrid and full electric) | County Durham | 1153 | 1608 | 3565 | 6531 | 10933 | 16715 | 24449 | 34312 | 46243 | 61197 | 79274 | 100188 | 123042 | 145892 | 167730 | 187187 | 203028 | 215231 | 223799 | 229144 | 232308 | 231288 | 228864 | 225414 | 221034 | 215485 | 208854 | 201137 | 192226 | 182013 | 170367 | 157159 | County Durham | North Eastern
NG FES - Leading the Way | EV Numbers - electric cars only (hybrid and full electric) | Craven | 114 | 182 | 362 | 664 | 1134 | 1794 | 2715 | 3904 | 5375 | 7247 | 9514 | 12136 | 15001 | 17869 | 20611 | 23054 | 25044 | 26575 | 27651 | 28323 | 28723 | 28598 | 28300 | 27873 | 27332 | 26646 | 25827 | 24871 | 23769 | 22505 | 21067 | 19434 | Craven | Leeds City Region | York and North Yorkshire
NG FES - Leading the Way | EV Numbers - electric cars only (hybrid and full electric) | Darlington | 303 | 453 | 1069 | 2076 | 3675 | 5929 | 9089 | 13132 | 18028 | 24165 | 31589 | 40178 | 49565 | 58959 | 67936 | 75937 | 82450 | 87465 | 90987 | 93188 | 94493 | 94083 | 93099 | 91695 | 89915 | 87657 | 84959 | 81819 | 78195 | 74039 | 69302 | 63930 | Darlington | Tees Valley
NG FES - Leading the Way | EV Numbers - electric cars only (hybrid and full electric) | Doncaster | 1855 | 2546 | 4356 | 6941 | 10360 | 14366 | 19446 | 25936 | 33934 | 44118 | 56424 | 70658 | 86202 | 101729 | 116561 | 129778 | 140538 | 148831 | 154651 | 158274 | 160414 | 159694 | 158019 | 155634 | 152611 | 148782 | 144201 | 138873 | 132724 | 125667 | 117629 | 108510 | Doncaster | Sheffield City Region
NG FES - Leading the Way | EV Numbers - electric cars only (hybrid and full electric) | East Lindsey | 659 | 859 | 1384 | 2055 | 2820 | 3530 | 4281 | 5226 | 6381 | 7845 | 9612 | 11657 | 13886 | 16099 | 18211 | 20091 | 21626 | 22808 | 23638 | 24149 | 24449 | 24330 | 24072 | 23708 | 23248 | 22665 | 21967 | 21155 | 20218 | 19144 | 17918 | 16530 | East Lindsey | Greater Lincolnshire
NG FES - Leading the Way | EV Numbers - electric cars only (hybrid and full electric) | East Riding of Yorkshire | 1385 | 1997 | 3604 | 6070 | 9590 | 14119 | 20166 | 27936 | 37531 | 49752 | 64524 | 81614 | 100292 | 118964 | 136809 | 152710 | 165658 | 175629 | 182633 | 187000 | 189589 | 188755 | 186778 | 183962 | 180389 | 175863 | 170449 | 164152 | 156880 | 148542 | 139038 | 128260 | East Riding of Yorkshire | Humber | York and North Yorkshire
NG FES - Leading the Way | EV Numbers - electric cars only (hybrid and full electric) | Gateshead | 369 | 516 | 1142 | 2093 | 3505 | 5362 | 7847 | 11019 | 14852 | 19659 | 25472 | 32193 | 39540 | 46884 | 53905 | 60157 | 65250 | 69172 | 71926 | 73643 | 74662 | 74334 | 73556 | 72447 | 71039 | 69257 | 67126 | 64642 | 61780 | 58498 | 54754 | 50509 | Gateshead | North Eastern
NG FES - Leading the Way | EV Numbers - electric cars only (hybrid and full electric) | Hambleton | 263 | 371 | 827 | 1518 | 2549 | 3913 | 5739 | 8069 | 10888 | 14423 | 18696 | 23640 | 29042 | 34444 | 39603 | 44204 | 47948 | 50833 | 52859 | 54121 | 54871 | 54631 | 54057 | 53242 | 52208 | 50897 | 49332 | 47507 | 45403 | 42991 | 40240 | 37120 | Hambleton | York and North Yorkshire
NG FES - Leading the Way | EV Numbers - electric cars only (hybrid and full electric) | Harrogate | 536 | 742 | 1591 | 2849 | 4665 | 6986 | 10025 | 13895 | 18583 | 24466 | 31580 | 39805 | 48794 | 57777 | 66362 | 74013 | 80240 | 85037 | 88407 | 90507 | 91751 | 91344 | 90389 | 89024 | 87292 | 85105 | 82484 | 79437 | 75918 | 71883 | 67284 | 62068 | Harrogate | Leeds City Region | York and North Yorkshire
NG FES - Leading the Way | EV Numbers - electric cars only (hybrid and full electric) | Hartlepool | 145 | 209 | 478 | 901 | 1555 | 2448 | 3675 | 5245 | 7142 | 9524 | 12402 | 15732 | 19372 | 23013 | 26494 | 29593 | 32118 | 34062 | 35427 | 36279 | 36785 | 36625 | 36240 | 35695 | 35001 | 34123 | 33072 | 31850 | 30439 | 28822 | 26978 | 24886 | Hartlepool | Tees Valley
NG FES - Leading the Way | EV Numbers - electric cars only (hybrid and full electric) | High Peak | 32 | 44 | 76 | 120 | 180 | 249 | 337 | 449 | 588 | 764 | 977 | 1224 | 1493 | 1762 | 2019 | 2248 | 2434 | 2578 | 2678 | 2741 | 2778 | 2766 | 2737 | 2695 | 2643 | 2577 | 2497 | 2405 | 2299 | 2176 | 2037 | 1879 | High Peak | Derby, Derbyshire, Nottingham and Nottinghamshire,
NG FES - Leading the Way | EV Numbers - electric cars only (hybrid and full electric) | Kingston upon Hull, City of | 960 | 1347 | 2364 | 3865 | 5935 | 8490 | 11820 | 16094 | 21367 | 28082 | 36196 | 45585 | 55844 | 66095 | 75888 | 84616 | 91723 | 97196 | 101039 | 103435 | 104853 | 104390 | 103294 | 101736 | 99759 | 97257 | 94262 | 90781 | 86756 | 82147 | 76892 | 70931 | Kingston upon Hull, City of | Humber
NG FES - Leading the Way | EV Numbers - electric cars only (hybrid and full electric) | Kirklees | 926 | 1440 | 2788 | 4997 | 8395 | 13076 | 19549 | 27900 | 38231 | 51389 | 67300 | 85712 | 105833 | 125978 | 145229 | 162383 | 176344 | 187097 | 194652 | 199372 | 202175 | 201293 | 199193 | 196189 | 192377 | 187549 | 181777 | 175057 | 167305 | 158411 | 148279 | 136782 | Kirklees | Leeds City Region
NG FES - Leading the Way | EV Numbers - electric cars only (hybrid and full electric) | Leeds | 2297 | 3445 | 6464 | 11283 | 18477 | 28138 | 41338 | 58337 | 79349 | 106118 | 138484 | 175931 | 216851 | 257799 | 296938 | 331813 | 360197 | 382064 | 397418 | 407010 | 412699 | 410901 | 406603 | 400467 | 392689 | 382836 | 371049 | 357339 | 341508 | 323363 | 302671 | 279213 | Leeds | Leeds City Region
NG FES - Leading the Way | EV Numbers - electric cars only (hybrid and full electric) | Middlesbrough | 166 | 248 | 583 | 1131 | 1997 | 3217 | 4923 | 7109 | 9754 | 13069 | 17080 | 21720 | 26789 | 31863 | 36712 | 41036 | 44554 | 47263 | 49167 | 50356 | 51061 | 50838 | 50307 | 49547 | 48587 | 47367 | 45909 | 44211 | 42253 | 40008 | 37448 | 34545 | Middlesbrough | Tees Valley
NG FES - Leading the Way | EV Numbers - electric cars only (hybrid and full electric) | Newcastle upon Tyne | 421 | 598 | 1328 | 2446 | 4121 | 6337 | 9318 | 13124 | 17725 | 23492 | 30468 | 38536 | 47353 | 56169 | 64595 | 72103 | 78213 | 82923 | 86229 | 88290 | 89510 | 89120 | 88185 | 86854 | 85169 | 83029 | 80476 | 77500 | 74070 | 70131 | 65645 | 60556 | Newcastle upon Tyne | North Eastern
NG FES - Leading the Way | EV Numbers - electric cars only (hybrid and full electric) | North East Derbyshire | 82 | 119 | 215 | 365 | 580 | 860 | 1235 | 1717 | 2312 | 3070 | 3987 | 5047 | 6206 | 7365 | 8472 | 9459 | 10263 | 10882 | 11317 | 11588 | 11749 | 11697 | 11574 | 11399 | 11178 | 10898 | 10562 | 10171 | 9722 | 9204 | 8615 | 7948 | North East Derbyshire | Derby, Derbyshire, Nottingham and Nottinghamshire | Sheffield City Region
NG FES - Leading the Way | EV Numbers - electric cars only (hybrid and full electric) | North East Lincolnshire | 549 | 792 | 1427 | 2406 | 3811 | 5619 | 8039 | 11147 | 14988 | 19878 | 25792 | 32630 | 40105 | 47581 | 54723 | 61090 | 66271 | 70262 | 73065 | 74815 | 75851 | 75516 | 74726 | 73599 | 72170 | 70360 | 68191 | 65671 | 62765 | 59428 | 55627 | 51313 | North East Lincolnshire | Greater Lincolnshire | Humber
NG FES - Leading the Way | EV Numbers - electric cars only (hybrid and full electric) | North Lincolnshire | 577 | 850 | 1570 | 2698 | 4358 | 6554 | 9524 | 13348 | 18068 | 24087 | 31362 | 39779 | 48978 | 58179 | 66973 | 74808 | 81188 | 86105 | 89554 | 91705 | 92984 | 92575 | 91610 | 90227 | 88475 | 86254 | 83602 | 80509 | 76944 | 72856 | 68194 | 62907 | North Lincolnshire | Greater Lincolnshire | Humber
NG FES - Leading the Way | EV Numbers - electric cars only (hybrid and full electric) | North Tyneside | 333 | 483 | 1103 | 2075 | 3572 | 5612 | 8412 | 11990 | 16318 | 21746 | 28309 | 35901 | 44196 | 52496 | 60429 | 67497 | 73251 | 77683 | 80795 | 82738 | 83889 | 83523 | 82650 | 81402 | 79822 | 77818 | 75423 | 72636 | 69418 | 65729 | 61525 | 56755 | North Tyneside | North Eastern
NG FES - Leading the Way | EV Numbers - electric cars only (hybrid and full electric) | Northumberland | 863 | 1185 | 2577 | 4618 | 7563 | 11317 | 16209 | 22442 | 29972 | 39413 | 50823 | 64023 | 78446 | 92859 | 106633 | 118907 | 128897 | 136594 | 141999 | 145368 | 147362 | 146708 | 145171 | 142980 | 140205 | 136685 | 132480 | 127582 | 121933 | 115452 | 108066 | 99690 | Northumberland | North Eastern
NG FES - Leading the Way | EV Numbers - electric cars only (hybrid and full electric) | Pendle | 55 | 81 | 149 | 257 | 416 | 626 | 911 | 1277 | 1730 | 2307 | 3004 | 3811 | 4693 | 5575 | 6418 | 7170 | 7780 | 8252 | 8583 | 8790 | 8911 | 8872 | 8780 | 8648 | 8480 | 8267 | 8012 | 7716 | 7374 | 6982 | 6536 | 6028 | Pendle | Lancashire
NG FES - Leading the Way | EV Numbers - electric cars only (hybrid and full electric) | Redcar and Cleveland | 193 | 291 | 687 | 1338 | 2374 | 3839 | 5895 | 8529 | 11715 | 15711 | 20544 | 26136 | 32246 | 38363 | 44207 | 49418 | 53658 | 56924 | 59217 | 60650 | 61500 | 61232 | 60593 | 59678 | 58519 | 57050 | 55294 | 53251 | 50892 | 48187 | 45105 | 41608 | Redcar and Cleveland | Tees Valley
NG FES - Leading the Way | EV Numbers - electric cars only (hybrid and full electric) | Richmondshire | 118 | 165 | 371 | 682 | 1148 | 1766 | 2595 | 3655 | 4936 | 6542 | 8484 | 10730 | 13184 | 15638 | 17984 | 20074 | 21775 | 23085 | 24005 | 24579 | 24920 | 24811 | 24551 | 24180 | 23710 | 23116 | 22404 | 21577 | 20621 | 19526 | 18275 | 16858 | Richmondshire | York and North Yorkshire
NG FES - Leading the Way | EV Numbers - electric cars only (hybrid and full electric) | Rotherham | 1350 | 1874 | 3246 | 5245 | 7948 | 11209 | 15409 | 20790 | 27425 | 35870 | 46076 | 57885 | 70785 | 83674 | 95986 | 106957 | 115891 | 122773 | 127606 | 130614 | 132395 | 131804 | 130422 | 128454 | 125960 | 122799 | 119020 | 114618 | 109542 | 103721 | 97084 | 89559 | Rotherham | Sheffield City Region
NG FES - Leading the Way | EV Numbers - electric cars only (hybrid and full electric) | Ryedale | 201 | 277 | 594 | 1062 | 1740 | 2605 | 3739 | 5183 | 6932 | 9124 | 11777 | 14843 | 18196 | 21545 | 24744 | 27597 | 29920 | 31708 | 32964 | 33747 | 34210 | 34058 | 33702 | 33194 | 32549 | 31733 | 30756 | 29619 | 28307 | 26803 | 25088 | 23143 | Ryedale | York and North Yorkshire
NG FES - Leading the Way | EV Numbers - electric cars only (hybrid and full electric) | Scarborough | 453 | 604 | 1243 | 2132 | 3340 | 4768 | 6525 | 8753 | 11448 | 14824 | 18906 | 23624 | 28781 | 33929 | 38845 | 43225 | 46796 | 49542 | 51472 | 52672 | 53380 | 53141 | 52584 | 51790 | 50785 | 49509 | 47987 | 46212 | 44164 | 41819 | 39142 | 36109 | Scarborough | York and North Yorkshire
NG FES - Leading the Way | EV Numbers - electric cars only (hybrid and full electric) | Selby | 296 | 440 | 821 | 1426 | 2314 | 3499 | 5107 | 7179 | 9738 | 12995 | 16936 | 21496 | 26476 | 31458 | 36221 | 40467 | 43922 | 46583 | 48452 | 49619 | 50310 | 50091 | 49568 | 48819 | 47871 | 46671 | 45234 | 43562 | 41632 | 39419 | 36899 | 34037 | Selby | Leeds City Region | York and North Yorkshire
NG FES - Leading the Way | EV Numbers - electric cars only (hybrid and full electric) | Sheffield | 1941 | 2751 | 4863 | 8033 | 12454 | 17990 | 25279 | 34622 | 46162 | 60864 | 78627 | 99174 | 121632 | 144078 | 165522 | 184638 | 200195 | 212184 | 220599 | 225843 | 228952 | 227940 | 225550 | 222151 | 217834 | 212367 | 205834 | 198222 | 189444 | 179377 | 167899 | 154889 | Sheffield | Sheffield City Region
NG FES - Leading the Way | EV Numbers - electric cars only (hybrid and full electric) | South Tyneside | 266 | 373 | 830 | 1525 | 2564 | 3938 | 5780 | 8133 | 10978 | 14546 | 18859 | 23848 | 29300 | 34749 | 39961 | 44601 | 48378 | 51292 | 53335 | 54609 | 55366 | 55122 | 54546 | 53721 | 52679 | 51356 | 49776 | 47937 | 45815 | 43379 | 40604 | 37455 | South Tyneside | North Eastern
NG FES - Leading the Way | EV Numbers - electric cars only (hybrid and full electric) | Stockton-on-Tees | 308 | 452 | 1054 | 2019 | 3530 | 5628 | 8543 | 12273 | 16785 | 22443 | 29288 | 37207 | 45858 | 54516 | 62790 | 70166 | 76166 | 80791 | 84036 | 86064 | 87267 | 86886 | 85979 | 84680 | 83036 | 80952 | 78462 | 75561 | 72214 | 68377 | 64001 | 59040 | Stockton-on-Tees | Tees Valley
NG FES - Leading the Way | EV Numbers - electric cars only (hybrid and full electric) | Sunderland | 492 | 697 | 1563 | 2890 | 4885 | 7548 | 11146 | 15737 | 21289 | 28254 | 36672 | 46409 | 57051 | 67696 | 77866 | 86929 | 94306 | 99990 | 103984 | 106472 | 107949 | 107475 | 106346 | 104745 | 102712 | 100133 | 97051 | 93463 | 89326 | 84578 | 79166 | 73031 | Sunderland | North Eastern
NG FES - Leading the Way | EV Numbers - electric cars only (hybrid and full electric) | Wakefield | 1345 | 1929 | 3459 | 5792 | 9106 | 13342 | 18974 | 26207 | 35150 | 46528 | 60291 | 76206 | 93600 | 110992 | 127615 | 142427 | 154481 | 163770 | 170290 | 174359 | 176768 | 175989 | 174145 | 171519 | 168188 | 163968 | 158923 | 153047 | 146270 | 138495 | 129635 | 119586 | Wakefield | Leeds City Region
NG FES - Leading the Way | EV Numbers - electric cars only (hybrid and full electric) | West Lindsey | 647 | 866 | 1444 | 2230 | 3215 | 4283 | 5570 | 7203 | 9212 | 11769 | 14859 | 18429 | 22330 | 26219 | 29934 | 33243 | 35939 | 38014 | 39473 | 40377 | 40911 | 40724 | 40296 | 39688 | 38915 | 37939 | 36771 | 35413 | 33843 | 32046 | 29994 | 27670 | West Lindsey | Greater Lincolnshire
NG FES - Leading the Way | EV Numbers - electric cars only (hybrid and full electric) | York | 617 | 830 | 1768 | 3101 | 4963 | 7243 | 10125 | 13786 | 18204 | 23743 | 30439 | 38182 | 46641 | 55093 | 63164 | 70357 | 76213 | 80727 | 83894 | 85868 | 87032 | 86643 | 85734 | 84442 | 82801 | 80724 | 78240 | 75347 | 72010 | 68184 | 63822 | 58872 | York | Leeds City Region | York and North Yorkshire
NPg Planning Scenario | EV Numbers - electric cars only (hybrid and full electric) | Barnsley | 1266 | 1741 | 2631 | 4412 | 7848 | 11905 | 16507 | 21994 | 28229 | 35169 | 42674 | 52365 | 61711 | 70767 | 79427 | 87615 | 95220 | 102198 | 108583 | 114332 | 119452 | 123940 | 126818 | 129135 | 130946 | 132327 | 133325 | 134029 | 134518 | 134834 | 135032 | 135154 | Barnsley | Leeds City Region | Sheffield City Region
NPg Planning Scenario | EV Numbers - electric cars only (hybrid and full electric) | Bassetlaw | 464 | 594 | 830 | 1266 | 2007 | 2646 | 3082 | 3661 | 4309 | 5005 | 5756 | 6722 | 7668 | 8593 | 9465 | 10290 | 11008 | 11682 | 12328 | 12912 | 13438 | 13900 | 14197 | 14440 | 14630 | 14774 | 14883 | 14961 | 15016 | 15052 | 15073 | 15087 | Bassetlaw | Derby, Derbyshire, Nottingham and Nottinghamshire | Sheffield City Region
NPg Planning Scenario | EV Numbers - electric cars only (hybrid and full electric) | Bradford | 808 | 1292 | 2254 | 4317 | 8725 | 14968 | 23292 | 32958 | 43991 | 56380 | 69787 | 87112 | 103757 | 119854 | 135295 | 149896 | 163657 | 176229 | 187605 | 197829 | 206909 | 214872 | 219976 | 224072 | 227274 | 229704 | 231451 | 232674 | 233519 | 234070 | 234418 | 234627 | Bradford | Leeds City Region
NPg Planning Scenario | EV Numbers - electric cars only (hybrid and full electric) | Calderdale | 437 | 679 | 1150 | 2159 | 4284 | 7226 | 11098 | 15601 | 20737 | 26498 | 32734 | 40792 | 48539 | 56031 | 63214 | 70006 | 76400 | 82243 | 87537 | 92293 | 96519 | 100228 | 102604 | 104511 | 105998 | 107131 | 107946 | 108516 | 108912 | 109167 | 109331 | 109428 | Calderdale | Leeds City Region
NPg Planning Scenario | EV Numbers - electric cars only (hybrid and full electric) | County Durham | 1153 | 1584 | 3144 | 6314 | 12602 | 20480 | 29953 | 41244 | 54098 | 68452 | 83969 | 104001 | 123295 | 141961 | 159821 | 176706 | 192474 | 206922 | 220070 | 231890 | 242401 | 251610 | 257539 | 262307 | 266028 | 268873 | 271107 | 272677 | 273763 | 274463 | 274909 | 275190 | County Durham | North Eastern
NPg Planning Scenario | EV Numbers - electric cars only (hybrid and full electric) | Craven | 114 | 181 | 314 | 600 | 1210 | 2071 | 3216 | 4546 | 6064 | 7767 | 9612 | 11996 | 14285 | 16499 | 18623 | 20631 | 22525 | 24252 | 25818 | 27224 | 28474 | 29569 | 30271 | 30834 | 31276 | 31610 | 31849 | 32018 | 32135 | 32211 | 32257 | 32287 | Craven | Leeds City Region | York and North Yorkshire
NPg Planning Scenario | EV Numbers - electric cars only (hybrid and full electric) | Darlington | 303 | 445 | 942 | 2007 | 4236 | 7263 | 11175 | 15788 | 21050 | 26944 | 33320 | 41554 | 49472 | 57128 | 64460 | 71394 | 77906 | 83862 | 89260 | 94108 | 98417 | 102190 | 104619 | 106570 | 108093 | 109253 | 110168 | 110804 | 111243 | 111531 | 111712 | 111826 | Darlington | Tees Valley
NPg Planning Scenario | EV Numbers - electric cars only (hybrid and full electric) | Doncaster | 1855 | 2530 | 3790 | 6292 | 11062 | 16587 | 22707 | 30030 | 38348 | 47590 | 57590 | 70497 | 82955 | 95028 | 106565 | 117476 | 127582 | 136866 | 145379 | 153039 | 159865 | 165852 | 169690 | 172780 | 175201 | 177042 | 178377 | 179316 | 179972 | 180396 | 180665 | 180829 | Doncaster | Sheffield City Region
NPg Planning Scenario | EV Numbers - electric cars only (hybrid and full electric) | East Lindsey | 659 | 853 | 1203 | 1863 | 3013 | 4075 | 4923 | 6007 | 7226 | 8548 | 9982 | 11824 | 13620 | 15371 | 17030 | 18599 | 19995 | 21296 | 22522 | 23629 | 24624 | 25497 | 26057 | 26510 | 26864 | 27136 | 27340 | 27483 | 27583 | 27648 | 27688 | 27714 | East Lindsey | Greater Lincolnshire
NPg Planning Scenario | EV Numbers - electric cars only (hybrid and full electric) | East Riding of Yorkshire | 1385 | 1988 | 3137 | 5504 | 10251 | 16308 | 23725 | 32453 | 42394 | 53500 | 65522 | 81051 | 95999 | 110466 | 124323 | 137426 | 149679 | 160902 | 171118 | 180303 | 188473 | 195638 | 200232 | 203928 | 206805 | 209006 | 210589 | 211703 | 212474 | 212975 | 213291 | 213486 | East Riding of Yorkshire | Humber | York and North Yorkshire
NPg Planning Scenario | EV Numbers - electric cars only (hybrid and full electric) | Gateshead | 369 | 508 | 1005 | 2023 | 4040 | 6570 | 9612 | 13243 | 17378 | 21988 | 26978 | 33418 | 39616 | 45618 | 51358 | 56785 | 61854 | 66499 | 70725 | 74526 | 77904 | 80864 | 82768 | 84301 | 85498 | 86412 | 87130 | 87633 | 87983 | 88208 | 88353 | 88443 | Gateshead | North Eastern
NPg Planning Scenario | EV Numbers - electric cars only (hybrid and full electric) | Hambleton | 263 | 365 | 731 | 1467 | 2938 | 4791 | 7032 | 9701 | 12737 | 16131 | 19796 | 24533 | 29094 | 33505 | 37727 | 41718 | 45445 | 48861 | 51969 | 54763 | 57246 | 59423 | 60822 | 61951 | 62831 | 63502 | 64031 | 64401 | 64657 | 64822 | 64929 | 64993 | Hambleton | York and North Yorkshire
NPg Planning Scenario | EV Numbers - electric cars only (hybrid and full electric) | Harrogate | 536 | 730 | 1403 | 2743 | 5350 | 8525 | 12230 | 16662 | 21705 | 27323 | 33400 | 41241 | 48800 | 56117 | 63113 | 69727 | 75888 | 81538 | 86693 | 91322 | 95445 | 99057 | 101381 | 103252 | 104711 | 105829 | 106700 | 107314 | 107738 | 108013 | 108189 | 108297 | Harrogate | Leeds City Region | York and North Yorkshire
NPg Planning Scenario | EV Numbers - electric cars only (hybrid and full electric) | Hartlepool | 145 | 206 | 421 | 871 | 1791 | 3000 | 4512 | 6304 | 8347 | 10632 | 13105 | 16296 | 19368 | 22338 | 25181 | 27869 | 30389 | 32695 | 34789 | 36669 | 38342 | 39805 | 40748 | 41505 | 42097 | 42548 | 42903 | 43152 | 43323 | 43435 | 43505 | 43550 | Hartlepool | Tees Valley
NPg Planning Scenario | EV Numbers - electric cars only (hybrid and full electric) | High Peak | 32 | 44 | 66 | 109 | 192 | 288 | 394 | 520 | 664 | 825 | 998 | 1221 | 1437 | 1646 | 1846 | 2035 | 2210 | 2370 | 2518 | 2651 | 2769 | 2872 | 2939 | 2992 | 3034 | 3066 | 3089 | 3106 | 3117 | 3124 | 3129 | 3132 | High Peak | Derby, Derbyshire, Nottingham and Nottinghamshire,
NPg Planning Scenario | EV Numbers - electric cars only (hybrid and full electric) | Kingston upon Hull, City of | 960 | 1339 | 2054 | 3503 | 6340 | 9803 | 13858 | 18666 | 24139 | 30236 | 36836 | 45353 | 53566 | 61518 | 69126 | 76320 | 83021 | 89168 | 94779 | 99827 | 104322 | 108262 | 110786 | 112818 | 114406 | 115618 | 116491 | 117106 | 117533 | 117809 | 117983 | 118090 | Kingston upon Hull, City of | Humber
NPg Planning Scenario | EV Numbers - electric cars only (hybrid and full electric) | Kirklees | 926 | 1430 | 2424 | 4532 | 8963 | 15097 | 23124 | 32480 | 43146 | 55112 | 68060 | 84791 | 100872 | 116430 | 131343 | 145451 | 158725 | 170858 | 181846 | 191724 | 200506 | 208203 | 213134 | 217098 | 220189 | 222540 | 224233 | 225415 | 226238 | 226767 | 227107 | 227311 | Kirklees | Leeds City Region
NPg Planning Scenario | EV Numbers - electric cars only (hybrid and full electric) | Leeds | 2297 | 3428 | 5619 | 10230 | 19736 | 32490 | 48786 | 67844 | 89566 | 113896 | 140229 | 174251 | 206976 | 238634 | 268967 | 297660 | 324600 | 349245 | 371602 | 391701 | 409575 | 425244 | 435279 | 443356 | 449651 | 454444 | 457897 | 460311 | 461985 | 463074 | 463765 | 464186 | Leeds | Leeds City Region
NPg Planning Scenario | EV Numbers - electric cars only (hybrid and full electric) | Middlesbrough | 166 | 245 | 515 | 1093 | 2302 | 3941 | 6054 | 8547 | 11388 | 14572 | 18018 | 22466 | 26741 | 30878 | 34841 | 38586 | 42104 | 45320 | 48237 | 50856 | 53183 | 55222 | 56533 | 57587 | 58410 | 59038 | 59531 | 59876 | 60113 | 60269 | 60367 | 60428 | Middlesbrough | Tees Valley
NPg Planning Scenario | EV Numbers - electric cars only (hybrid and full electric) | Newcastle upon Tyne | 421 | 588 | 1173 | 2366 | 4751 | 7765 | 11422 | 15775 | 20732 | 26270 | 32255 | 39983 | 47426 | 54629 | 61518 | 68029 | 74118 | 79693 | 84766 | 89324 | 93379 | 96933 | 99217 | 101054 | 102491 | 103588 | 104449 | 105054 | 105471 | 105744 | 105914 | 106022 | Newcastle upon Tyne | North Eastern
NPg Planning Scenario | EV Numbers - electric cars only (hybrid and full electric) | North East Derbyshire | 82 | 118 | 187 | 331 | 620 | 993 | 1453 | 1994 | 2610 | 3299 | 4045 | 5008 | 5935 | 6832 | 7691 | 8504 | 9264 | 9961 | 10594 | 11164 | 11670 | 12115 | 12400 | 12629 | 12807 | 12944 | 13042 | 13111 | 13159 | 13189 | 13209 | 13221 | North East Derbyshire | Derby, Derbyshire, Nottingham and Nottinghamshire | Sheffield City Region
NPg Planning Scenario | EV Numbers - electric cars only (hybrid and full electric) | North East Lincolnshire | 549 | 787 | 1245 | 2183 | 4069 | 6489 | 9454 | 12948 | 16923 | 21366 | 26177 | 32387 | 38367 | 44154 | 49695 | 54940 | 59842 | 64332 | 68421 | 72094 | 75362 | 78229 | 80066 | 81543 | 82697 | 83576 | 84208 | 84652 | 84961 | 85162 | 85287 | 85365 | North East Lincolnshire | Greater Lincolnshire | Humber
NPg Planning Scenario | EV Numbers - electric cars only (hybrid and full electric) | North Lincolnshire | 577 | 845 | 1367 | 2450 | 4655 | 7565 | 11223 | 15512 | 20399 | 25866 | 31787 | 39432 | 46788 | 53906 | 60724 | 67175 | 73222 | 78757 | 83783 | 88300 | 92323 | 95847 | 98105 | 99919 | 101336 | 102414 | 103192 | 103737 | 104114 | 104359 | 104516 | 104612 | North Lincolnshire | Greater Lincolnshire | Humber
NPg Planning Scenario | EV Numbers - electric cars only (hybrid and full electric) | North Tyneside | 333 | 475 | 972 | 2008 | 4116 | 6876 | 10326 | 14412 | 19070 | 24281 | 29916 | 37191 | 44195 | 50964 | 57448 | 63575 | 69317 | 74572 | 79345 | 83634 | 87444 | 90785 | 92933 | 94662 | 96010 | 97040 | 97846 | 98413 | 98805 | 99060 | 99221 | 99323 | North Tyneside | North Eastern
NPg Planning Scenario | EV Numbers - electric cars only (hybrid and full electric) | Northumberland | 863 | 1171 | 2273 | 4466 | 8719 | 13863 | 19825 | 26973 | 35101 | 44156 | 53950 | 66582 | 78765 | 90555 | 101827 | 112483 | 122404 | 131505 | 139807 | 147269 | 153912 | 159728 | 163478 | 166489 | 168844 | 170644 | 172059 | 173055 | 173743 | 174191 | 174475 | 174652 | Northumberland | North Eastern
NPg Planning Scenario | EV Numbers - electric cars only (hybrid and full electric) | Pendle | 55 | 80 | 130 | 234 | 444 | 723 | 1074 | 1485 | 1953 | 2477 | 3044 | 3777 | 4483 | 5166 | 5819 | 6437 | 7017 | 7546 | 8029 | 8462 | 8847 | 9186 | 9401 | 9576 | 9711 | 9815 | 9889 | 9942 | 9978 | 10002 | 10016 | 10026 | Pendle | Lancashire
NPg Planning Scenario | EV Numbers - electric cars only (hybrid and full electric) | Redcar and Cleveland | 193 | 285 | 605 | 1294 | 2736 | 4703 | 7250 | 10252 | 13677 | 17515 | 21667 | 27028 | 32183 | 37167 | 41942 | 46454 | 50696 | 54573 | 58087 | 61244 | 64048 | 66506 | 68085 | 69356 | 70347 | 71104 | 71698 | 72113 | 72399 | 72586 | 72704 | 72778 | Redcar and Cleveland | Tees Valley
NPg Planning Scenario | EV Numbers - electric cars only (hybrid and full electric) | Richmondshire | 118 | 165 | 327 | 659 | 1324 | 2164 | 3182 | 4393 | 5773 | 7314 | 8981 | 11133 | 13205 | 15209 | 17128 | 18940 | 20635 | 22187 | 23598 | 24868 | 25996 | 26985 | 27623 | 28134 | 28534 | 28838 | 29078 | 29247 | 29364 | 29439 | 29487 | 29516 | Richmondshire | York and North Yorkshire
NPg Planning Scenario | EV Numbers - electric cars only (hybrid and full electric) | Rotherham | 1350 | 1861 | 2826 | 4756 | 8491 | 12941 | 18034 | 24091 | 30981 | 38652 | 46949 | 57660 | 67990 | 78001 | 87570 | 96623 | 105033 | 112749 | 119807 | 126157 | 131819 | 136778 | 139958 | 142516 | 144516 | 146042 | 147146 | 147922 | 148461 | 148811 | 149034 | 149169 | Rotherham | Sheffield City Region
NPg Planning Scenario | EV Numbers - electric cars only (hybrid and full electric) | Ryedale | 201 | 274 | 523 | 1023 | 1996 | 3181 | 4563 | 6217 | 8100 | 10199 | 12468 | 15396 | 18218 | 20949 | 23561 | 26031 | 28331 | 30441 | 32365 | 34094 | 35632 | 36981 | 37850 | 38547 | 39093 | 39509 | 39835 | 40065 | 40223 | 40326 | 40391 | 40433 | Ryedale | York and North Yorkshire
NPg Planning Scenario | EV Numbers - electric cars only (hybrid and full electric) | Scarborough | 453 | 597 | 1096 | 2053 | 3830 | 5818 | 7927 | 10493 | 13404 | 16628 | 20116 | 24615 | 28959 | 33169 | 37186 | 40986 | 44495 | 47721 | 50682 | 53346 | 55720 | 57799 | 59141 | 60219 | 61063 | 61710 | 62216 | 62574 | 62821 | 62980 | 63084 | 63148 | Scarborough | York and North Yorkshire
NPg Planning Scenario | EV Numbers - electric cars only (hybrid and full electric) | Selby | 296 | 437 | 716 | 1293 | 2477 | 4044 | 6028 | 8351 | 11000 | 13963 | 17169 | 21315 | 25301 | 29158 | 32852 | 36348 | 39626 | 42626 | 45352 | 47801 | 49977 | 51887 | 53110 | 54095 | 54863 | 55447 | 55868 | 56164 | 56368 | 56500 | 56585 | 56636 | Selby | Leeds City Region | York and North Yorkshire
NPg Planning Scenario | EV Numbers - electric cars only (hybrid and full electric) | Sheffield | 1941 | 2733 | 4231 | 7282 | 13304 | 20769 | 29659 | 40174 | 52136 | 65488 | 79934 | 98586 | 116560 | 133965 | 150616 | 166365 | 181057 | 194524 | 206803 | 217846 | 227680 | 236301 | 241829 | 246275 | 249745 | 252389 | 254301 | 255641 | 256575 | 257177 | 257560 | 257793 | Sheffield | Sheffield City Region
NPg Planning Scenario | EV Numbers - electric cars only (hybrid and full electric) | South Tyneside | 266 | 366 | 732 | 1476 | 2954 | 4823 | 7085 | 9777 | 12842 | 16266 | 19967 | 24747 | 29348 | 33802 | 38058 | 42088 | 45852 | 49299 | 52436 | 55255 | 57762 | 59957 | 61371 | 62507 | 63396 | 64074 | 64607 | 64981 | 65239 | 65407 | 65515 | 65580 | South Tyneside | North Eastern
NPg Planning Scenario | EV Numbers - electric cars only (hybrid and full electric) | Stockton-on-Tees | 308 | 447 | 928 | 1952 | 4067 | 6894 | 10496 | 14753 | 19605 | 25038 | 30917 | 38508 | 45808 | 52867 | 59629 | 66017 | 72014 | 77502 | 82477 | 86948 | 90921 | 94401 | 96642 | 98444 | 99845 | 100918 | 101761 | 102350 | 102757 | 103022 | 103188 | 103294 | Stockton-on-Tees | Tees Valley
NPg Planning Scenario | EV Numbers - electric cars only (hybrid and full electric) | Sunderland | 492 | 686 | 1377 | 2793 | 5631 | 9246 | 13665 | 18915 | 24898 | 31579 | 38808 | 48138 | 57121 | 65812 | 74129 | 81987 | 89341 | 96074 | 102198 | 107699 | 112591 | 116878 | 119638 | 121857 | 123587 | 124911 | 125948 | 126678 | 127184 | 127510 | 127715 | 127845 | Sunderland | North Eastern
NPg Planning Scenario | EV Numbers - electric cars only (hybrid and full electric) | Wakefield | 1345 | 1920 | 3010 | 5252 | 9724 | 15400 | 22301 | 30431 | 39688 | 50029 | 61221 | 75674 | 89591 | 103064 | 115961 | 128161 | 139563 | 150010 | 159519 | 168069 | 175682 | 182351 | 186628 | 190070 | 192754 | 194800 | 196276 | 197311 | 198033 | 198495 | 198794 | 198971 | Wakefield | Leeds City Region
NPg Planning Scenario | EV Numbers - electric cars only (hybrid and full electric) | West Lindsey | 647 | 860 | 1256 | 2022 | 3434 | 4943 | 6466 | 8319 | 10418 | 12737 | 15243 | 18477 | 21607 | 24645 | 27540 | 30281 | 32792 | 35106 | 37246 | 39170 | 40892 | 42399 | 43366 | 44146 | 44757 | 45223 | 45562 | 45803 | 45970 | 46078 | 46147 | 46189 | West Lindsey | Greater Lincolnshire
NPg Planning Scenario | EV Numbers - electric cars only (hybrid and full electric) | York | 617 | 818 | 1558 | 2997 | 5721 | 8873 | 12357 | 16568 | 21346 | 26658 | 32397 | 39807 | 46956 | 53878 | 60490 | 66743 | 72540 | 77864 | 82735 | 87116 | 91019 | 94437 | 96639 | 98411 | 99796 | 100856 | 101691 | 102279 | 102687 | 102951 | 103117 | 103221 | York | Leeds City Region | York and North Yorkshire
NG FES - Steady Progression | EV Numbers - electric cars only (hybrid and full electric) | Barnsley | 1266 | 1750 | 2472 | 3399 | 4446 | 5744 | 7377 | 9399 | 11879 | 14905 | 18569 | 22943 | 28141 | 33901 | 40420 | 47659 | 55480 | 64462 | 73809 | 83228 | 92487 | 100288 | 107206 | 113212 | 118249 | 122398 | 125427 | 125827 | 126230 | 126652 | 127075 | 127505 | Barnsley | Leeds City Region | Sheffield City Region
NG FES - Steady Progression | EV Numbers - electric cars only (hybrid and full electric) | Bassetlaw | 464 | 598 | 780 | 974 | 1138 | 1281 | 1457 | 1666 | 1920 | 2229 | 2600 | 3042 | 3568 | 4149 | 4805 | 5533 | 6319 | 7222 | 8162 | 9107 | 10036 | 10814 | 11504 | 12103 | 12606 | 13020 | 13320 | 13354 | 13390 | 13427 | 13466 | 13506 | Bassetlaw | Derby, Derbyshire, Nottingham and Nottinghamshire | Sheffield City Region
NG FES - Steady Progression | EV Numbers - electric cars only (hybrid and full electric) | Bradford | 808 | 1300 | 2116 | 3324 | 4944 | 7203 | 10064 | 13648 | 18045 | 23433 | 29956 | 37745 | 47008 | 57274 | 68902 | 81816 | 95766 | 111784 | 128465 | 145275 | 161792 | 175743 | 188108 | 198842 | 207840 | 215264 | 220685 | 221419 | 222169 | 222936 | 223710 | 224492 | Bradford | Leeds City Region
NG FES - Steady Progression | EV Numbers - electric cars only (hybrid and full electric) | Calderdale | 437 | 681 | 1081 | 1663 | 2426 | 3482 | 4813 | 6483 | 8527 | 11037 | 14070 | 17695 | 22004 | 26779 | 32190 | 38199 | 44690 | 52139 | 59900 | 67721 | 75407 | 81893 | 87644 | 92638 | 96825 | 100277 | 102797 | 103141 | 103485 | 103841 | 104201 | 104564 | Calderdale | Leeds City Region
NG FES - Steady Progression | EV Numbers - electric cars only (hybrid and full electric) | County Durham | 1153 | 1608 | 2807 | 4199 | 6016 | 8450 | 11580 | 15550 | 20481 | 26564 | 33953 | 42773 | 53561 | 64829 | 77596 | 91769 | 107075 | 124652 | 142959 | 161401 | 179527 | 194815 | 208369 | 220138 | 230005 | 238140 | 244078 | 244868 | 245676 | 246500 | 247342 | 248191 | County Durham | North Eastern
NG FES - Steady Progression | EV Numbers - electric cars only (hybrid and full electric) | Craven | 114 | 182 | 296 | 464 | 686 | 997 | 1391 | 1885 | 2489 | 3228 | 4126 | 5198 | 6473 | 7884 | 9484 | 11260 | 13180 | 15383 | 17677 | 19989 | 22261 | 24181 | 25881 | 27358 | 28596 | 29616 | 30362 | 30463 | 30567 | 30672 | 30778 | 30884 | Craven | Leeds City Region | York and North Yorkshire
NG FES - Steady Progression | EV Numbers - electric cars only (hybrid and full electric) | Darlington | 303 | 453 | 840 | 1336 | 2022 | 2996 | 4275 | 5902 | 7921 | 10416 | 13449 | 17070 | 21496 | 26122 | 31365 | 37181 | 43471 | 50688 | 58204 | 65777 | 73221 | 79504 | 85072 | 89909 | 93962 | 97305 | 99748 | 100076 | 100411 | 100752 | 101101 | 101452 | Darlington | Tees Valley
NG FES - Steady Progression | EV Numbers - electric cars only (hybrid and full electric) | Doncaster | 1855 | 2546 | 3561 | 4844 | 6273 | 8003 | 10184 | 12884 | 16188 | 20225 | 25111 | 30936 | 37864 | 45537 | 54227 | 63872 | 74290 | 86256 | 98712 | 111258 | 123588 | 133983 | 143199 | 151203 | 157906 | 163437 | 167469 | 167998 | 168535 | 169090 | 169655 | 170224 | Doncaster | Sheffield City Region
NG FES - Steady Progression | EV Numbers - electric cars only (hybrid and full electric) | East Lindsey | 659 | 859 | 1132 | 1435 | 1706 | 1970 | 2297 | 2692 | 3173 | 3757 | 4462 | 5303 | 6301 | 7403 | 8653 | 10038 | 11533 | 13252 | 15040 | 16838 | 18607 | 20093 | 21408 | 22552 | 23511 | 24301 | 24875 | 24943 | 25014 | 25087 | 25165 | 25244 | East Lindsey | Greater Lincolnshire
NG FES - Steady Progression | EV Numbers - electric cars only (hybrid and full electric) | East Riding of Yorkshire | 1385 | 1997 | 2947 | 4233 | 5799 | 7851 | 10439 | 13665 | 17621 | 22458 | 28318 | 35307 | 43625 | 52830 | 63264 | 74840 | 87353 | 101717 | 116672 | 131742 | 146554 | 159049 | 170126 | 179745 | 187807 | 194453 | 199307 | 199956 | 200614 | 201295 | 201980 | 202677 | East Riding of Yorkshire | Humber | York and North Yorkshire
NG FES - Steady Progression | EV Numbers - electric cars only (hybrid and full electric) | Gateshead | 369 | 516 | 899 | 1345 | 1929 | 2709 | 3716 | 4991 | 6576 | 8534 | 10907 | 13743 | 17211 | 20833 | 24935 | 29491 | 34413 | 40061 | 45949 | 51873 | 57700 | 62616 | 66970 | 70757 | 73925 | 76541 | 78450 | 78704 | 78964 | 79229 | 79499 | 79772 | Gateshead | North Eastern
NG FES - Steady Progression | EV Numbers - electric cars only (hybrid and full electric) | Hambleton | 263 | 371 | 649 | 976 | 1404 | 1977 | 2718 | 3654 | 4819 | 6259 | 8003 | 10089 | 12638 | 15302 | 18321 | 21667 | 25288 | 29442 | 33769 | 38127 | 42410 | 46025 | 49230 | 52011 | 54344 | 56267 | 57670 | 57857 | 58046 | 58243 | 58441 | 58642 | Hambleton | York and North Yorkshire
NG FES - Steady Progression | EV Numbers - electric cars only (hybrid and full electric) | Harrogate | 536 | 742 | 1255 | 1843 | 2585 | 3557 | 4792 | 6355 | 8293 | 10680 | 13583 | 17047 | 21268 | 25700 | 30723 | 36297 | 42320 | 49234 | 56436 | 63689 | 70818 | 76829 | 82162 | 86791 | 90670 | 93868 | 96204 | 96513 | 96829 | 97153 | 97482 | 97816 | Harrogate | Leeds City Region | York and North Yorkshire
NG FES - Steady Progression | EV Numbers - electric cars only (hybrid and full electric) | Hartlepool | 145 | 209 | 376 | 579 | 856 | 1237 | 1735 | 2365 | 3149 | 4117 | 5294 | 6697 | 8414 | 10209 | 12240 | 14498 | 16936 | 19734 | 22649 | 25585 | 28473 | 30908 | 33066 | 34941 | 36513 | 37808 | 38754 | 38881 | 39011 | 39143 | 39277 | 39415 | Hartlepool | Tees Valley
NG FES - Steady Progression | EV Numbers - electric cars only (hybrid and full electric) | High Peak | 32 | 44 | 62 | 84 | 109 | 139 | 177 | 223 | 281 | 350 | 435 | 536 | 656 | 789 | 939 | 1106 | 1287 | 1494 | 1710 | 1927 | 2140 | 2320 | 2480 | 2618 | 2735 | 2830 | 2900 | 2909 | 2919 | 2928 | 2938 | 2948 | High Peak | Derby, Derbyshire, Nottingham and Nottinghamshire,
NG FES - Steady Progression | EV Numbers - electric cars only (hybrid and full electric) | Kingston upon Hull, City of | 960 | 1347 | 1932 | 2697 | 3593 | 4727 | 6154 | 7935 | 10106 | 12768 | 15986 | 19824 | 24395 | 29454 | 35184 | 41544 | 48418 | 56309 | 64526 | 72802 | 80936 | 87795 | 93881 | 99161 | 103589 | 107236 | 109902 | 110255 | 110614 | 110983 | 111358 | 111736 | Kingston upon Hull, City of | Humber
NG FES - Steady Progression | EV Numbers - electric cars only (hybrid and full electric) | Kirklees | 926 | 1440 | 2278 | 3488 | 5081 | 7270 | 10038 | 13504 | 17752 | 22957 | 29259 | 36785 | 45732 | 55652 | 66888 | 79362 | 92837 | 108310 | 124428 | 140661 | 156619 | 170091 | 182032 | 192402 | 201095 | 208260 | 213496 | 214206 | 214926 | 215661 | 216409 | 217163 | Kirklees | Leeds City Region
NG FES - Steady Progression | EV Numbers - electric cars only (hybrid and full electric) | Leeds | 2297 | 3445 | 5289 | 7879 | 11180 | 15647 | 21294 | 28347 | 37000 | 47591 | 60415 | 75721 | 93930 | 114102 | 136957 | 162319 | 189740 | 221215 | 253984 | 287006 | 319462 | 346853 | 371136 | 392221 | 409891 | 424466 | 435110 | 436546 | 438005 | 439493 | 441010 | 442541 | Leeds | Leeds City Region
NG FES - Steady Progression | EV Numbers - electric cars only (hybrid and full electric) | Middlesbrough | 166 | 248 | 460 | 726 | 1099 | 1625 | 2315 | 3195 | 4286 | 5634 | 7272 | 9228 | 11620 | 14120 | 16951 | 20093 | 23490 | 27389 | 31451 | 35541 | 39562 | 42958 | 45965 | 48579 | 50768 | 52573 | 53892 | 54069 | 54250 | 54435 | 54623 | 54814 | Middlesbrough | Tees Valley
NG FES - Steady Progression | EV Numbers - electric cars only (hybrid and full electric) | Newcastle upon Tyne | 421 | 598 | 1043 | 1575 | 2266 | 3204 | 4409 | 5943 | 7843 | 10192 | 13039 | 16444 | 20602 | 24950 | 29875 | 35339 | 41248 | 48028 | 55090 | 62204 | 69198 | 75094 | 80324 | 84865 | 88671 | 91809 | 94102 | 94408 | 94720 | 95038 | 95362 | 95691 | Newcastle upon Tyne | North Eastern
NG FES - Steady Progression | EV Numbers - electric cars only (hybrid and full electric) | North East Derbyshire | 82 | 119 | 177 | 255 | 351 | 479 | 639 | 839 | 1084 | 1385 | 1748 | 2182 | 2697 | 3269 | 3915 | 4634 | 5410 | 6302 | 7230 | 8165 | 9084 | 9860 | 10547 | 11143 | 11644 | 12056 | 12358 | 12398 | 12439 | 12481 | 12524 | 12567 | North East Derbyshire | Derby, Derbyshire, Nottingham and Nottinghamshire | Sheffield City Region
NG FES - Steady Progression | EV Numbers - electric cars only (hybrid and full electric) | North East Lincolnshire | 549 | 792 | 1170 | 1681 | 2305 | 3128 | 4163 | 5454 | 7035 | 8971 | 11317 | 14114 | 17440 | 21125 | 25301 | 29934 | 34943 | 40693 | 46679 | 52710 | 58638 | 63639 | 68072 | 71924 | 75148 | 77811 | 79754 | 80014 | 80276 | 80549 | 80822 | 81102 | North East Lincolnshire | Greater Lincolnshire | Humber
NG FES - Steady Progression | EV Numbers - electric cars only (hybrid and full electric) | North Lincolnshire | 577 | 850 | 1285 | 1884 | 2638 | 3643 | 4916 | 6501 | 8449 | 10829 | 13713 | 17155 | 21248 | 25782 | 30917 | 36622 | 42785 | 49858 | 57226 | 64646 | 71942 | 78097 | 83556 | 88292 | 92261 | 95542 | 97932 | 98253 | 98583 | 98915 | 99257 | 99597 | North Lincolnshire | Greater Lincolnshire | Humber
NG FES - Steady Progression | EV Numbers - electric cars only (hybrid and full electric) | North Tyneside | 333 | 483 | 866 | 1334 | 1966 | 2836 | 3969 | 5410 | 7196 | 9403 | 12085 | 15285 | 19199 | 23290 | 27924 | 33067 | 38624 | 45006 | 51651 | 58344 | 64925 | 70476 | 75398 | 79673 | 83255 | 86210 | 88365 | 88656 | 88950 | 89253 | 89557 | 89865 | North Tyneside | North Eastern
NG FES - Steady Progression | EV Numbers - electric cars only (hybrid and full electric) | Northumberland | 863 | 1185 | 2029 | 2969 | 4162 | 5719 | 7704 | 10211 | 13326 | 17168 | 21833 | 27402 | 34210 | 41323 | 49385 | 58326 | 67991 | 79084 | 90639 | 102279 | 113717 | 123363 | 131915 | 139343 | 145566 | 150699 | 154443 | 154942 | 155447 | 155965 | 156495 | 157029 | Northumberland | North Eastern
NG FES - Steady Progression | EV Numbers - electric cars only (hybrid and full electric) | Pendle | 55 | 81 | 122 | 179 | 251 | 348 | 470 | 622 | 808 | 1036 | 1314 | 1643 | 2036 | 2470 | 2963 | 3509 | 4100 | 4779 | 5484 | 6195 | 6895 | 7485 | 8009 | 8463 | 8844 | 9157 | 9387 | 9417 | 9450 | 9481 | 9514 | 9546 | Pendle | Lancashire
NG FES - Steady Progression | EV Numbers - electric cars only (hybrid and full electric) | Redcar and Cleveland | 193 | 291 | 540 | 859 | 1307 | 1941 | 2772 | 3832 | 5146 | 6770 | 8745 | 11101 | 13984 | 16997 | 20408 | 24196 | 28290 | 32988 | 37883 | 42813 | 47659 | 51749 | 55375 | 58524 | 61163 | 63340 | 64928 | 65142 | 65362 | 65584 | 65811 | 66039 | Redcar and Cleveland | Tees Valley
NG FES - Steady Progression | EV Numbers - electric cars only (hybrid and full electric) | Richmondshire | 118 | 165 | 291 | 438 | 631 | 893 | 1229 | 1655 | 2183 | 2838 | 3631 | 4578 | 5736 | 6947 | 8317 | 9839 | 11484 | 13371 | 15338 | 17317 | 19264 | 20906 | 22361 | 23627 | 24686 | 25558 | 26197 | 26282 | 26368 | 26457 | 26548 | 26639 | Richmondshire | York and North Yorkshire
NG FES - Steady Progression | EV Numbers - electric cars only (hybrid and full electric) | Rotherham | 1350 | 1874 | 2656 | 3662 | 4811 | 6243 | 8044 | 10281 | 13020 | 16368 | 20418 | 25251 | 30997 | 37358 | 44569 | 52569 | 61212 | 71136 | 81471 | 91881 | 102111 | 110740 | 118387 | 125026 | 130594 | 135181 | 138533 | 138974 | 139422 | 139884 | 140354 | 140830 | Rotherham | Sheffield City Region
NG FES - Steady Progression | EV Numbers - electric cars only (hybrid and full electric) | Ryedale | 201 | 277 | 468 | 687 | 964 | 1324 | 1785 | 2367 | 3091 | 3982 | 5063 | 6356 | 7934 | 9585 | 11459 | 13536 | 15783 | 18359 | 21045 | 23749 | 26408 | 28650 | 30636 | 32362 | 33808 | 35000 | 35871 | 35987 | 36104 | 36226 | 36348 | 36472 | Ryedale | York and North Yorkshire
NG FES - Steady Progression | EV Numbers - electric cars only (hybrid and full electric) | Scarborough | 453 | 604 | 980 | 1381 | 1851 | 2426 | 3142 | 4044 | 5161 | 6531 | 8197 | 10190 | 12615 | 15159 | 18043 | 21241 | 24696 | 28666 | 32797 | 36959 | 41050 | 44496 | 47551 | 50204 | 52426 | 54261 | 55601 | 55775 | 55952 | 56136 | 56323 | 56513 | Scarborough | York and North Yorkshire
NG FES - Steady Progression | EV Numbers - electric cars only (hybrid and full electric) | Selby | 296 | 440 | 672 | 994 | 1398 | 1943 | 2631 | 3491 | 4543 | 5835 | 7394 | 9259 | 11478 | 13935 | 16717 | 19802 | 23141 | 26973 | 30962 | 34981 | 38933 | 42265 | 45221 | 47788 | 49939 | 51714 | 53009 | 53183 | 53360 | 53541 | 53726 | 53911 | Selby | Leeds City Region | York and North Yorkshire
NG FES - Steady Progression | EV Numbers - electric cars only (hybrid and full electric) | Sheffield | 1941 | 2751 | 3976 | 5602 | 7537 | 10016 | 13136 | 17020 | 21778 | 27600 | 34645 | 43053 | 53054 | 64122 | 76666 | 90589 | 105635 | 122909 | 140897 | 159014 | 176823 | 191845 | 205156 | 216720 | 226415 | 234405 | 240238 | 241012 | 241801 | 242610 | 243436 | 244266 | Sheffield | Sheffield City Region
NG FES - Steady Progression | EV Numbers - electric cars only (hybrid and full electric) | South Tyneside | 266 | 373 | 653 | 978 | 1411 | 1989 | 2738 | 3684 | 4857 | 6310 | 8073 | 10177 | 12748 | 15437 | 18483 | 21860 | 25515 | 29707 | 34073 | 38474 | 42796 | 46445 | 49676 | 52484 | 54839 | 56778 | 58197 | 58384 | 58578 | 58775 | 58974 | 59177 | South Tyneside | North Eastern
NG FES - Steady Progression | EV Numbers - electric cars only (hybrid and full electric) | Stockton-on-Tees | 308 | 452 | 828 | 1297 | 1943 | 2844 | 4023 | 5524 | 7388 | 9686 | 12484 | 15822 | 19902 | 24168 | 29000 | 34364 | 40160 | 46813 | 53745 | 60725 | 67588 | 73378 | 78510 | 82968 | 86704 | 89786 | 92036 | 92339 | 92648 | 92960 | 93282 | 93607 | Stockton-on-Tees | Tees Valley
NG FES - Steady Progression | EV Numbers - electric cars only (hybrid and full electric) | Sunderland | 492 | 697 | 1227 | 1858 | 2690 | 3816 | 5272 | 7119 | 9414 | 12247 | 15684 | 19793 | 24815 | 30061 | 36007 | 42604 | 49734 | 57919 | 66444 | 75030 | 83471 | 90591 | 96902 | 102384 | 106980 | 110767 | 113535 | 113904 | 114280 | 114665 | 115061 | 115454 | Sunderland | North Eastern
NG FES - Steady Progression | EV Numbers - electric cars only (hybrid and full electric) | Wakefield | 1345 | 1929 | 2829 | 4043 | 5512 | 7422 | 9839 | 12841 | 16527 | 21031 | 26485 | 32999 | 40742 | 49318 | 59034 | 69817 | 81474 | 94853 | 108784 | 122820 | 136615 | 148252 | 158570 | 167526 | 175037 | 181226 | 185747 | 186351 | 186967 | 187594 | 188233 | 188879 | Wakefield | Leeds City Region
NG FES - Steady Progression | EV Numbers - electric cars only (hybrid and full electric) | West Lindsey | 647 | 866 | 1181 | 1558 | 1947 | 2389 | 2941 | 3623 | 4455 | 5471 | 6697 | 8163 | 9902 | 11829 | 14009 | 16429 | 19045 | 22047 | 25173 | 28321 | 31414 | 34019 | 36329 | 38334 | 40015 | 41401 | 42413 | 42540 | 42671 | 42809 | 42948 | 43089 | West Lindsey | Greater Lincolnshire
NG FES - Steady Progression | EV Numbers - electric cars only (hybrid and full electric) | York | 617 | 830 | 1390 | 1993 | 2734 | 3660 | 4829 | 6306 | 8134 | 10389 | 13128 | 16397 | 20392 | 24567 | 29294 | 34542 | 40212 | 46720 | 53498 | 60325 | 67035 | 72693 | 77706 | 82060 | 85711 | 88720 | 90917 | 91206 | 91501 | 91802 | 92111 | 92423 | York | Leeds City Region | York and North Yorkshire
NG FES - System Transformation | EV Numbers - electric cars only (hybrid and full electric) | Barnsley | 1266 | 1750 | 2481 | 3441 | 4651 | 6128 | 8044 | 10505 | 13636 | 17595 | 22527 | 28552 | 36026 | 44527 | 54184 | 64758 | 75245 | 85668 | 95439 | 103938 | 111067 | 116699 | 120910 | 123929 | 123652 | 122978 | 121990 | 120618 | 118784 | 117323 | 115699 | 113969 | Barnsley | Leeds City Region | Sheffield City Region
NG FES - System Transformation | EV Numbers - electric cars only (hybrid and full electric) | Bassetlaw | 464 | 598 | 782 | 987 | 1190 | 1363 | 1566 | 1821 | 2139 | 2539 | 3036 | 3643 | 4395 | 5250 | 6219 | 7282 | 8330 | 9373 | 10352 | 11202 | 11918 | 12483 | 12905 | 13209 | 13176 | 13104 | 12999 | 12854 | 12658 | 12502 | 12329 | 12145 | Bassetlaw | Derby, Derbyshire, Nottingham and Nottinghamshire | Sheffield City Region
NG FES - System Transformation | EV Numbers - electric cars only (hybrid and full electric) | Bradford | 808 | 1300 | 2120 | 3370 | 5171 | 7706 | 11069 | 15436 | 21006 | 28058 | 36852 | 47593 | 60923 | 76088 | 93324 | 112190 | 130924 | 149543 | 166992 | 182162 | 194889 | 204940 | 212455 | 217838 | 217367 | 216183 | 214449 | 212036 | 208806 | 206246 | 203387 | 200344 | Bradford | Leeds City Region
NG FES - System Transformation | EV Numbers - electric cars only (hybrid and full electric) | Calderdale | 437 | 681 | 1086 | 1685 | 2538 | 3723 | 5291 | 7323 | 9914 | 13193 | 17286 | 22281 | 28484 | 35540 | 43557 | 52334 | 61048 | 69711 | 77826 | 84883 | 90803 | 95480 | 98976 | 101478 | 101262 | 100709 | 99900 | 98776 | 97272 | 96078 | 94750 | 93329 | Calderdale | Leeds City Region
NG FES - System Transformation | EV Numbers - electric cars only (hybrid and full electric) | County Durham | 1153 | 1608 | 2812 | 4254 | 6294 | 9022 | 12667 | 17462 | 23647 | 31537 | 41429 | 53523 | 68923 | 85565 | 104474 | 125177 | 145718 | 166141 | 185275 | 201917 | 215878 | 226905 | 235153 | 241060 | 240527 | 239220 | 237304 | 234627 | 231061 | 228222 | 225058 | 221689 | County Durham | North Eastern
NG FES - System Transformation | EV Numbers - electric cars only (hybrid and full electric) | Craven | 114 | 182 | 296 | 469 | 717 | 1066 | 1530 | 2131 | 2896 | 3867 | 5076 | 6554 | 8387 | 10474 | 12844 | 15440 | 18016 | 20577 | 22976 | 25064 | 26813 | 28197 | 29230 | 29971 | 29907 | 29744 | 29505 | 29172 | 28729 | 28376 | 27983 | 27564 | Craven | Leeds City Region | York and North Yorkshire
NG FES - System Transformation | EV Numbers - electric cars only (hybrid and full electric) | Darlington | 303 | 453 | 844 | 1353 | 2117 | 3199 | 4689 | 6653 | 9192 | 12430 | 16490 | 21456 | 27778 | 34612 | 42378 | 50880 | 59319 | 67705 | 75566 | 82403 | 88136 | 92666 | 96053 | 98477 | 98262 | 97728 | 96945 | 95852 | 94393 | 93236 | 91942 | 90567 | Darlington | Tees Valley
NG FES - System Transformation | EV Numbers - electric cars only (hybrid and full electric) | Doncaster | 1855 | 2546 | 3573 | 4908 | 6557 | 8541 | 11096 | 14381 | 18552 | 23826 | 30403 | 38429 | 48386 | 59710 | 72579 | 86665 | 100636 | 114520 | 127538 | 138857 | 148357 | 155859 | 161472 | 165491 | 165121 | 164223 | 162905 | 161069 | 158622 | 156671 | 154501 | 152189 | Doncaster | Sheffield City Region
NG FES - System Transformation | EV Numbers - electric cars only (hybrid and full electric) | East Lindsey | 659 | 859 | 1135 | 1455 | 1787 | 2100 | 2477 | 2957 | 3561 | 4322 | 5266 | 6421 | 7851 | 9477 | 11323 | 13343 | 15344 | 17331 | 19196 | 20817 | 22179 | 23255 | 24060 | 24636 | 24579 | 24445 | 24249 | 23975 | 23610 | 23321 | 22997 | 22654 | East Lindsey | Greater Lincolnshire
NG FES - System Transformation | EV Numbers - electric cars only (hybrid and full electric) | East Riding of Yorkshire | 1385 | 1997 | 2957 | 4288 | 6069 | 8386 | 11426 | 15353 | 20355 | 26681 | 34573 | 44208 | 56171 | 69771 | 85223 | 102140 | 118926 | 135613 | 151247 | 164849 | 176257 | 185268 | 192009 | 196832 | 196401 | 195335 | 193768 | 191582 | 188670 | 186353 | 183767 | 181017 | East Riding of Yorkshire | Humber | York and North Yorkshire
NG FES - System Transformation | EV Numbers - electric cars only (hybrid and full electric) | Gateshead | 369 | 516 | 900 | 1364 | 2018 | 2893 | 4065 | 5606 | 7594 | 10130 | 13310 | 17199 | 22148 | 27494 | 33576 | 40230 | 46833 | 53397 | 59548 | 64896 | 69386 | 72931 | 75580 | 77478 | 77308 | 76887 | 76270 | 75413 | 74265 | 73354 | 72337 | 71255 | Gateshead | North Eastern
NG FES - System Transformation | EV Numbers - electric cars only (hybrid and full electric) | Hambleton | 263 | 371 | 652 | 989 | 1469 | 2112 | 2972 | 4105 | 5568 | 7433 | 9771 | 12630 | 16268 | 20202 | 24671 | 29565 | 34420 | 39247 | 43769 | 47704 | 51004 | 53611 | 55559 | 56955 | 56829 | 56520 | 56068 | 55433 | 54593 | 53923 | 53174 | 52379 | Hambleton | York and North Yorkshire
NG FES - System Transformation | EV Numbers - electric cars only (hybrid and full electric) | Harrogate | 536 | 742 | 1258 | 1865 | 2705 | 3797 | 5237 | 7126 | 9559 | 12658 | 16542 | 21288 | 27321 | 33868 | 41306 | 49449 | 57529 | 65561 | 73085 | 79631 | 85123 | 89460 | 92705 | 95028 | 94818 | 94302 | 93546 | 92491 | 91085 | 89968 | 88719 | 87393 | Harrogate | Leeds City Region | York and North Yorkshire
NG FES - System Transformation | EV Numbers - electric cars only (hybrid and full electric) | Hartlepool | 145 | 209 | 377 | 587 | 895 | 1320 | 1900 | 2662 | 3647 | 4902 | 6478 | 8402 | 10853 | 13505 | 16515 | 19812 | 23085 | 26337 | 29384 | 32034 | 34258 | 36013 | 37327 | 38268 | 38183 | 37976 | 37670 | 37247 | 36680 | 36231 | 35727 | 35194 | Hartlepool | Tees Valley
NG FES - System Transformation | EV Numbers - electric cars only (hybrid and full electric) | High Peak | 32 | 44 | 62 | 85 | 114 | 148 | 192 | 249 | 321 | 413 | 527 | 666 | 838 | 1034 | 1257 | 1501 | 1743 | 1983 | 2209 | 2405 | 2569 | 2699 | 2796 | 2866 | 2860 | 2844 | 2821 | 2789 | 2747 | 2713 | 2676 | 2636 | High Peak | Derby, Derbyshire, Nottingham and Nottinghamshire,
NG FES - System Transformation | EV Numbers - electric cars only (hybrid and full electric) | Kingston upon Hull, City of | 960 | 1347 | 1938 | 2734 | 3760 | 5045 | 6722 | 8885 | 11632 | 15111 | 19448 | 24739 | 31305 | 38778 | 47265 | 56558 | 65776 | 74939 | 83527 | 90995 | 97262 | 102210 | 105912 | 108564 | 108325 | 107737 | 106872 | 105668 | 104058 | 102782 | 101357 | 99842 | Kingston upon Hull, City of | Humber
NG FES - System Transformation | EV Numbers - electric cars only (hybrid and full electric) | Kirklees | 926 | 1440 | 2288 | 3537 | 5316 | 7773 | 11026 | 15247 | 20630 | 27443 | 35941 | 46314 | 59193 | 73842 | 90490 | 108718 | 126809 | 144793 | 161645 | 176301 | 188597 | 198304 | 205564 | 210764 | 210309 | 209163 | 207484 | 205146 | 202026 | 199546 | 196777 | 193835 | Kirklees | Leeds City Region
NG FES - System Transformation | EV Numbers - electric cars only (hybrid and full electric) | Leeds | 2297 | 3445 | 5304 | 7986 | 11696 | 16726 | 23359 | 31956 | 42902 | 56764 | 74049 | 95148 | 121343 | 151143 | 184998 | 222074 | 258863 | 295438 | 329702 | 359511 | 384513 | 404259 | 419025 | 429600 | 428660 | 426336 | 422917 | 418144 | 411788 | 406727 | 401094 | 395088 | Leeds | Leeds City Region
NG FES - System Transformation | EV Numbers - electric cars only (hybrid and full electric) | Middlesbrough | 166 | 248 | 460 | 737 | 1150 | 1736 | 2542 | 3602 | 4973 | 6722 | 8916 | 11598 | 15013 | 18706 | 22899 | 27495 | 32051 | 36583 | 40830 | 44523 | 47621 | 50066 | 51897 | 53206 | 53089 | 52802 | 52379 | 51789 | 51000 | 50376 | 49675 | 48933 | Middlesbrough | Tees Valley
NG FES - System Transformation | EV Numbers - electric cars only (hybrid and full electric) | Newcastle upon Tyne | 421 | 598 | 1049 | 1595 | 2373 | 3419 | 4826 | 6676 | 9061 | 12107 | 15921 | 20587 | 26526 | 32945 | 40242 | 48229 | 56154 | 64030 | 71414 | 77833 | 83221 | 87473 | 90654 | 92936 | 92728 | 92227 | 91488 | 90455 | 89078 | 87985 | 86766 | 85469 | Newcastle upon Tyne | North Eastern
NG FES - System Transformation | EV Numbers - electric cars only (hybrid and full electric) | North East Derbyshire | 82 | 119 | 177 | 258 | 367 | 511 | 700 | 943 | 1253 | 1646 | 2136 | 2734 | 3476 | 4319 | 5278 | 6328 | 7370 | 8405 | 9375 | 10219 | 10927 | 11486 | 11904 | 12204 | 12177 | 12111 | 12014 | 11878 | 11697 | 11554 | 11394 | 11223 | North East Derbyshire | Derby, Derbyshire, Nottingham and Nottinghamshire | Sheffield City Region
NG FES - System Transformation | EV Numbers - electric cars only (hybrid and full electric) | North East Lincolnshire | 549 | 792 | 1173 | 1704 | 2413 | 3338 | 4557 | 6128 | 8130 | 10663 | 13821 | 17677 | 22460 | 27906 | 34089 | 40860 | 47577 | 54258 | 60517 | 65958 | 70527 | 74133 | 76830 | 78761 | 78589 | 78163 | 77534 | 76660 | 75495 | 74566 | 73534 | 72434 | North East Lincolnshire | Greater Lincolnshire | Humber
NG FES - System Transformation | EV Numbers - electric cars only (hybrid and full electric) | North Lincolnshire | 577 | 850 | 1289 | 1911 | 2760 | 3893 | 5387 | 7320 | 9783 | 12899 | 16782 | 21528 | 27415 | 34113 | 41723 | 50055 | 58325 | 66545 | 74247 | 80946 | 86568 | 91003 | 94323 | 96701 | 96489 | 95965 | 95195 | 94122 | 92691 | 91553 | 90283 | 88931 | North Lincolnshire | Greater Lincolnshire | Humber
NG FES - System Transformation | EV Numbers - electric cars only (hybrid and full electric) | North Tyneside | 333 | 483 | 870 | 1351 | 2057 | 3029 | 4350 | 6087 | 8331 | 11195 | 14784 | 19173 | 24763 | 30805 | 37669 | 45185 | 52643 | 60057 | 67003 | 73046 | 78115 | 82117 | 85111 | 87257 | 87065 | 86592 | 85898 | 84929 | 83638 | 82610 | 81464 | 80248 | North Tyneside | North Eastern
NG FES - System Transformation | EV Numbers - electric cars only (hybrid and full electric) | Northumberland | 863 | 1185 | 2034 | 3010 | 4358 | 6106 | 8414 | 11444 | 15350 | 20330 | 26577 | 34209 | 43928 | 54433 | 66366 | 79432 | 92399 | 105281 | 117356 | 127859 | 136672 | 143632 | 148835 | 152562 | 152227 | 151397 | 150184 | 148490 | 146233 | 144437 | 142433 | 140305 | Northumberland | North Eastern
NG FES - System Transformation | EV Numbers - electric cars only (hybrid and full electric) | Pendle | 55 | 81 | 122 | 182 | 264 | 372 | 515 | 701 | 937 | 1235 | 1608 | 2063 | 2627 | 3269 | 3998 | 4797 | 5590 | 6377 | 7116 | 7758 | 8297 | 8723 | 9040 | 9269 | 9248 | 9198 | 9124 | 9022 | 8884 | 8775 | 8654 | 8524 | Pendle | Lancashire
NG FES - System Transformation | EV Numbers - electric cars only (hybrid and full electric) | Redcar and Cleveland | 193 | 291 | 541 | 871 | 1368 | 2071 | 3041 | 4321 | 5972 | 8079 | 10723 | 13957 | 18074 | 22522 | 27577 | 33113 | 38607 | 44069 | 49186 | 53635 | 57370 | 60318 | 62522 | 64102 | 63963 | 63614 | 63104 | 62393 | 61445 | 60690 | 59848 | 58954 | Redcar and Cleveland | Tees Valley
NG FES - System Transformation | EV Numbers - electric cars only (hybrid and full electric) | Richmondshire | 118 | 165 | 294 | 445 | 662 | 954 | 1344 | 1860 | 2522 | 3371 | 4433 | 5731 | 7386 | 9173 | 11203 | 13427 | 15633 | 17826 | 19881 | 21668 | 23168 | 24352 | 25238 | 25872 | 25815 | 25674 | 25469 | 25181 | 24798 | 24494 | 24155 | 23792 | Richmondshire | York and North Yorkshire
NG FES - System Transformation | EV Numbers - electric cars only (hybrid and full electric) | Rotherham | 1350 | 1874 | 2662 | 3712 | 5036 | 6661 | 8776 | 11500 | 14959 | 19332 | 24785 | 31443 | 39704 | 49101 | 59775 | 71462 | 83055 | 94578 | 105377 | 114771 | 122650 | 128876 | 133531 | 136866 | 136564 | 135819 | 134729 | 133212 | 131187 | 129575 | 127779 | 125868 | Rotherham | Sheffield City Region
NG FES - System Transformation | EV Numbers - electric cars only (hybrid and full electric) | Ryedale | 201 | 277 | 469 | 696 | 1007 | 1414 | 1951 | 2655 | 3561 | 4717 | 6167 | 7938 | 10191 | 12631 | 15404 | 18440 | 21453 | 24447 | 27252 | 29693 | 31741 | 33358 | 34566 | 35432 | 35355 | 35163 | 34880 | 34487 | 33963 | 33546 | 33081 | 32586 | Ryedale | York and North Yorkshire
NG FES - System Transformation | EV Numbers - electric cars only (hybrid and full electric) | Scarborough | 453 | 604 | 983 | 1400 | 1937 | 2592 | 3421 | 4509 | 5909 | 7689 | 9919 | 12646 | 16110 | 19868 | 24135 | 28807 | 33439 | 38046 | 42362 | 46115 | 49266 | 51755 | 53616 | 54950 | 54827 | 54527 | 54092 | 53481 | 52669 | 52021 | 51302 | 50534 | Scarborough | York and North Yorkshire
NG FES - System Transformation | EV Numbers - electric cars only (hybrid and full electric) | Selby | 296 | 440 | 673 | 1006 | 1465 | 2078 | 2884 | 3932 | 5263 | 6952 | 9057 | 11627 | 14817 | 18444 | 22566 | 27078 | 31557 | 36009 | 40182 | 43808 | 46852 | 49254 | 51052 | 52339 | 52225 | 51941 | 51526 | 50944 | 50169 | 49554 | 48867 | 48135 | Selby | Leeds City Region | York and North Yorkshire
NG FES - System Transformation | EV Numbers - electric cars only (hybrid and full electric) | Sheffield | 1941 | 2751 | 3991 | 5680 | 7886 | 10693 | 14355 | 19085 | 25102 | 32712 | 42205 | 53788 | 68164 | 84518 | 103098 | 123437 | 143623 | 163682 | 182482 | 198834 | 212552 | 223387 | 231488 | 237295 | 236772 | 235482 | 233598 | 230962 | 227447 | 224655 | 221541 | 218227 | Sheffield | Sheffield City Region
NG FES - System Transformation | EV Numbers - electric cars only (hybrid and full electric) | South Tyneside | 266 | 373 | 655 | 994 | 1476 | 2126 | 2994 | 4136 | 5612 | 7495 | 9853 | 12739 | 16413 | 20381 | 24892 | 29830 | 34733 | 39601 | 44167 | 48137 | 51469 | 54098 | 56065 | 57474 | 57347 | 57035 | 56577 | 55941 | 55090 | 54414 | 53659 | 52857 | South Tyneside | North Eastern
NG FES - System Transformation | EV Numbers - electric cars only (hybrid and full electric) | Stockton-on-Tees | 308 | 452 | 831 | 1315 | 2032 | 3037 | 4411 | 6223 | 8562 | 11548 | 15291 | 19869 | 25697 | 32000 | 39157 | 46995 | 54774 | 62506 | 69752 | 76053 | 81338 | 85514 | 88635 | 90871 | 90674 | 90181 | 89456 | 88448 | 87103 | 86035 | 84841 | 83572 | Stockton-on-Tees | Tees Valley
NG FES - System Transformation | EV Numbers - electric cars only (hybrid and full electric) | Sunderland | 492 | 697 | 1231 | 1882 | 2814 | 4074 | 5769 | 8001 | 10881 | 14553 | 19159 | 24793 | 31963 | 39711 | 48517 | 58158 | 67723 | 77233 | 86144 | 93894 | 100397 | 105531 | 109370 | 112121 | 111875 | 111266 | 110374 | 109129 | 107471 | 106152 | 104679 | 103114 | Sunderland | North Eastern
NG FES - System Transformation | EV Numbers - electric cars only (hybrid and full electric) | Wakefield | 1345 | 1929 | 2838 | 4098 | 5765 | 7927 | 10760 | 14420 | 19081 | 24973 | 32326 | 41295 | 52432 | 65099 | 79493 | 95251 | 110883 | 126424 | 140988 | 153656 | 164283 | 172679 | 178951 | 183448 | 183047 | 182052 | 180588 | 178555 | 175840 | 173679 | 171274 | 168707 | Wakefield | Leeds City Region
NG FES - System Transformation | EV Numbers - electric cars only (hybrid and full electric) | West Lindsey | 647 | 866 | 1183 | 1579 | 2037 | 2546 | 3194 | 4020 | 5070 | 6394 | 8045 | 10061 | 12560 | 15403 | 18631 | 22166 | 25668 | 29151 | 32415 | 35254 | 37638 | 39519 | 40928 | 41934 | 41840 | 41612 | 41280 | 40814 | 40193 | 39699 | 39150 | 38563 | West Lindsey | Greater Lincolnshire
NG FES - System Transformation | EV Numbers - electric cars only (hybrid and full electric) | York | 617 | 830 | 1396 | 2020 | 2859 | 3909 | 5267 | 7049 | 9339 | 12265 | 15929 | 20408 | 26109 | 32272 | 39274 | 46939 | 54542 | 62097 | 69180 | 75341 | 80509 | 84591 | 87644 | 89832 | 89634 | 89147 | 88429 | 87432 | 86105 | 85047 | 83868 | 82613 | York | Leeds City Region | York and North Yorkshire
NG FES - Consumer Transformation | EV Numbers - electric light vans only (hybrid and full electric) | Barnsley | 49 | 62 | 129 | 230 | 352 | 528 | 784 | 1148 | 1658 | 2363 | 3291 | 4513 | 6017 | 7698 | 9453 | 11023 | 12632 | 13896 | 14805 | 15424 | 15833 | 16107 | 16294 | 16434 | 16537 | 16618 | 16688 | 16757 | 16821 | 16888 | 16935 | 16981 | Barnsley | Leeds City Region | Sheffield City Region
NG FES - Consumer Transformation | EV Numbers - electric light vans only (hybrid and full electric) | Bassetlaw | 18 | 21 | 41 | 65 | 90 | 117 | 150 | 195 | 255 | 337 | 442 | 577 | 741 | 920 | 1105 | 1267 | 1434 | 1562 | 1654 | 1716 | 1755 | 1781 | 1800 | 1815 | 1826 | 1835 | 1843 | 1851 | 1858 | 1865 | 1871 | 1875 | Bassetlaw | Derby, Derbyshire, Nottingham and Nottinghamshire | Sheffield City Region
NG FES - Consumer Transformation | EV Numbers - electric light vans only (hybrid and full electric) | Bradford | 30 | 45 | 109 | 223 | 391 | 665 | 1092 | 1705 | 2574 | 3782 | 5394 | 7516 | 10147 | 13103 | 16197 | 18974 | 21827 | 24070 | 25693 | 26799 | 27536 | 28030 | 28366 | 28611 | 28792 | 28934 | 29055 | 29172 | 29288 | 29399 | 29488 | 29563 | Bradford | Leeds City Region
NG FES - Consumer Transformation | EV Numbers - electric light vans only (hybrid and full electric) | Calderdale | 17 | 24 | 55 | 111 | 192 | 322 | 520 | 808 | 1214 | 1777 | 2526 | 3521 | 4747 | 6123 | 7563 | 8857 | 10185 | 11228 | 11983 | 12498 | 12843 | 13070 | 13225 | 13343 | 13425 | 13489 | 13548 | 13603 | 13656 | 13711 | 13747 | 13784 | Calderdale | Leeds City Region
NG FES - Consumer Transformation | EV Numbers - electric light vans only (hybrid and full electric) | County Durham | 67 | 64 | 154 | 305 | 521 | 857 | 1357 | 2072 | 3066 | 4414 | 6215 | 8580 | 11498 | 14767 | 18187 | 21250 | 24392 | 26858 | 28638 | 29850 | 30661 | 31195 | 31564 | 31833 | 32040 | 32193 | 32327 | 32459 | 32587 | 32713 | 32807 | 32891 | County Durham | North Eastern
NG FES - Consumer Transformation | EV Numbers - electric light vans only (hybrid and full electric) | Craven | 6 | 7 | 15 | 32 | 55 | 92 | 150 | 235 | 355 | 521 | 742 | 1034 | 1397 | 1805 | 2229 | 2611 | 3003 | 3312 | 3536 | 3688 | 3790 | 3857 | 3903 | 3937 | 3962 | 3982 | 3998 | 4014 | 4030 | 4045 | 4058 | 4067 | Craven | Leeds City Region | York and North Yorkshire
NG FES - Consumer Transformation | EV Numbers - electric light vans only (hybrid and full electric) | Darlington | 18 | 18 | 46 | 98 | 176 | 305 | 504 | 793 | 1193 | 1739 | 2468 | 3430 | 4622 | 5956 | 7353 | 8609 | 9895 | 10907 | 11636 | 12134 | 12468 | 12689 | 12841 | 12950 | 13034 | 13097 | 13155 | 13206 | 13258 | 13309 | 13348 | 13382 | Darlington | Tees Valley
NG FES - Consumer Transformation | EV Numbers - electric light vans only (hybrid and full electric) | Doncaster | 72 | 90 | 188 | 328 | 497 | 737 | 1082 | 1571 | 2253 | 3194 | 4439 | 6076 | 8085 | 10330 | 12672 | 14767 | 16913 | 18595 | 19808 | 20631 | 21175 | 21538 | 21792 | 21974 | 22116 | 22221 | 22321 | 22409 | 22495 | 22583 | 22649 | 22707 | Doncaster | Sheffield City Region
NG FES - Consumer Transformation | EV Numbers - electric light vans only (hybrid and full electric) | East Lindsey | 27 | 31 | 59 | 96 | 136 | 180 | 239 | 318 | 426 | 573 | 767 | 1015 | 1319 | 1653 | 1999 | 2305 | 2619 | 2863 | 3037 | 3154 | 3232 | 3281 | 3319 | 3347 | 3367 | 3384 | 3397 | 3410 | 3425 | 3438 | 3448 | 3457 | East Lindsey | Greater Lincolnshire
NG FES - Consumer Transformation | EV Numbers - electric light vans only (hybrid and full electric) | East Riding of Yorkshire | 51 | 71 | 156 | 287 | 459 | 725 | 1119 | 1689 | 2483 | 3586 | 5058 | 6990 | 9369 | 12038 | 14833 | 17334 | 19897 | 21915 | 23367 | 24363 | 25020 | 25459 | 25759 | 25978 | 26146 | 26273 | 26387 | 26490 | 26596 | 26701 | 26779 | 26846 | East Riding of Yorkshire | Humber | York and North Yorkshire
NG FES - Consumer Transformation | EV Numbers - electric light vans only (hybrid and full electric) | Gateshead | 19 | 19 | 47 | 100 | 168 | 276 | 435 | 664 | 985 | 1419 | 1997 | 2757 | 3694 | 4745 | 5845 | 6830 | 7839 | 8630 | 9202 | 9594 | 9852 | 10027 | 10144 | 10231 | 10298 | 10347 | 10390 | 10431 | 10473 | 10514 | 10546 | 10571 | Gateshead | North Eastern
NG FES - Consumer Transformation | EV Numbers - electric light vans only (hybrid and full electric) | Hambleton | 15 | 14 | 36 | 71 | 122 | 202 | 319 | 486 | 722 | 1041 | 1464 | 2024 | 2715 | 3486 | 4293 | 5017 | 5758 | 6343 | 6765 | 7051 | 7242 | 7368 | 7456 | 7519 | 7567 | 7603 | 7635 | 7666 | 7698 | 7726 | 7750 | 7769 | Hambleton | York and North Yorkshire
NG FES - Consumer Transformation | EV Numbers - electric light vans only (hybrid and full electric) | Harrogate | 30 | 31 | 67 | 132 | 223 | 357 | 556 | 838 | 1232 | 1767 | 2478 | 3412 | 4564 | 5852 | 7200 | 8405 | 9644 | 10616 | 11316 | 11793 | 12109 | 12321 | 12465 | 12572 | 12651 | 12712 | 12767 | 12819 | 12870 | 12921 | 12958 | 12991 | Harrogate | Leeds City Region | York and North Yorkshire
NG FES - Consumer Transformation | EV Numbers - electric light vans only (hybrid and full electric) | Hartlepool | 9 | 9 | 21 | 43 | 74 | 126 | 204 | 316 | 472 | 687 | 971 | 1346 | 1808 | 2327 | 2870 | 3356 | 3856 | 4249 | 4532 | 4725 | 4854 | 4940 | 4999 | 5041 | 5073 | 5099 | 5120 | 5141 | 5161 | 5181 | 5196 | 5208 | Hartlepool | Tees Valley
NG FES - Consumer Transformation | EV Numbers - electric light vans only (hybrid and full electric) | High Peak | 1 | 2 | 3 | 6 | 9 | 13 | 19 | 27 | 39 | 55 | 77 | 105 | 140 | 179 | 219 | 256 | 293 | 322 | 343 | 357 | 367 | 373 | 377 | 381 | 383 | 385 | 387 | 388 | 390 | 391 | 392 | 393 | High Peak | Derby, Derbyshire, Nottingham and Nottinghamshire,
NG FES - Consumer Transformation | EV Numbers - electric light vans only (hybrid and full electric) | Kingston upon Hull, City of | 36 | 47 | 99 | 182 | 283 | 437 | 655 | 971 | 1417 | 2027 | 2840 | 3910 | 5224 | 6700 | 8236 | 9614 | 11026 | 12136 | 12933 | 13478 | 13839 | 14080 | 14245 | 14367 | 14461 | 14528 | 14591 | 14647 | 14707 | 14763 | 14806 | 14844 | Kingston upon Hull, City of | Humber
NG FES - Consumer Transformation | EV Numbers - electric light vans only (hybrid and full electric) | Kirklees | 35 | 50 | 119 | 236 | 403 | 673 | 1083 | 1680 | 2526 | 3696 | 5257 | 7318 | 9860 | 12721 | 15713 | 18403 | 21157 | 23327 | 24890 | 25960 | 26676 | 27149 | 27474 | 27709 | 27887 | 28024 | 28142 | 28254 | 28365 | 28476 | 28558 | 28634 | Kirklees | Leeds City Region
NG FES - Consumer Transformation | EV Numbers - electric light vans only (hybrid and full electric) | Leeds | 90 | 122 | 275 | 533 | 883 | 1446 | 2295 | 3519 | 5250 | 7638 | 10827 | 15036 | 20225 | 26052 | 32148 | 37620 | 43237 | 47651 | 50830 | 53006 | 54457 | 55418 | 56081 | 56558 | 56926 | 57198 | 57444 | 57675 | 57904 | 58126 | 58293 | 58445 | Leeds | Leeds City Region
NG FES - Consumer Transformation | EV Numbers - electric light vans only (hybrid and full electric) | Middlesbrough | 10 | 10 | 25 | 53 | 96 | 165 | 274 | 429 | 645 | 941 | 1335 | 1856 | 2497 | 3219 | 3975 | 4651 | 5347 | 5893 | 6289 | 6556 | 6738 | 6857 | 6939 | 6999 | 7044 | 7078 | 7108 | 7136 | 7164 | 7192 | 7212 | 7232 | Middlesbrough | Tees Valley
NG FES - Consumer Transformation | EV Numbers - electric light vans only (hybrid and full electric) | Newcastle upon Tyne | 24 | 23 | 56 | 114 | 197 | 325 | 517 | 792 | 1175 | 1695 | 2387 | 3299 | 4423 | 5685 | 7002 | 8185 | 9394 | 10348 | 11032 | 11502 | 11816 | 12021 | 12162 | 12266 | 12346 | 12406 | 12457 | 12507 | 12557 | 12606 | 12644 | 12675 | Newcastle upon Tyne | North Eastern
NG FES - Consumer Transformation | EV Numbers - electric light vans only (hybrid and full electric) | North East Derbyshire | 3 | 4 | 9 | 17 | 28 | 44 | 69 | 103 | 153 | 221 | 312 | 432 | 579 | 745 | 918 | 1073 | 1232 | 1358 | 1448 | 1509 | 1550 | 1578 | 1596 | 1610 | 1621 | 1628 | 1635 | 1642 | 1648 | 1655 | 1660 | 1663 | North East Derbyshire | Derby, Derbyshire, Nottingham and Nottinghamshire | Sheffield City Region
NG FES - Consumer Transformation | EV Numbers - electric light vans only (hybrid and full electric) | North East Lincolnshire | 21 | 29 | 62 | 113 | 182 | 288 | 446 | 673 | 994 | 1434 | 2020 | 2794 | 3746 | 4814 | 5932 | 6934 | 7961 | 8767 | 9350 | 9746 | 10008 | 10186 | 10308 | 10395 | 10461 | 10511 | 10554 | 10599 | 10639 | 10683 | 10713 | 10742 | North East Lincolnshire | Greater Lincolnshire | Humber
NG FES - Consumer Transformation | EV Numbers - electric light vans only (hybrid and full electric) | North Lincolnshire | 22 | 30 | 67 | 128 | 208 | 335 | 528 | 806 | 1196 | 1737 | 2454 | 3401 | 4569 | 5881 | 7254 | 8486 | 9749 | 10739 | 11455 | 11945 | 12268 | 12485 | 12637 | 12744 | 12824 | 12885 | 12943 | 12992 | 13046 | 13094 | 13134 | 13168 | North Lincolnshire | Greater Lincolnshire | Humber
NG FES - Consumer Transformation | EV Numbers - electric light vans only (hybrid and full electric) | North Tyneside | 21 | 21 | 47 | 95 | 171 | 289 | 467 | 722 | 1081 | 1566 | 2215 | 3070 | 4124 | 5308 | 6546 | 7657 | 8794 | 9691 | 10336 | 10776 | 11071 | 11265 | 11399 | 11496 | 11571 | 11627 | 11678 | 11722 | 11770 | 11815 | 11848 | 11880 | North Tyneside | North Eastern
NG FES - Consumer Transformation | EV Numbers - electric light vans only (hybrid and full electric) | Northumberland | 49 | 48 | 108 | 216 | 361 | 580 | 901 | 1356 | 1988 | 2847 | 3988 | 5489 | 7339 | 9410 | 11572 | 13508 | 15493 | 17053 | 18176 | 18942 | 19451 | 19791 | 20022 | 20193 | 20321 | 20417 | 20504 | 20588 | 20669 | 20749 | 20812 | 20863 | Northumberland | North Eastern
NG FES - Consumer Transformation | EV Numbers - electric light vans only (hybrid and full electric) | Pendle | 3 | 3 | 6 | 12 | 19 | 32 | 50 | 77 | 115 | 166 | 235 | 326 | 438 | 564 | 696 | 813 | 934 | 1029 | 1099 | 1145 | 1176 | 1197 | 1211 | 1221 | 1229 | 1235 | 1241 | 1245 | 1251 | 1254 | 1258 | 1262 | Pendle | Lancashire
NG FES - Consumer Transformation | EV Numbers - electric light vans only (hybrid and full electric) | Redcar and Cleveland | 11 | 12 | 29 | 62 | 114 | 197 | 326 | 514 | 774 | 1130 | 1605 | 2232 | 3006 | 3875 | 4785 | 5602 | 6438 | 7097 | 7574 | 7897 | 8114 | 8258 | 8357 | 8429 | 8484 | 8524 | 8560 | 8595 | 8629 | 8663 | 8687 | 8709 | Redcar and Cleveland | Tees Valley
NG FES - Consumer Transformation | EV Numbers - electric light vans only (hybrid and full electric) | Richmondshire | 7 | 7 | 16 | 32 | 55 | 91 | 144 | 220 | 327 | 471 | 665 | 918 | 1231 | 1583 | 1948 | 2279 | 2615 | 2880 | 3072 | 3202 | 3288 | 3346 | 3386 | 3414 | 3436 | 3453 | 3468 | 3481 | 3496 | 3509 | 3518 | 3529 | Richmondshire | York and North Yorkshire
NG FES - Consumer Transformation | EV Numbers - electric light vans only (hybrid and full electric) | Rotherham | 51 | 66 | 140 | 247 | 381 | 574 | 856 | 1256 | 1821 | 2593 | 3620 | 4971 | 6628 | 8486 | 10426 | 12158 | 13939 | 15335 | 16337 | 17021 | 17476 | 17777 | 17987 | 18140 | 18258 | 18343 | 18422 | 18496 | 18566 | 18640 | 18694 | 18742 | Rotherham | Sheffield City Region
NG FES - Consumer Transformation | EV Numbers - electric light vans only (hybrid and full electric) | Ryedale | 12 | 11 | 25 | 49 | 82 | 134 | 207 | 313 | 459 | 659 | 923 | 1273 | 1702 | 2182 | 2686 | 3134 | 3596 | 3959 | 4219 | 4398 | 4515 | 4593 | 4648 | 4687 | 4717 | 4740 | 4761 | 4780 | 4798 | 4817 | 4831 | 4844 | Ryedale | York and North Yorkshire
NG FES - Consumer Transformation | EV Numbers - electric light vans only (hybrid and full electric) | Scarborough | 24 | 23 | 52 | 102 | 161 | 245 | 363 | 531 | 762 | 1073 | 1488 | 2033 | 2701 | 3445 | 4226 | 4919 | 5632 | 6192 | 6593 | 6867 | 7048 | 7168 | 7251 | 7312 | 7359 | 7396 | 7425 | 7457 | 7484 | 7514 | 7536 | 7557 | Scarborough | York and North Yorkshire
NG FES - Consumer Transformation | EV Numbers - electric light vans only (hybrid and full electric) | Selby | 12 | 16 | 36 | 66 | 111 | 179 | 283 | 432 | 644 | 936 | 1325 | 1839 | 2470 | 3181 | 3924 | 4589 | 5272 | 5810 | 6197 | 6462 | 6638 | 6756 | 6838 | 6895 | 6939 | 6973 | 7002 | 7031 | 7058 | 7085 | 7106 | 7124 | Selby | Leeds City Region | York and North Yorkshire
NG FES - Consumer Transformation | EV Numbers - electric light vans only (hybrid and full electric) | Sheffield | 75 | 96 | 207 | 375 | 593 | 924 | 1403 | 2093 | 3058 | 4393 | 6165 | 8501 | 11374 | 14592 | 17956 | 20967 | 24059 | 26486 | 28235 | 29424 | 30217 | 30743 | 31106 | 31373 | 31574 | 31722 | 31862 | 31990 | 32112 | 32240 | 32334 | 32418 | Sheffield | Sheffield City Region
NG FES - Consumer Transformation | EV Numbers - electric light vans only (hybrid and full electric) | South Tyneside | 15 | 15 | 34 | 72 | 120 | 201 | 320 | 491 | 726 | 1049 | 1478 | 2042 | 2737 | 3517 | 4332 | 5063 | 5810 | 6400 | 6823 | 7114 | 7306 | 7435 | 7524 | 7586 | 7635 | 7672 | 7704 | 7736 | 7768 | 7797 | 7819 | 7841 | South Tyneside | North Eastern
NG FES - Consumer Transformation | EV Numbers - electric light vans only (hybrid and full electric) | Stockton-on-Tees | 17 | 17 | 46 | 96 | 168 | 288 | 474 | 740 | 1109 | 1615 | 2290 | 3178 | 4278 | 5509 | 6799 | 7956 | 9143 | 10076 | 10749 | 11209 | 11516 | 11717 | 11859 | 11960 | 12038 | 12095 | 12147 | 12196 | 12244 | 12292 | 12328 | 12360 | Stockton-on-Tees | Tees Valley
NG FES - Consumer Transformation | EV Numbers - electric light vans only (hybrid and full electric) | Sunderland | 28 | 28 | 67 | 135 | 233 | 387 | 619 | 950 | 1409 | 2037 | 2873 | 3972 | 5329 | 6849 | 8441 | 9865 | 11326 | 12476 | 13306 | 13870 | 14245 | 14495 | 14669 | 14794 | 14889 | 14959 | 15023 | 15083 | 15142 | 15204 | 15245 | 15285 | Sunderland | North Eastern
NG FES - Consumer Transformation | EV Numbers - electric light vans only (hybrid and full electric) | Wakefield | 52 | 69 | 148 | 272 | 436 | 686 | 1053 | 1582 | 2328 | 3355 | 4725 | 6525 | 8746 | 11234 | 13837 | 16168 | 18559 | 20438 | 21792 | 22715 | 23327 | 23737 | 24018 | 24224 | 24378 | 24496 | 24601 | 24698 | 24798 | 24893 | 24966 | 25031 | Wakefield | Leeds City Region
NG FES - Consumer Transformation | EV Numbers - electric light vans only (hybrid and full electric) | West Lindsey | 25 | 31 | 63 | 105 | 154 | 221 | 310 | 437 | 612 | 853 | 1172 | 1590 | 2100 | 2672 | 3263 | 3791 | 4333 | 4756 | 5060 | 5266 | 5404 | 5492 | 5555 | 5603 | 5637 | 5666 | 5690 | 5713 | 5735 | 5758 | 5774 | 5789 | West Lindsey | Greater Lincolnshire
NG FES - Consumer Transformation | EV Numbers - electric light vans only (hybrid and full electric) | York | 37 | 34 | 78 | 145 | 238 | 372 | 562 | 835 | 1208 | 1718 | 2393 | 3281 | 4372 | 5591 | 6864 | 7999 | 9167 | 10084 | 10745 | 11192 | 11488 | 11687 | 11824 | 11923 | 12001 | 12059 | 12109 | 12158 | 12207 | 12254 | 12290 | 12321 | York | Leeds City Region | York and North Yorkshire
NG FES - Leading the Way | EV Numbers - electric light vans only (hybrid and full electric) | Barnsley | 49 | 62 | 139 | 250 | 409 | 603 | 880 | 1266 | 1815 | 2558 | 3546 | 4810 | 6337 | 8194 | 10166 | 12027 | 13581 | 14735 | 15515 | 16010 | 16327 | 16459 | 16564 | 16651 | 16728 | 16793 | 16852 | 16918 | 16989 | 17067 | 17156 | 17265 | Barnsley | Leeds City Region | Sheffield City Region
NG FES - Leading the Way | EV Numbers - electric light vans only (hybrid and full electric) | Bassetlaw | 18 | 21 | 43 | 72 | 104 | 135 | 168 | 213 | 277 | 359 | 466 | 602 | 764 | 961 | 1169 | 1365 | 1525 | 1644 | 1724 | 1774 | 1806 | 1820 | 1831 | 1840 | 1850 | 1857 | 1864 | 1870 | 1879 | 1887 | 1897 | 1908 | Bassetlaw | Derby, Derbyshire, Nottingham and Nottinghamshire | Sheffield City Region
NG FES - Leading the Way | EV Numbers - electric light vans only (hybrid and full electric) | Bradford | 30 | 45 | 120 | 246 | 455 | 757 | 1223 | 1884 | 2831 | 4129 | 5851 | 8070 | 10753 | 14025 | 17496 | 20788 | 23539 | 25580 | 26963 | 27849 | 28411 | 28643 | 28832 | 28983 | 29121 | 29229 | 29333 | 29450 | 29568 | 29706 | 29863 | 30049 | Bradford | Leeds City Region
NG FES - Leading the Way | EV Numbers - electric light vans only (hybrid and full electric) | Calderdale | 17 | 24 | 59 | 123 | 223 | 368 | 585 | 893 | 1332 | 1937 | 2744 | 3775 | 5025 | 6549 | 8166 | 9701 | 10980 | 11930 | 12574 | 12987 | 13250 | 13358 | 13443 | 13514 | 13578 | 13628 | 13678 | 13731 | 13787 | 13851 | 13927 | 14012 | Calderdale | Leeds City Region
NG FES - Leading the Way | EV Numbers - electric light vans only (hybrid and full electric) | County Durham | 67 | 64 | 164 | 333 | 609 | 978 | 1520 | 2286 | 3352 | 4800 | 6712 | 9170 | 12140 | 15760 | 19595 | 23228 | 26260 | 28508 | 30030 | 31005 | 31625 | 31880 | 32083 | 32253 | 32410 | 32529 | 32641 | 32770 | 32906 | 33059 | 33235 | 33442 | County Durham | North Eastern
NG FES - Leading the Way | EV Numbers - electric light vans only (hybrid and full electric) | Craven | 6 | 7 | 16 | 33 | 63 | 105 | 169 | 261 | 389 | 568 | 805 | 1111 | 1479 | 1930 | 2407 | 2861 | 3240 | 3521 | 3710 | 3833 | 3909 | 3942 | 3967 | 3988 | 4007 | 4021 | 4036 | 4052 | 4069 | 4088 | 4110 | 4135 | Craven | Leeds City Region | York and North Yorkshire
NG FES - Leading the Way | EV Numbers - electric light vans only (hybrid and full electric) | Darlington | 18 | 18 | 48 | 107 | 204 | 347 | 565 | 875 | 1307 | 1896 | 2675 | 3681 | 4892 | 6368 | 7938 | 9422 | 10661 | 11583 | 12208 | 12608 | 12862 | 12968 | 13051 | 13119 | 13181 | 13232 | 13280 | 13329 | 13385 | 13447 | 13521 | 13603 | Darlington | Tees Valley
NG FES - Leading the Way | EV Numbers - electric light vans only (hybrid and full electric) | Doncaster | 72 | 90 | 199 | 356 | 573 | 842 | 1208 | 1728 | 2462 | 3460 | 4779 | 6467 | 8508 | 10990 | 13619 | 16103 | 18178 | 19714 | 20751 | 21415 | 21837 | 22011 | 22155 | 22267 | 22374 | 22459 | 22539 | 22623 | 22720 | 22823 | 22948 | 23088 | Doncaster | Sheffield City Region
NG FES - Leading the Way | EV Numbers - electric light vans only (hybrid and full electric) | East Lindsey | 27 | 31 | 64 | 105 | 158 | 208 | 266 | 349 | 463 | 615 | 815 | 1067 | 1370 | 1740 | 2128 | 2493 | 2797 | 3021 | 3172 | 3267 | 3328 | 3353 | 3374 | 3390 | 3409 | 3422 | 3433 | 3448 | 3461 | 3477 | 3495 | 3517 | East Lindsey | Greater Lincolnshire
NG FES - Leading the Way | EV Numbers - electric light vans only (hybrid and full electric) | East Riding of Yorkshire | 51 | 71 | 165 | 310 | 533 | 825 | 1254 | 1861 | 2721 | 3902 | 5467 | 7471 | 9895 | 12852 | 15984 | 18947 | 21424 | 23264 | 24506 | 25303 | 25806 | 26016 | 26184 | 26322 | 26447 | 26549 | 26640 | 26741 | 26856 | 26979 | 27122 | 27293 | East Riding of Yorkshire | Humber | York and North Yorkshire
NG FES - Leading the Way | EV Numbers - electric light vans only (hybrid and full electric) | Gateshead | 19 | 19 | 52 | 106 | 195 | 314 | 488 | 735 | 1078 | 1541 | 2158 | 2949 | 3899 | 5065 | 6298 | 7465 | 8439 | 9162 | 9653 | 9965 | 10162 | 10247 | 10312 | 10365 | 10416 | 10452 | 10492 | 10532 | 10576 | 10626 | 10684 | 10747 | Gateshead | North Eastern
NG FES - Leading the Way | EV Numbers - electric light vans only (hybrid and full electric) | Hambleton | 15 | 14 | 38 | 78 | 141 | 228 | 355 | 538 | 790 | 1132 | 1584 | 2164 | 2864 | 3721 | 4627 | 5484 | 6200 | 6734 | 7093 | 7324 | 7469 | 7530 | 7580 | 7618 | 7655 | 7685 | 7711 | 7739 | 7770 | 7808 | 7849 | 7899 | Hambleton | York and North Yorkshire
NG FES - Leading the Way | EV Numbers - electric light vans only (hybrid and full electric) | Harrogate | 30 | 31 | 75 | 145 | 261 | 408 | 623 | 927 | 1348 | 1919 | 2675 | 3644 | 4814 | 6241 | 7754 | 9183 | 10378 | 11264 | 11862 | 12246 | 12489 | 12591 | 12672 | 12737 | 12798 | 12847 | 12892 | 12940 | 12996 | 13056 | 13126 | 13208 | Harrogate | Leeds City Region | York and North Yorkshire
NG FES - Leading the Way | EV Numbers - electric light vans only (hybrid and full electric) | Hartlepool | 9 | 9 | 23 | 46 | 86 | 142 | 230 | 350 | 519 | 747 | 1051 | 1441 | 1911 | 2486 | 3095 | 3672 | 4154 | 4512 | 4753 | 4909 | 5007 | 5048 | 5080 | 5107 | 5131 | 5150 | 5169 | 5190 | 5211 | 5235 | 5264 | 5296 | Hartlepool | Tees Valley
NG FES - Leading the Way | EV Numbers - electric light vans only (hybrid and full electric) | High Peak | 1 | 2 | 3 | 6 | 10 | 15 | 21 | 30 | 43 | 60 | 83 | 112 | 147 | 190 | 236 | 279 | 315 | 341 | 359 | 371 | 378 | 381 | 384 | 386 | 388 | 389 | 390 | 392 | 393 | 395 | 397 | 400 | High Peak | Derby, Derbyshire, Nottingham and Nottinghamshire,
NG FES - Leading the Way | EV Numbers - electric light vans only (hybrid and full electric) | Kingston upon Hull, City of | 36 | 47 | 109 | 198 | 332 | 495 | 734 | 1073 | 1550 | 2202 | 3066 | 4171 | 5510 | 7139 | 8869 | 10499 | 11864 | 12874 | 13558 | 13996 | 14275 | 14389 | 14481 | 14558 | 14624 | 14680 | 14735 | 14788 | 14850 | 14921 | 14999 | 15094 | Kingston upon Hull, City of | Humber
NG FES - Leading the Way | EV Numbers - electric light vans only (hybrid and full electric) | Kirklees | 35 | 50 | 128 | 256 | 467 | 769 | 1219 | 1861 | 2774 | 4030 | 5700 | 7847 | 10443 | 13610 | 16967 | 20148 | 22807 | 24781 | 26119 | 26976 | 27520 | 27745 | 27925 | 28071 | 28206 | 28311 | 28410 | 28518 | 28638 | 28770 | 28926 | 29102 | Kirklees | Leeds City Region
NG FES - Leading the Way | EV Numbers - electric light vans only (hybrid and full electric) | Leeds | 90 | 122 | 297 | 579 | 1029 | 1648 | 2570 | 3886 | 5760 | 8321 | 11730 | 16106 | 21396 | 27851 | 34699 | 41174 | 46584 | 50606 | 53328 | 55070 | 56177 | 56637 | 56999 | 57297 | 57572 | 57790 | 57992 | 58212 | 58456 | 58730 | 59046 | 59415 | Leeds | Leeds City Region
NG FES - Leading the Way | EV Numbers - electric light vans only (hybrid and full electric) | Middlesbrough | 10 | 10 | 27 | 57 | 111 | 189 | 307 | 474 | 708 | 1025 | 1447 | 1989 | 2643 | 3442 | 4288 | 5090 | 5762 | 6259 | 6596 | 6814 | 6951 | 7007 | 7052 | 7088 | 7123 | 7149 | 7176 | 7202 | 7233 | 7267 | 7306 | 7350 | Middlesbrough | Tees Valley
NG FES - Leading the Way | EV Numbers - electric light vans only (hybrid and full electric) | Newcastle upon Tyne | 24 | 23 | 62 | 126 | 229 | 368 | 579 | 874 | 1286 | 1842 | 2580 | 3530 | 4672 | 6068 | 7546 | 8947 | 10117 | 10985 | 11570 | 11946 | 12185 | 12282 | 12361 | 12428 | 12485 | 12535 | 12580 | 12627 | 12678 | 12738 | 12805 | 12886 | Newcastle upon Tyne | North Eastern
NG FES - Leading the Way | EV Numbers - electric light vans only (hybrid and full electric) | North East Derbyshire | 3 | 4 | 10 | 19 | 33 | 51 | 77 | 115 | 167 | 241 | 337 | 462 | 612 | 796 | 990 | 1174 | 1328 | 1441 | 1518 | 1568 | 1599 | 1612 | 1623 | 1631 | 1639 | 1645 | 1651 | 1658 | 1665 | 1672 | 1681 | 1691 | North East Derbyshire | Derby, Derbyshire, Nottingham and Nottinghamshire | Sheffield City Region
NG FES - Leading the Way | EV Numbers - electric light vans only (hybrid and full electric) | North East Lincolnshire | 21 | 29 | 64 | 123 | 214 | 329 | 501 | 743 | 1087 | 1559 | 2183 | 2988 | 3956 | 5140 | 6394 | 7579 | 8570 | 9305 | 9804 | 10122 | 10325 | 10409 | 10476 | 10529 | 10582 | 10622 | 10658 | 10699 | 10744 | 10794 | 10850 | 10919 | North East Lincolnshire | Greater Lincolnshire | Humber
NG FES - Leading the Way | EV Numbers - electric light vans only (hybrid and full electric) | North Lincolnshire | 22 | 30 | 72 | 138 | 243 | 382 | 594 | 890 | 1311 | 1890 | 2656 | 3640 | 4834 | 6284 | 7825 | 9280 | 10501 | 11405 | 12013 | 12407 | 12657 | 12761 | 12841 | 12909 | 12971 | 13019 | 13065 | 13116 | 13171 | 13234 | 13303 | 13386 | North Lincolnshire | Greater Lincolnshire | Humber
NG FES - Leading the Way | EV Numbers - electric light vans only (hybrid and full electric) | North Tyneside | 21 | 21 | 51 | 105 | 199 | 327 | 523 | 799 | 1183 | 1706 | 2397 | 3286 | 4362 | 5671 | 7061 | 8376 | 9473 | 10288 | 10839 | 11195 | 11420 | 11512 | 11588 | 11648 | 11702 | 11745 | 11789 | 11832 | 11882 | 11938 | 12003 | 12078 | North Tyneside | North Eastern
NG FES - Leading the Way | EV Numbers - electric light vans only (hybrid and full electric) | Northumberland | 49 | 48 | 118 | 237 | 419 | 664 | 1009 | 1498 | 2172 | 3094 | 4306 | 5861 | 7741 | 10032 | 12459 | 14754 | 16671 | 18095 | 19056 | 19668 | 20058 | 20222 | 20350 | 20458 | 20556 | 20630 | 20707 | 20787 | 20872 | 20972 | 21083 | 21212 | Northumberland | North Eastern
NG FES - Leading the Way | EV Numbers - electric light vans only (hybrid and full electric) | Pendle | 3 | 3 | 6 | 13 | 23 | 36 | 57 | 85 | 125 | 181 | 254 | 349 | 463 | 602 | 750 | 889 | 1007 | 1093 | 1152 | 1189 | 1214 | 1223 | 1231 | 1238 | 1243 | 1248 | 1252 | 1257 | 1262 | 1268 | 1275 | 1283 | Pendle | Lancashire
NG FES - Leading the Way | EV Numbers - electric light vans only (hybrid and full electric) | Redcar and Cleveland | 11 | 12 | 31 | 69 | 132 | 225 | 367 | 569 | 850 | 1232 | 1740 | 2392 | 3181 | 4144 | 5166 | 6131 | 6939 | 7539 | 7946 | 8206 | 8371 | 8440 | 8495 | 8539 | 8580 | 8611 | 8642 | 8676 | 8713 | 8753 | 8798 | 8854 | Redcar and Cleveland | Tees Valley
NG FES - Leading the Way | EV Numbers - electric light vans only (hybrid and full electric) | Richmondshire | 7 | 7 | 17 | 35 | 63 | 104 | 162 | 245 | 357 | 514 | 720 | 982 | 1301 | 1690 | 2102 | 2490 | 2816 | 3057 | 3221 | 3325 | 3393 | 3421 | 3443 | 3459 | 3476 | 3491 | 3502 | 3515 | 3530 | 3545 | 3565 | 3587 | Richmondshire | York and North Yorkshire
NG FES - Leading the Way | EV Numbers - electric light vans only (hybrid and full electric) | Rotherham | 51 | 66 | 149 | 268 | 444 | 656 | 959 | 1389 | 1988 | 2814 | 3902 | 5298 | 6983 | 9038 | 11213 | 13271 | 14989 | 16263 | 17123 | 17672 | 18021 | 18168 | 18284 | 18379 | 18467 | 18538 | 18603 | 18673 | 18752 | 18837 | 18941 | 19058 | Rotherham | Sheffield City Region
NG FES - Leading the Way | EV Numbers - electric light vans only (hybrid and full electric) | Ryedale | 12 | 11 | 26 | 54 | 96 | 153 | 232 | 345 | 503 | 715 | 997 | 1360 | 1796 | 2328 | 2891 | 3425 | 3869 | 4201 | 4423 | 4566 | 4657 | 4695 | 4725 | 4749 | 4772 | 4790 | 4807 | 4826 | 4845 | 4867 | 4893 | 4924 | Ryedale | York and North Yorkshire
NG FES - Leading the Way | EV Numbers - electric light vans only (hybrid and full electric) | Scarborough | 24 | 23 | 58 | 110 | 187 | 280 | 406 | 583 | 832 | 1163 | 1601 | 2165 | 2839 | 3667 | 4539 | 5363 | 6052 | 6563 | 6909 | 7127 | 7266 | 7325 | 7370 | 7410 | 7446 | 7474 | 7500 | 7528 | 7561 | 7594 | 7636 | 7683 | Scarborough | York and North Yorkshire
NG FES - Leading the Way | EV Numbers - electric light vans only (hybrid and full electric) | Selby | 12 | 16 | 38 | 72 | 129 | 204 | 318 | 479 | 706 | 1020 | 1435 | 1967 | 2613 | 3398 | 4231 | 5021 | 5680 | 6171 | 6502 | 6714 | 6848 | 6905 | 6948 | 6985 | 7019 | 7045 | 7070 | 7097 | 7126 | 7160 | 7199 | 7243 | Selby | Leeds City Region | York and North Yorkshire
NG FES - Leading the Way | EV Numbers - electric light vans only (hybrid and full electric) | Sheffield | 75 | 96 | 223 | 410 | 695 | 1052 | 1574 | 2313 | 3346 | 4776 | 6661 | 9077 | 12003 | 15561 | 19338 | 22909 | 25892 | 28103 | 29600 | 30556 | 31168 | 31417 | 31619 | 31784 | 31935 | 32057 | 32173 | 32291 | 32429 | 32579 | 32752 | 32956 | Sheffield | Sheffield City Region
NG FES - Leading the Way | EV Numbers - electric light vans only (hybrid and full electric) | South Tyneside | 15 | 15 | 39 | 78 | 143 | 231 | 359 | 544 | 796 | 1141 | 1598 | 2183 | 2891 | 3754 | 4669 | 5535 | 6256 | 6794 | 7156 | 7391 | 7537 | 7598 | 7646 | 7687 | 7723 | 7753 | 7779 | 7808 | 7843 | 7879 | 7921 | 7969 | South Tyneside | North Eastern
NG FES - Leading the Way | EV Numbers - electric light vans only (hybrid and full electric) | Stockton-on-Tees | 17 | 17 | 47 | 104 | 196 | 330 | 532 | 820 | 1219 | 1759 | 2480 | 3405 | 4525 | 5888 | 7336 | 8705 | 9851 | 10701 | 11277 | 11645 | 11880 | 11975 | 12054 | 12116 | 12174 | 12223 | 12263 | 12311 | 12360 | 12422 | 12485 | 12565 | Stockton-on-Tees | Tees Valley
NG FES - Leading the Way | EV Numbers - electric light vans only (hybrid and full electric) | Sunderland | 28 | 28 | 72 | 149 | 271 | 443 | 694 | 1050 | 1544 | 2216 | 3107 | 4249 | 5629 | 7311 | 9099 | 10788 | 12198 | 13243 | 13950 | 14405 | 14696 | 14815 | 14909 | 14987 | 15059 | 15115 | 15169 | 15228 | 15290 | 15361 | 15444 | 15540 | Sunderland | North Eastern
NG FES - Leading the Way | EV Numbers - electric light vans only (hybrid and full electric) | Wakefield | 52 | 69 | 159 | 299 | 507 | 781 | 1180 | 1748 | 2551 | 3650 | 5110 | 6976 | 9234 | 11992 | 14908 | 17673 | 19978 | 21692 | 22850 | 23591 | 24063 | 24259 | 24413 | 24539 | 24659 | 24749 | 24837 | 24932 | 25036 | 25157 | 25287 | 25448 | Wakefield | Leeds City Region
NG FES - Leading the Way | EV Numbers - electric light vans only (hybrid and full electric) | West Lindsey | 25 | 31 | 66 | 114 | 178 | 251 | 346 | 481 | 669 | 923 | 1258 | 1686 | 2202 | 2832 | 3497 | 4125 | 4648 | 5035 | 5296 | 5463 | 5568 | 5612 | 5650 | 5679 | 5705 | 5727 | 5748 | 5770 | 5792 | 5819 | 5851 | 5887 | West Lindsey | Greater Lincolnshire
NG FES - Leading the Way | EV Numbers - electric light vans only (hybrid and full electric) | York | 37 | 34 | 81 | 159 | 276 | 426 | 629 | 919 | 1322 | 1862 | 2578 | 3495 | 4602 | 5951 | 7380 | 8730 | 9857 | 10692 | 11256 | 11618 | 11847 | 11943 | 12019 | 12080 | 12140 | 12184 | 12229 | 12275 | 12326 | 12384 | 12451 | 12526 | York | Leeds City Region | York and North Yorkshire
NPg Planning Scenario | EV Numbers - electric light vans only (hybrid and full electric) | Barnsley | 49 | 73 | 138 | 221 | 389 | 702 | 1281 | 1580 | 2055 | 2735 | 3619 | 4882 | 6128 | 7344 | 8531 | 9670 | 10745 | 11761 | 12709 | 13573 | 14358 | 15057 | 15438 | 15743 | 15970 | 16137 | 16251 | 16326 | 16383 | 16414 | 16438 | 16453 | Barnsley | Leeds City Region | Sheffield City Region
NPg Planning Scenario | EV Numbers - electric light vans only (hybrid and full electric) | Bassetlaw | 18 | 24 | 43 | 63 | 99 | 155 | 239 | 262 | 314 | 389 | 488 | 626 | 761 | 891 | 1017 | 1136 | 1242 | 1345 | 1442 | 1533 | 1615 | 1688 | 1728 | 1761 | 1785 | 1802 | 1814 | 1823 | 1829 | 1832 | 1834 | 1838 | Bassetlaw | Derby, Derbyshire, Nottingham and Nottinghamshire | Sheffield City Region
NPg Planning Scenario | EV Numbers - electric light vans only (hybrid and full electric) | Bradford | 30 | 54 | 117 | 217 | 434 | 884 | 1810 | 2369 | 3201 | 4383 | 5919 | 8125 | 10303 | 12440 | 14532 | 16544 | 18468 | 20279 | 21959 | 23485 | 24869 | 26101 | 26776 | 27315 | 27720 | 28009 | 28209 | 28345 | 28438 | 28494 | 28534 | 28561 | Bradford | Leeds City Region
NPg Planning Scenario | EV Numbers - electric light vans only (hybrid and full electric) | Calderdale | 17 | 28 | 59 | 107 | 212 | 427 | 859 | 1122 | 1509 | 2058 | 2776 | 3804 | 4818 | 5814 | 6791 | 7728 | 8623 | 9464 | 10244 | 10958 | 11601 | 12174 | 12491 | 12741 | 12929 | 13065 | 13159 | 13221 | 13265 | 13287 | 13309 | 13322 | Calderdale | Leeds City Region
NPg Planning Scenario | EV Numbers - electric light vans only (hybrid and full electric) | County Durham | 67 | 92 | 221 | 411 | 806 | 1563 | 3021 | 3839 | 5092 | 6878 | 9206 | 12533 | 15815 | 19040 | 22181 | 25202 | 28069 | 30771 | 33287 | 35587 | 37671 | 39518 | 40535 | 41343 | 41949 | 42386 | 42692 | 42889 | 43031 | 43116 | 43177 | 43223 | County Durham | North Eastern
NPg Planning Scenario | EV Numbers - electric light vans only (hybrid and full electric) | Craven | 6 | 7 | 16 | 32 | 59 | 122 | 250 | 327 | 442 | 604 | 816 | 1118 | 1418 | 1713 | 2001 | 2278 | 2542 | 2791 | 3021 | 3233 | 3422 | 3593 | 3686 | 3759 | 3814 | 3855 | 3882 | 3901 | 3913 | 3921 | 3927 | 3932 | Craven | Leeds City Region | York and North Yorkshire
NPg Planning Scenario | EV Numbers - electric light vans only (hybrid and full electric) | Darlington | 18 | 25 | 65 | 132 | 270 | 555 | 1127 | 1471 | 1982 | 2707 | 3653 | 5008 | 6345 | 7661 | 8948 | 10181 | 11362 | 12470 | 13500 | 14441 | 15294 | 16049 | 16466 | 16797 | 17044 | 17223 | 17348 | 17430 | 17487 | 17522 | 17547 | 17562 | Darlington | Tees Valley
NPg Planning Scenario | EV Numbers - electric light vans only (hybrid and full electric) | Doncaster | 72 | 106 | 197 | 313 | 549 | 978 | 1761 | 2156 | 2794 | 3700 | 4883 | 6572 | 8237 | 9863 | 11447 | 12966 | 14398 | 15748 | 17012 | 18171 | 19217 | 20147 | 20659 | 21064 | 21370 | 21592 | 21742 | 21842 | 21917 | 21955 | 21993 | 22012 | Doncaster | Sheffield City Region
NPg Planning Scenario | EV Numbers - electric light vans only (hybrid and full electric) | East Lindsey | 27 | 35 | 62 | 94 | 150 | 240 | 383 | 432 | 527 | 664 | 847 | 1102 | 1351 | 1597 | 1829 | 2053 | 2256 | 2450 | 2636 | 2806 | 2960 | 3097 | 3173 | 3232 | 3276 | 3310 | 3333 | 3349 | 3360 | 3365 | 3371 | 3373 | East Lindsey | Greater Lincolnshire
NPg Planning Scenario | EV Numbers - electric light vans only (hybrid and full electric) | East Riding of Yorkshire | 51 | 80 | 164 | 276 | 510 | 966 | 1844 | 2339 | 3093 | 4172 | 5578 | 7581 | 9559 | 11500 | 13393 | 15211 | 16939 | 18565 | 20082 | 21467 | 22717 | 23830 | 24447 | 24932 | 25296 | 25558 | 25743 | 25864 | 25948 | 26000 | 26041 | 26059 | East Riding of Yorkshire | Humber | York and North Yorkshire
NPg Planning Scenario | EV Numbers - electric light vans only (hybrid and full electric) | Gateshead | 19 | 27 | 70 | 133 | 258 | 502 | 970 | 1234 | 1635 | 2210 | 2957 | 4027 | 5083 | 6118 | 7128 | 8098 | 9024 | 9889 | 10698 | 11437 | 12106 | 12700 | 13025 | 13288 | 13481 | 13624 | 13721 | 13784 | 13829 | 13857 | 13877 | 13891 | Gateshead | North Eastern
NPg Planning Scenario | EV Numbers - electric light vans only (hybrid and full electric) | Hambleton | 15 | 21 | 51 | 96 | 187 | 366 | 710 | 904 | 1200 | 1620 | 2172 | 2956 | 3730 | 4493 | 5237 | 5950 | 6628 | 7265 | 7860 | 8405 | 8895 | 9333 | 9573 | 9763 | 9906 | 10010 | 10083 | 10129 | 10162 | 10183 | 10199 | 10208 | Hambleton | York and North Yorkshire
NPg Planning Scenario | EV Numbers - electric light vans only (hybrid and full electric) | Harrogate | 30 | 39 | 96 | 175 | 337 | 640 | 1215 | 1525 | 2008 | 2701 | 3599 | 4886 | 6152 | 7396 | 8610 | 9773 | 10877 | 11916 | 12885 | 13773 | 14575 | 15286 | 15678 | 15992 | 16226 | 16391 | 16512 | 16588 | 16643 | 16675 | 16699 | 16715 | Harrogate | Leeds City Region | York and North Yorkshire
NPg Planning Scenario | EV Numbers - electric light vans only (hybrid and full electric) | Hartlepool | 9 | 11 | 30 | 57 | 114 | 229 | 455 | 587 | 786 | 1069 | 1436 | 1963 | 2484 | 2996 | 3495 | 3975 | 4431 | 4861 | 5262 | 5628 | 5958 | 6251 | 6413 | 6543 | 6638 | 6709 | 6756 | 6787 | 6810 | 6823 | 6833 | 6841 | Hartlepool | Tees Valley
NPg Planning Scenario | EV Numbers - electric light vans only (hybrid and full electric) | High Peak | 1 | 2 | 3 | 5 | 10 | 17 | 31 | 37 | 48 | 64 | 85 | 114 | 143 | 171 | 198 | 225 | 249 | 273 | 295 | 315 | 333 | 349 | 358 | 365 | 370 | 374 | 377 | 378 | 380 | 380 | 381 | 381 | High Peak | Derby, Derbyshire, Nottingham and Nottinghamshire,
NPg Planning Scenario | EV Numbers - electric light vans only (hybrid and full electric) | Kingston upon Hull, City of | 36 | 54 | 108 | 175 | 314 | 577 | 1078 | 1340 | 1755 | 2349 | 3125 | 4230 | 5318 | 6387 | 7426 | 8424 | 9371 | 10258 | 11094 | 11852 | 12539 | 13151 | 13484 | 13755 | 13953 | 14099 | 14201 | 14266 | 14312 | 14339 | 14360 | 14377 | Kingston upon Hull, City of | Humber
NPg Planning Scenario | EV Numbers - electric light vans only (hybrid and full electric) | Kirklees | 35 | 59 | 123 | 228 | 443 | 890 | 1796 | 2333 | 3143 | 4280 | 5773 | 7908 | 10016 | 12085 | 14112 | 16056 | 17913 | 19657 | 21282 | 22760 | 24100 | 25293 | 25948 | 26469 | 26855 | 27135 | 27333 | 27462 | 27551 | 27604 | 27644 | 27669 | Kirklees | Leeds City Region
NPg Planning Scenario | EV Numbers - electric light vans only (hybrid and full electric) | Leeds | 90 | 142 | 293 | 507 | 978 | 1917 | 3786 | 4878 | 6515 | 8855 | 11895 | 16254 | 20550 | 24767 | 28894 | 32854 | 36635 | 40186 | 43489 | 46502 | 49234 | 51657 | 52989 | 54050 | 54840 | 55416 | 55819 | 56072 | 56259 | 56372 | 56456 | 56506 | Leeds | Leeds City Region
NPg Planning Scenario | EV Numbers - electric light vans only (hybrid and full electric) | Middlesbrough | 10 | 14 | 36 | 72 | 148 | 299 | 611 | 796 | 1071 | 1466 | 1976 | 2707 | 3431 | 4140 | 4837 | 5502 | 6141 | 6739 | 7297 | 7805 | 8265 | 8673 | 8897 | 9077 | 9211 | 9306 | 9374 | 9419 | 9449 | 9467 | 9481 | 9491 | Middlesbrough | Tees Valley
NPg Planning Scenario | EV Numbers - electric light vans only (hybrid and full electric) | Newcastle upon Tyne | 24 | 32 | 82 | 155 | 303 | 592 | 1153 | 1468 | 1950 | 2640 | 3535 | 4818 | 6082 | 7326 | 8539 | 9703 | 10810 | 11848 | 12822 | 13708 | 14511 | 15224 | 15615 | 15928 | 16162 | 16331 | 16448 | 16525 | 16579 | 16613 | 16637 | 16650 | Newcastle upon Tyne | North Eastern
NPg Planning Scenario | EV Numbers - electric light vans only (hybrid and full electric) | North East Derbyshire | 3 | 5 | 9 | 17 | 31 | 59 | 113 | 144 | 190 | 256 | 343 | 467 | 589 | 710 | 826 | 938 | 1046 | 1146 | 1240 | 1326 | 1403 | 1472 | 1510 | 1539 | 1562 | 1578 | 1590 | 1597 | 1602 | 1605 | 1608 | 1609 | North East Derbyshire | Derby, Derbyshire, Nottingham and Nottinghamshire | Sheffield City Region
NPg Planning Scenario | EV Numbers - electric light vans only (hybrid and full electric) | North East Lincolnshire | 21 | 34 | 64 | 110 | 202 | 383 | 734 | 931 | 1232 | 1662 | 2221 | 3020 | 3808 | 4583 | 5340 | 6066 | 6755 | 7403 | 8005 | 8562 | 9059 | 9502 | 9747 | 9944 | 10086 | 10191 | 10265 | 10312 | 10346 | 10365 | 10382 | 10390 | North East Lincolnshire | Greater Lincolnshire | Humber
NPg Planning Scenario | EV Numbers - electric light vans only (hybrid and full electric) | North Lincolnshire | 22 | 33 | 72 | 124 | 232 | 446 | 871 | 1114 | 1484 | 2010 | 2695 | 3679 | 4644 | 5597 | 6523 | 7414 | 8264 | 9063 | 9807 | 10484 | 11098 | 11643 | 11942 | 12182 | 12361 | 12487 | 12578 | 12637 | 12679 | 12704 | 12723 | 12733 | North Lincolnshire | Greater Lincolnshire | Humber
NPg Planning Scenario | EV Numbers - electric light vans only (hybrid and full electric) | North Tyneside | 21 | 27 | 68 | 130 | 262 | 525 | 1040 | 1342 | 1795 | 2440 | 3280 | 4482 | 5667 | 6834 | 7976 | 9068 | 10110 | 11090 | 12001 | 12835 | 13589 | 14260 | 14626 | 14921 | 15138 | 15297 | 15407 | 15480 | 15531 | 15561 | 15585 | 15600 | North Tyneside | North Eastern
NPg Planning Scenario | EV Numbers - electric light vans only (hybrid and full electric) | Northumberland | 49 | 64 | 160 | 292 | 556 | 1057 | 1999 | 2511 | 3303 | 4438 | 5918 | 8027 | 10104 | 12145 | 14132 | 16043 | 17854 | 19555 | 21146 | 22601 | 23918 | 25089 | 25730 | 26243 | 26623 | 26902 | 27095 | 27221 | 27308 | 27364 | 27405 | 27431 | Northumberland | North Eastern
NPg Planning Scenario | EV Numbers - electric light vans only (hybrid and full electric) | Pendle | 3 | 4 | 6 | 12 | 22 | 43 | 84 | 107 | 142 | 192 | 258 | 353 | 445 | 535 | 624 | 710 | 792 | 868 | 940 | 1004 | 1063 | 1115 | 1145 | 1168 | 1185 | 1197 | 1205 | 1211 | 1215 | 1217 | 1219 | 1221 | Pendle | Lancashire
NPg Planning Scenario | EV Numbers - electric light vans only (hybrid and full electric) | Redcar and Cleveland | 11 | 16 | 42 | 84 | 175 | 359 | 731 | 955 | 1288 | 1760 | 2375 | 3258 | 4128 | 4984 | 5822 | 6626 | 7393 | 8116 | 8786 | 9399 | 9954 | 10445 | 10716 | 10931 | 11093 | 11208 | 11290 | 11342 | 11380 | 11402 | 11419 | 11430 | Redcar and Cleveland | Tees Valley
NPg Planning Scenario | EV Numbers - electric light vans only (hybrid and full electric) | Richmondshire | 7 | 9 | 22 | 43 | 84 | 166 | 321 | 409 | 543 | 736 | 986 | 1342 | 1694 | 2040 | 2377 | 2701 | 3010 | 3299 | 3570 | 3815 | 4040 | 4240 | 4346 | 4434 | 4498 | 4546 | 4579 | 4601 | 4615 | 4624 | 4632 | 4636 | Richmondshire | York and North Yorkshire
NPg Planning Scenario | EV Numbers - electric light vans only (hybrid and full electric) | Rotherham | 51 | 79 | 147 | 238 | 421 | 764 | 1401 | 1731 | 2256 | 3005 | 3980 | 5378 | 6748 | 8096 | 9406 | 10666 | 11854 | 12974 | 14021 | 14977 | 15844 | 16616 | 17039 | 17374 | 17626 | 17810 | 17937 | 18020 | 18080 | 18115 | 18141 | 18157 | Rotherham | Sheffield City Region
NPg Planning Scenario | EV Numbers - electric light vans only (hybrid and full electric) | Ryedale | 12 | 14 | 36 | 65 | 125 | 240 | 455 | 573 | 753 | 1013 | 1350 | 1834 | 2310 | 2777 | 3232 | 3668 | 4083 | 4474 | 4837 | 5170 | 5473 | 5740 | 5888 | 6004 | 6091 | 6155 | 6199 | 6228 | 6248 | 6261 | 6271 | 6277 | Ryedale | York and North Yorkshire
NPg Planning Scenario | EV Numbers - electric light vans only (hybrid and full electric) | Scarborough | 24 | 32 | 74 | 132 | 241 | 436 | 787 | 963 | 1244 | 1649 | 2173 | 2926 | 3662 | 4385 | 5090 | 5764 | 6399 | 6995 | 7559 | 8073 | 8538 | 8952 | 9179 | 9359 | 9495 | 9592 | 9662 | 9706 | 9738 | 9758 | 9772 | 9781 | Scarborough | York and North Yorkshire
NPg Planning Scenario | EV Numbers - electric light vans only (hybrid and full electric) | Selby | 12 | 18 | 38 | 65 | 123 | 240 | 470 | 604 | 805 | 1090 | 1463 | 1997 | 2522 | 3041 | 3545 | 4029 | 4491 | 4926 | 5329 | 5698 | 6031 | 6329 | 6492 | 6623 | 6721 | 6789 | 6839 | 6870 | 6891 | 6906 | 6916 | 6923 | Selby | Leeds City Region | York and North Yorkshire
NPg Planning Scenario | EV Numbers - electric light vans only (hybrid and full electric) | Sheffield | 75 | 113 | 218 | 368 | 660 | 1225 | 2302 | 2890 | 3793 | 5093 | 6781 | 9193 | 11572 | 13903 | 16178 | 18363 | 20433 | 22382 | 24203 | 25865 | 27368 | 28707 | 29436 | 30024 | 30463 | 30779 | 30997 | 31143 | 31242 | 31305 | 31352 | 31379 | Sheffield | Sheffield City Region
NPg Planning Scenario | EV Numbers - electric light vans only (hybrid and full electric) | South Tyneside | 15 | 21 | 51 | 97 | 188 | 368 | 715 | 910 | 1210 | 1634 | 2189 | 2983 | 3763 | 4532 | 5282 | 6003 | 6686 | 7329 | 7932 | 8479 | 8978 | 9417 | 9659 | 9853 | 9995 | 10100 | 10174 | 10220 | 10255 | 10275 | 10290 | 10299 | South Tyneside | North Eastern
NPg Planning Scenario | EV Numbers - electric light vans only (hybrid and full electric) | Stockton-on-Tees | 17 | 26 | 66 | 127 | 261 | 525 | 1059 | 1374 | 1846 | 2517 | 3391 | 4642 | 5875 | 7090 | 8276 | 9414 | 10501 | 11524 | 12474 | 13344 | 14128 | 14826 | 15210 | 15516 | 15745 | 15910 | 16025 | 16101 | 16153 | 16185 | 16208 | 16223 | Stockton-on-Tees | Tees Valley
NPg Planning Scenario | EV Numbers - electric light vans only (hybrid and full electric) | Sunderland | 28 | 39 | 97 | 181 | 362 | 707 | 1379 | 1762 | 2344 | 3175 | 4254 | 5802 | 7327 | 8828 | 10289 | 11692 | 13030 | 14285 | 15458 | 16529 | 17496 | 18358 | 18829 | 19206 | 19485 | 19692 | 19834 | 19927 | 19990 | 20031 | 20059 | 20079 | Sunderland | North Eastern
NPg Planning Scenario | EV Numbers - electric light vans only (hybrid and full electric) | Wakefield | 52 | 81 | 157 | 264 | 480 | 907 | 1731 | 2186 | 2890 | 3888 | 5192 | 7057 | 8894 | 10699 | 12456 | 14148 | 15753 | 17260 | 18667 | 19954 | 21119 | 22151 | 22718 | 23173 | 23510 | 23755 | 23925 | 24038 | 24116 | 24161 | 24196 | 24221 | Wakefield | Leeds City Region
NPg Planning Scenario | EV Numbers - electric light vans only (hybrid and full electric) | West Lindsey | 25 | 37 | 65 | 102 | 171 | 293 | 502 | 597 | 758 | 991 | 1293 | 1724 | 2145 | 2557 | 2958 | 3344 | 3701 | 4039 | 4359 | 4650 | 4915 | 5150 | 5279 | 5383 | 5460 | 5515 | 5554 | 5580 | 5598 | 5610 | 5617 | 5622 | West Lindsey | Greater Lincolnshire
NPg Planning Scenario | EV Numbers - electric light vans only (hybrid and full electric) | York | 37 | 47 | 108 | 196 | 367 | 678 | 1247 | 1543 | 2009 | 2679 | 3551 | 4798 | 6023 | 7225 | 8396 | 9521 | 10579 | 11578 | 12514 | 13370 | 14144 | 14833 | 15208 | 15512 | 15736 | 15898 | 16015 | 16088 | 16141 | 16174 | 16198 | 16214 | York | Leeds City Region | York and North Yorkshire
NG FES - Steady Progression | EV Numbers - electric light vans only (hybrid and full electric) | Barnsley | 49 | 62 | 93 | 129 | 171 | 216 | 279 | 363 | 472 | 617 | 801 | 1042 | 1352 | 1733 | 2211 | 2801 | 3520 | 4373 | 5362 | 6456 | 7611 | 8906 | 10199 | 11414 | 12506 | 13434 | 14195 | 14800 | 15274 | 15631 | 15907 | 16118 | Barnsley | Leeds City Region | Sheffield City Region
NG FES - Steady Progression | EV Numbers - electric light vans only (hybrid and full electric) | Bassetlaw | 18 | 21 | 30 | 37 | 44 | 49 | 56 | 64 | 76 | 91 | 111 | 139 | 171 | 213 | 263 | 326 | 401 | 490 | 593 | 706 | 825 | 961 | 1095 | 1219 | 1333 | 1429 | 1508 | 1570 | 1620 | 1657 | 1686 | 1707 | Bassetlaw | Derby, Derbyshire, Nottingham and Nottinghamshire | Sheffield City Region
NG FES - Steady Progression | EV Numbers - electric light vans only (hybrid and full electric) | Bradford | 30 | 45 | 79 | 128 | 186 | 269 | 382 | 527 | 717 | 967 | 1292 | 1714 | 2258 | 2930 | 3770 | 4811 | 6078 | 7581 | 9332 | 11269 | 13313 | 15609 | 17893 | 20049 | 21980 | 23625 | 24972 | 26044 | 26877 | 27515 | 28003 | 28378 | Bradford | Leeds City Region
NG FES - Steady Progression | EV Numbers - electric light vans only (hybrid and full electric) | Calderdale | 17 | 24 | 41 | 62 | 91 | 131 | 185 | 250 | 338 | 455 | 608 | 803 | 1055 | 1370 | 1761 | 2245 | 2833 | 3538 | 4350 | 5254 | 6205 | 7274 | 8338 | 9339 | 10239 | 11005 | 11632 | 12131 | 12520 | 12816 | 13042 | 13217 | Calderdale | Leeds City Region
NG FES - Steady Progression | EV Numbers - electric light vans only (hybrid and full electric) | County Durham | 67 | 64 | 107 | 159 | 228 | 317 | 441 | 600 | 816 | 1097 | 1467 | 1941 | 2572 | 3312 | 4244 | 5396 | 6797 | 8460 | 10384 | 12521 | 14771 | 17301 | 19821 | 22197 | 24323 | 26136 | 27619 | 28800 | 29721 | 30427 | 30958 | 31379 | County Durham | North Eastern
NG FES - Steady Progression | EV Numbers - electric light vans only (hybrid and full electric) | Craven | 6 | 7 | 10 | 17 | 26 | 38 | 53 | 72 | 98 | 134 | 179 | 236 | 312 | 403 | 519 | 661 | 837 | 1045 | 1283 | 1550 | 1831 | 2148 | 2462 | 2758 | 3024 | 3250 | 3435 | 3584 | 3698 | 3787 | 3853 | 3905 | Craven | Leeds City Region | York and North Yorkshire
NG FES - Steady Progression | EV Numbers - electric light vans only (hybrid and full electric) | Darlington | 18 | 18 | 32 | 50 | 77 | 113 | 161 | 227 | 316 | 431 | 581 | 776 | 1032 | 1335 | 1716 | 2185 | 2760 | 3439 | 4228 | 5104 | 6025 | 7062 | 8092 | 9066 | 9936 | 10680 | 11288 | 11771 | 12150 | 12436 | 12656 | 12824 | Darlington | Tees Valley
NG FES - Steady Progression | EV Numbers - electric light vans only (hybrid and full electric) | Doncaster | 72 | 90 | 135 | 185 | 238 | 301 | 386 | 496 | 644 | 834 | 1084 | 1403 | 1820 | 2328 | 2968 | 3754 | 4714 | 5853 | 7172 | 8632 | 10170 | 11901 | 13622 | 15246 | 16700 | 17939 | 18953 | 19760 | 20392 | 20872 | 21238 | 21520 | Doncaster | Sheffield City Region
NG FES - Steady Progression | EV Numbers - electric light vans only (hybrid and full electric) | East Lindsey | 27 | 31 | 43 | 55 | 65 | 75 | 86 | 104 | 126 | 156 | 193 | 240 | 302 | 380 | 473 | 590 | 732 | 899 | 1093 | 1306 | 1532 | 1784 | 2037 | 2275 | 2487 | 2667 | 2815 | 2935 | 3027 | 3097 | 3149 | 3190 | East Lindsey | Greater Lincolnshire
NG FES - Steady Progression | EV Numbers - electric light vans only (hybrid and full electric) | East Riding of Yorkshire | 51 | 71 | 111 | 164 | 222 | 296 | 394 | 527 | 702 | 929 | 1223 | 1601 | 2094 | 2703 | 3461 | 4399 | 5546 | 6901 | 8476 | 10219 | 12059 | 14125 | 16183 | 18121 | 19859 | 21343 | 22555 | 23519 | 24273 | 24845 | 25280 | 25621 | East Riding of Yorkshire | Humber | York and North Yorkshire
NG FES - Steady Progression | EV Numbers - electric light vans only (hybrid and full electric) | Gateshead | 19 | 19 | 34 | 49 | 72 | 104 | 141 | 193 | 263 | 353 | 470 | 622 | 828 | 1065 | 1364 | 1733 | 2182 | 2718 | 3338 | 4026 | 4749 | 5561 | 6369 | 7134 | 7817 | 8401 | 8876 | 9258 | 9552 | 9779 | 9951 | 10083 | Gateshead | North Eastern
NG FES - Steady Progression | EV Numbers - electric light vans only (hybrid and full electric) | Hambleton | 15 | 14 | 24 | 38 | 52 | 74 | 104 | 141 | 193 | 259 | 346 | 458 | 608 | 783 | 1002 | 1274 | 1605 | 1997 | 2453 | 2958 | 3490 | 4088 | 4681 | 5244 | 5745 | 6176 | 6525 | 6804 | 7021 | 7189 | 7314 | 7415 | Hambleton | York and North Yorkshire
NG FES - Steady Progression | EV Numbers - electric light vans only (hybrid and full electric) | Harrogate | 30 | 31 | 48 | 68 | 98 | 134 | 183 | 245 | 331 | 442 | 586 | 773 | 1021 | 1315 | 1680 | 2135 | 2685 | 3340 | 4098 | 4940 | 5828 | 6823 | 7816 | 8752 | 9589 | 10304 | 10887 | 11352 | 11715 | 11993 | 12203 | 12365 | Harrogate | Leeds City Region | York and North Yorkshire
NG FES - Steady Progression | EV Numbers - electric light vans only (hybrid and full electric) | Hartlepool | 9 | 9 | 14 | 23 | 33 | 46 | 65 | 92 | 126 | 170 | 229 | 304 | 405 | 523 | 670 | 852 | 1074 | 1339 | 1644 | 1985 | 2342 | 2745 | 3146 | 3523 | 3860 | 4150 | 4385 | 4574 | 4720 | 4832 | 4917 | 4982 | Hartlepool | Tees Valley
NG FES - Steady Progression | EV Numbers - electric light vans only (hybrid and full electric) | High Peak | 1 | 2 | 2 | 3 | 4 | 5 | 7 | 9 | 11 | 14 | 19 | 24 | 32 | 40 | 51 | 65 | 82 | 101 | 124 | 149 | 176 | 206 | 236 | 264 | 289 | 311 | 328 | 342 | 353 | 361 | 368 | 373 | High Peak | Derby, Derbyshire, Nottingham and Nottinghamshire,
NG FES - Steady Progression | EV Numbers - electric light vans only (hybrid and full electric) | Kingston upon Hull, City of | 36 | 47 | 72 | 103 | 136 | 178 | 232 | 305 | 403 | 526 | 688 | 900 | 1173 | 1506 | 1927 | 2441 | 3074 | 3820 | 4687 | 5648 | 6659 | 7801 | 8929 | 10001 | 10955 | 11770 | 12438 | 12971 | 13381 | 13699 | 13939 | 14126 | Kingston upon Hull, City of | Humber
NG FES - Steady Progression | EV Numbers - electric light vans only (hybrid and full electric) | Kirklees | 35 | 50 | 87 | 135 | 195 | 272 | 380 | 521 | 705 | 948 | 1263 | 1670 | 2197 | 2845 | 3658 | 4667 | 5890 | 7349 | 9039 | 10914 | 12888 | 15107 | 17314 | 19400 | 21267 | 22856 | 24161 | 25196 | 26003 | 26620 | 27089 | 27455 | Kirklees | Leeds City Region
NG FES - Steady Progression | EV Numbers - electric light vans only (hybrid and full electric) | Leeds | 90 | 122 | 198 | 300 | 424 | 590 | 805 | 1092 | 1473 | 1968 | 2610 | 3437 | 4513 | 5831 | 7493 | 9542 | 12043 | 15011 | 18452 | 22268 | 26287 | 30806 | 35303 | 39545 | 43345 | 46591 | 49237 | 51351 | 52992 | 54248 | 55204 | 55941 | Leeds | Leeds City Region
NG FES - Steady Progression | EV Numbers - electric light vans only (hybrid and full electric) | Middlesbrough | 10 | 10 | 17 | 29 | 41 | 62 | 88 | 124 | 170 | 232 | 313 | 418 | 558 | 722 | 927 | 1180 | 1491 | 1858 | 2284 | 2758 | 3256 | 3815 | 4373 | 4898 | 5368 | 5770 | 6098 | 6360 | 6564 | 6718 | 6838 | 6930 | Middlesbrough | Tees Valley
NG FES - Steady Progression | EV Numbers - electric light vans only (hybrid and full electric) | Newcastle upon Tyne | 24 | 23 | 40 | 58 | 88 | 120 | 167 | 230 | 311 | 421 | 564 | 747 | 992 | 1274 | 1634 | 2076 | 2617 | 3260 | 4004 | 4825 | 5694 | 6670 | 7641 | 8556 | 9376 | 10075 | 10647 | 11104 | 11457 | 11730 | 11938 | 12095 | Newcastle upon Tyne | North Eastern
NG FES - Steady Progression | EV Numbers - electric light vans only (hybrid and full electric) | North East Derbyshire | 3 | 4 | 6 | 9 | 13 | 18 | 24 | 32 | 43 | 57 | 75 | 99 | 130 | 167 | 214 | 273 | 343 | 428 | 525 | 634 | 748 | 876 | 1003 | 1124 | 1231 | 1323 | 1398 | 1459 | 1505 | 1540 | 1568 | 1589 | North East Derbyshire | Derby, Derbyshire, Nottingham and Nottinghamshire | Sheffield City Region
NG FES - Steady Progression | EV Numbers - electric light vans only (hybrid and full electric) | North East Lincolnshire | 21 | 29 | 44 | 64 | 88 | 116 | 159 | 211 | 280 | 371 | 489 | 639 | 838 | 1080 | 1386 | 1760 | 2218 | 2762 | 3391 | 4089 | 4825 | 5654 | 6475 | 7252 | 7946 | 8541 | 9024 | 9411 | 9713 | 9941 | 10117 | 10250 | North East Lincolnshire | Greater Lincolnshire | Humber
NG FES - Steady Progression | EV Numbers - electric light vans only (hybrid and full electric) | North Lincolnshire | 22 | 30 | 47 | 73 | 101 | 137 | 186 | 249 | 336 | 445 | 590 | 777 | 1022 | 1318 | 1690 | 2152 | 2716 | 3382 | 4158 | 5014 | 5920 | 6936 | 7946 | 8901 | 9756 | 10485 | 11080 | 11557 | 11927 | 12208 | 12424 | 12590 | North Lincolnshire | Greater Lincolnshire | Humber
NG FES - Steady Progression | EV Numbers - electric light vans only (hybrid and full electric) | North Tyneside | 21 | 21 | 32 | 50 | 74 | 107 | 150 | 209 | 284 | 388 | 522 | 694 | 922 | 1189 | 1527 | 1942 | 2452 | 3054 | 3753 | 4527 | 5341 | 6260 | 7170 | 8034 | 8806 | 9461 | 10000 | 10429 | 10760 | 11016 | 11211 | 11361 | North Tyneside | North Eastern
NG FES - Steady Progression | EV Numbers - electric light vans only (hybrid and full electric) | Northumberland | 49 | 48 | 78 | 113 | 160 | 215 | 293 | 394 | 528 | 709 | 941 | 1244 | 1643 | 2115 | 2703 | 3429 | 4315 | 5365 | 6585 | 7935 | 9356 | 10958 | 12546 | 14050 | 15393 | 16539 | 17478 | 18223 | 18805 | 19251 | 19590 | 19849 | Northumberland | North Eastern
NG FES - Steady Progression | EV Numbers - electric light vans only (hybrid and full electric) | Pendle | 3 | 3 | 5 | 6 | 9 | 13 | 18 | 24 | 32 | 43 | 57 | 75 | 98 | 126 | 162 | 206 | 261 | 324 | 399 | 481 | 568 | 664 | 762 | 853 | 935 | 1005 | 1062 | 1108 | 1143 | 1171 | 1191 | 1207 | Pendle | Lancashire
NG FES - Steady Progression | EV Numbers - electric light vans only (hybrid and full electric) | Redcar and Cleveland | 11 | 12 | 21 | 34 | 49 | 72 | 106 | 147 | 205 | 279 | 378 | 503 | 672 | 868 | 1116 | 1423 | 1796 | 2238 | 2752 | 3322 | 3922 | 4597 | 5268 | 5900 | 6468 | 6952 | 7348 | 7662 | 7908 | 8095 | 8238 | 8349 | Redcar and Cleveland | Tees Valley
NG FES - Steady Progression | EV Numbers - electric light vans only (hybrid and full electric) | Richmondshire | 7 | 7 | 10 | 17 | 24 | 35 | 47 | 64 | 87 | 117 | 156 | 207 | 276 | 355 | 456 | 578 | 730 | 908 | 1113 | 1343 | 1585 | 1858 | 2127 | 2380 | 2611 | 2804 | 2964 | 3092 | 3190 | 3267 | 3324 | 3369 | Richmondshire | York and North Yorkshire
NG FES - Steady Progression | EV Numbers - electric light vans only (hybrid and full electric) | Rotherham | 51 | 66 | 102 | 141 | 182 | 234 | 305 | 396 | 516 | 677 | 880 | 1146 | 1488 | 1913 | 2436 | 3090 | 3884 | 4825 | 5915 | 7131 | 8401 | 9837 | 11263 | 12606 | 13811 | 14838 | 15677 | 16347 | 16868 | 17266 | 17566 | 17803 | Rotherham | Sheffield City Region
NG FES - Steady Progression | EV Numbers - electric light vans only (hybrid and full electric) | Ryedale | 12 | 11 | 18 | 27 | 36 | 50 | 67 | 91 | 123 | 164 | 219 | 288 | 381 | 491 | 628 | 796 | 1002 | 1245 | 1529 | 1842 | 2173 | 2544 | 2913 | 3263 | 3575 | 3842 | 4059 | 4234 | 4367 | 4472 | 4549 | 4610 | Ryedale | York and North Yorkshire
NG FES - Steady Progression | EV Numbers - electric light vans only (hybrid and full electric) | Scarborough | 24 | 23 | 38 | 52 | 70 | 92 | 119 | 156 | 205 | 270 | 354 | 465 | 606 | 775 | 989 | 1249 | 1566 | 1943 | 2383 | 2868 | 3378 | 3953 | 4524 | 5061 | 5545 | 5956 | 6291 | 6561 | 6770 | 6927 | 7049 | 7144 | Scarborough | York and North Yorkshire
NG FES - Steady Progression | EV Numbers - electric light vans only (hybrid and full electric) | Selby | 12 | 16 | 25 | 38 | 54 | 72 | 101 | 134 | 181 | 239 | 320 | 420 | 551 | 713 | 915 | 1163 | 1469 | 1831 | 2249 | 2715 | 3204 | 3754 | 4301 | 4819 | 5281 | 5676 | 5998 | 6254 | 6456 | 6608 | 6724 | 6816 | Selby | Leeds City Region | York and North Yorkshire
NG FES - Steady Progression | EV Numbers - electric light vans only (hybrid and full electric) | Sheffield | 75 | 96 | 152 | 212 | 287 | 377 | 494 | 657 | 866 | 1140 | 1495 | 1954 | 2551 | 3279 | 4194 | 5326 | 6707 | 8339 | 10232 | 12333 | 14550 | 17039 | 19514 | 21855 | 23944 | 25727 | 27186 | 28349 | 29257 | 29946 | 30472 | 30879 | Sheffield | Sheffield City Region
NG FES - Steady Progression | EV Numbers - electric light vans only (hybrid and full electric) | South Tyneside | 15 | 15 | 26 | 38 | 54 | 76 | 102 | 144 | 192 | 260 | 348 | 460 | 613 | 790 | 1012 | 1285 | 1621 | 2015 | 2475 | 2985 | 3520 | 4123 | 4724 | 5292 | 5797 | 6232 | 6586 | 6867 | 7088 | 7254 | 7383 | 7481 | South Tyneside | North Eastern
NG FES - Steady Progression | EV Numbers - electric light vans only (hybrid and full electric) | Stockton-on-Tees | 17 | 17 | 31 | 51 | 73 | 108 | 153 | 214 | 293 | 400 | 538 | 717 | 957 | 1237 | 1586 | 2020 | 2549 | 3176 | 3904 | 4710 | 5562 | 6517 | 7467 | 8365 | 9169 | 9856 | 10415 | 10862 | 11209 | 11474 | 11676 | 11833 | Stockton-on-Tees | Tees Valley
NG FES - Steady Progression | EV Numbers - electric light vans only (hybrid and full electric) | Sunderland | 28 | 28 | 47 | 72 | 103 | 144 | 200 | 275 | 375 | 504 | 676 | 898 | 1192 | 1538 | 1970 | 2505 | 3156 | 3931 | 4829 | 5820 | 6868 | 8047 | 9219 | 10324 | 11314 | 12158 | 12847 | 13398 | 13825 | 14154 | 14401 | 14595 | Sunderland | North Eastern
NG FES - Steady Progression | EV Numbers - electric light vans only (hybrid and full electric) | Wakefield | 52 | 69 | 110 | 155 | 208 | 280 | 374 | 495 | 657 | 868 | 1144 | 1497 | 1958 | 2521 | 3229 | 4101 | 5170 | 6435 | 7900 | 9527 | 11242 | 13165 | 15081 | 16894 | 18509 | 19894 | 21019 | 21921 | 22620 | 23154 | 23562 | 23880 | Wakefield | Leeds City Region
NG FES - Steady Progression | EV Numbers - electric light vans only (hybrid and full electric) | West Lindsey | 25 | 31 | 45 | 60 | 74 | 88 | 112 | 139 | 176 | 225 | 288 | 371 | 475 | 605 | 768 | 964 | 1210 | 1495 | 1829 | 2197 | 2584 | 3022 | 3456 | 3864 | 4230 | 4545 | 4799 | 5004 | 5162 | 5283 | 5377 | 5446 | West Lindsey | Greater Lincolnshire
NG FES - Steady Progression | EV Numbers - electric light vans only (hybrid and full electric) | York | 37 | 34 | 54 | 77 | 103 | 135 | 184 | 243 | 325 | 429 | 566 | 741 | 979 | 1256 | 1604 | 2030 | 2552 | 3170 | 3886 | 4680 | 5513 | 6455 | 7391 | 8277 | 9066 | 9737 | 10287 | 10727 | 11069 | 11331 | 11529 | 11685 | York | Leeds City Region | York and North Yorkshire
NG FES - System Transformation | EV Numbers - electric light vans only (hybrid and full electric) | Barnsley | 49 | 62 | 99 | 142 | 197 | 266 | 366 | 500 | 693 | 959 | 1320 | 1808 | 2470 | 3301 | 4352 | 5612 | 7118 | 8760 | 10432 | 11988 | 13319 | 14363 | 15122 | 15651 | 15959 | 15861 | 15717 | 15530 | 15278 | 14955 | 14587 | 14168 | Barnsley | Leeds City Region | Sheffield City Region
NG FES - System Transformation | EV Numbers - electric light vans only (hybrid and full electric) | Bassetlaw | 18 | 21 | 31 | 40 | 51 | 60 | 71 | 87 | 108 | 138 | 178 | 231 | 302 | 390 | 499 | 631 | 788 | 958 | 1132 | 1292 | 1429 | 1536 | 1614 | 1668 | 1700 | 1690 | 1675 | 1656 | 1628 | 1593 | 1554 | 1510 | Bassetlaw | Derby, Derbyshire, Nottingham and Nottinghamshire | Sheffield City Region
NG FES - System Transformation | EV Numbers - electric light vans only (hybrid and full electric) | Bradford | 30 | 45 | 84 | 140 | 217 | 334 | 505 | 736 | 1066 | 1528 | 2159 | 3014 | 4177 | 5646 | 7495 | 9721 | 12384 | 15292 | 18254 | 21015 | 23371 | 25221 | 26571 | 27511 | 28050 | 27880 | 27633 | 27301 | 26856 | 26291 | 25641 | 24904 | Bradford | Leeds City Region
NG FES - System Transformation | EV Numbers - electric light vans only (hybrid and full electric) | Calderdale | 17 | 24 | 42 | 70 | 106 | 162 | 241 | 348 | 504 | 718 | 1012 | 1411 | 1953 | 2635 | 3497 | 4535 | 5774 | 7131 | 8508 | 9793 | 10887 | 11750 | 12377 | 12815 | 13069 | 12989 | 12872 | 12718 | 12512 | 12246 | 11945 | 11604 | Calderdale | Leeds City Region
NG FES - System Transformation | EV Numbers - electric light vans only (hybrid and full electric) | County Durham | 67 | 64 | 110 | 176 | 268 | 394 | 574 | 834 | 1200 | 1715 | 2425 | 3391 | 4727 | 6346 | 8390 | 10847 | 13781 | 16992 | 20256 | 23293 | 25888 | 27923 | 29412 | 30441 | 31040 | 30851 | 30577 | 30210 | 29717 | 29093 | 28372 | 27560 | County Durham | North Eastern
NG FES - System Transformation | EV Numbers - electric light vans only (hybrid and full electric) | Craven | 6 | 7 | 12 | 19 | 31 | 47 | 70 | 103 | 147 | 210 | 298 | 416 | 575 | 777 | 1031 | 1337 | 1704 | 2105 | 2512 | 2891 | 3215 | 3470 | 3656 | 3787 | 3860 | 3835 | 3802 | 3756 | 3695 | 3617 | 3529 | 3427 | Craven | Leeds City Region | York and North Yorkshire
NG FES - System Transformation | EV Numbers - electric light vans only (hybrid and full electric) | Darlington | 18 | 18 | 35 | 55 | 90 | 138 | 214 | 317 | 467 | 676 | 964 | 1359 | 1905 | 2567 | 3403 | 4408 | 5610 | 6926 | 8260 | 9505 | 10568 | 11402 | 12013 | 12438 | 12681 | 12603 | 12490 | 12341 | 12140 | 11885 | 11592 | 11259 | Darlington | Tees Valley
NG FES - System Transformation | EV Numbers - electric light vans only (hybrid and full electric) | Doncaster | 72 | 90 | 142 | 203 | 279 | 373 | 501 | 686 | 944 | 1295 | 1781 | 2435 | 3317 | 4428 | 5826 | 7510 | 9519 | 11712 | 13941 | 16018 | 17789 | 19182 | 20195 | 20900 | 21310 | 21178 | 20986 | 20740 | 20402 | 19973 | 19477 | 18917 | Doncaster | Sheffield City Region
NG FES - System Transformation | EV Numbers - electric light vans only (hybrid and full electric) | East Lindsey | 27 | 31 | 45 | 62 | 75 | 90 | 114 | 142 | 182 | 235 | 309 | 406 | 539 | 703 | 909 | 1156 | 1452 | 1772 | 2099 | 2402 | 2659 | 2861 | 3009 | 3112 | 3172 | 3152 | 3125 | 3085 | 3037 | 2974 | 2898 | 2816 | East Lindsey | Greater Lincolnshire
NG FES - System Transformation | EV Numbers - electric light vans only (hybrid and full electric) | East Riding of Yorkshire | 51 | 71 | 116 | 178 | 259 | 364 | 518 | 734 | 1036 | 1453 | 2023 | 2799 | 3851 | 5173 | 6842 | 8848 | 11248 | 13872 | 16534 | 19020 | 21135 | 22799 | 24017 | 24857 | 25348 | 25191 | 24967 | 24666 | 24265 | 23758 | 23168 | 22503 | East Riding of Yorkshire | Humber | York and North Yorkshire
NG FES - System Transformation | EV Numbers - electric light vans only (hybrid and full electric) | Gateshead | 19 | 19 | 35 | 56 | 85 | 128 | 184 | 267 | 385 | 551 | 778 | 1091 | 1519 | 2038 | 2695 | 3486 | 4430 | 5462 | 6509 | 7485 | 8320 | 8975 | 9453 | 9784 | 9977 | 9916 | 9826 | 9709 | 9551 | 9350 | 9120 | 8858 | Gateshead | North Eastern
NG FES - System Transformation | EV Numbers - electric light vans only (hybrid and full electric) | Hambleton | 15 | 14 | 26 | 39 | 62 | 91 | 134 | 197 | 282 | 406 | 572 | 801 | 1114 | 1499 | 1981 | 2562 | 3256 | 4015 | 4785 | 5503 | 6116 | 6597 | 6949 | 7193 | 7335 | 7288 | 7225 | 7138 | 7022 | 6873 | 6705 | 6511 | Hambleton | York and North Yorkshire
NG FES - System Transformation | EV Numbers - electric light vans only (hybrid and full electric) | Harrogate | 30 | 31 | 50 | 78 | 114 | 166 | 237 | 341 | 485 | 688 | 969 | 1349 | 1873 | 2513 | 3318 | 4285 | 5442 | 6705 | 7989 | 9187 | 10207 | 11010 | 11595 | 12002 | 12238 | 12162 | 12053 | 11909 | 11714 | 11470 | 11185 | 10864 | Harrogate | Leeds City Region | York and North Yorkshire
NG FES - System Transformation | EV Numbers - electric light vans only (hybrid and full electric) | Hartlepool | 9 | 9 | 15 | 25 | 37 | 58 | 87 | 127 | 186 | 267 | 378 | 532 | 745 | 1001 | 1326 | 1716 | 2183 | 2693 | 3213 | 3696 | 4108 | 4431 | 4668 | 4833 | 4929 | 4898 | 4853 | 4796 | 4717 | 4618 | 4504 | 4375 | Hartlepool | Tees Valley
NG FES - System Transformation | EV Numbers - electric light vans only (hybrid and full electric) | High Peak | 1 | 2 | 2 | 4 | 5 | 6 | 9 | 12 | 16 | 22 | 31 | 42 | 57 | 77 | 101 | 130 | 165 | 203 | 241 | 277 | 308 | 332 | 350 | 362 | 369 | 367 | 364 | 359 | 353 | 346 | 337 | 328 | High Peak | Derby, Derbyshire, Nottingham and Nottinghamshire,
NG FES - System Transformation | EV Numbers - electric light vans only (hybrid and full electric) | Kingston upon Hull, City of | 36 | 47 | 77 | 114 | 162 | 220 | 305 | 424 | 591 | 823 | 1137 | 1568 | 2143 | 2874 | 3795 | 4901 | 6221 | 7664 | 9132 | 10500 | 11662 | 12578 | 13248 | 13710 | 13981 | 13893 | 13770 | 13605 | 13383 | 13101 | 12777 | 12411 | Kingston upon Hull, City of | Humber
NG FES - System Transformation | EV Numbers - electric light vans only (hybrid and full electric) | Kirklees | 35 | 50 | 91 | 143 | 225 | 337 | 498 | 730 | 1049 | 1491 | 2103 | 2935 | 4058 | 5476 | 7269 | 9420 | 11993 | 14810 | 17670 | 20337 | 22615 | 24400 | 25709 | 26621 | 27139 | 26975 | 26731 | 26415 | 25985 | 25439 | 24808 | 24095 | Kirklees | Leeds City Region
NG FES - System Transformation | EV Numbers - electric light vans only (hybrid and full electric) | Leeds | 90 | 122 | 215 | 330 | 494 | 727 | 1059 | 1529 | 2180 | 3091 | 4334 | 6028 | 8316 | 11207 | 14856 | 19241 | 24484 | 30222 | 36043 | 41474 | 46111 | 49748 | 52410 | 54256 | 55321 | 54981 | 54492 | 53834 | 52960 | 51849 | 50563 | 49115 | Leeds | Leeds City Region
NG FES - System Transformation | EV Numbers - electric light vans only (hybrid and full electric) | Middlesbrough | 10 | 10 | 18 | 30 | 48 | 76 | 116 | 172 | 253 | 366 | 523 | 735 | 1030 | 1386 | 1840 | 2382 | 3032 | 3742 | 4463 | 5135 | 5711 | 6161 | 6491 | 6720 | 6852 | 6810 | 6750 | 6669 | 6560 | 6422 | 6263 | 6083 | Middlesbrough | Tees Valley
NG FES - System Transformation | EV Numbers - electric light vans only (hybrid and full electric) | Newcastle upon Tyne | 24 | 23 | 44 | 66 | 102 | 148 | 219 | 318 | 459 | 657 | 932 | 1304 | 1818 | 2443 | 3230 | 4179 | 5311 | 6550 | 7807 | 8979 | 9980 | 10766 | 11339 | 11736 | 11967 | 11896 | 11788 | 11647 | 11457 | 11217 | 10938 | 10626 | Newcastle upon Tyne | North Eastern
NG FES - System Transformation | EV Numbers - electric light vans only (hybrid and full electric) | North East Derbyshire | 3 | 4 | 7 | 10 | 15 | 22 | 31 | 45 | 64 | 90 | 125 | 174 | 238 | 321 | 424 | 548 | 697 | 860 | 1024 | 1179 | 1311 | 1413 | 1489 | 1541 | 1571 | 1562 | 1548 | 1529 | 1505 | 1473 | 1437 | 1395 | North East Derbyshire | Derby, Derbyshire, Nottingham and Nottinghamshire | Sheffield City Region
NG FES - System Transformation | EV Numbers - electric light vans only (hybrid and full electric) | North East Lincolnshire | 21 | 29 | 45 | 72 | 103 | 144 | 205 | 291 | 413 | 580 | 809 | 1119 | 1539 | 2069 | 2737 | 3540 | 4501 | 5550 | 6615 | 7609 | 8457 | 9122 | 9610 | 9946 | 10143 | 10080 | 9989 | 9869 | 9710 | 9508 | 9270 | 9004 | North East Lincolnshire | Greater Lincolnshire | Humber
NG FES - System Transformation | EV Numbers - electric light vans only (hybrid and full electric) | North Lincolnshire | 22 | 30 | 48 | 79 | 118 | 171 | 243 | 348 | 497 | 703 | 984 | 1364 | 1878 | 2529 | 3350 | 4336 | 5516 | 6806 | 8117 | 9337 | 10379 | 11199 | 11797 | 12211 | 12452 | 12374 | 12266 | 12118 | 11922 | 11671 | 11380 | 11054 | North Lincolnshire | Greater Lincolnshire | Humber
NG FES - System Transformation | EV Numbers - electric light vans only (hybrid and full electric) | North Tyneside | 21 | 21 | 35 | 55 | 86 | 134 | 196 | 292 | 424 | 609 | 863 | 1214 | 1697 | 2285 | 3025 | 3914 | 4979 | 6143 | 7325 | 8427 | 9367 | 10105 | 10645 | 11019 | 11234 | 11168 | 11068 | 10935 | 10757 | 10531 | 10271 | 9976 | North Tyneside | North Eastern
NG FES - System Transformation | EV Numbers - electric light vans only (hybrid and full electric) | Northumberland | 49 | 48 | 80 | 123 | 184 | 265 | 382 | 546 | 782 | 1107 | 1555 | 2167 | 3013 | 4035 | 5330 | 6884 | 8741 | 10769 | 12829 | 14749 | 16389 | 17676 | 18613 | 19267 | 19648 | 19522 | 19352 | 19120 | 18808 | 18411 | 17956 | 17442 | Northumberland | North Eastern
NG FES - System Transformation | EV Numbers - electric light vans only (hybrid and full electric) | Pendle | 3 | 3 | 5 | 7 | 11 | 17 | 23 | 33 | 47 | 67 | 95 | 131 | 181 | 242 | 321 | 416 | 529 | 652 | 778 | 894 | 995 | 1074 | 1131 | 1171 | 1194 | 1186 | 1176 | 1162 | 1142 | 1119 | 1090 | 1060 | Pendle | Lancashire
NG FES - System Transformation | EV Numbers - electric light vans only (hybrid and full electric) | Redcar and Cleveland | 11 | 12 | 21 | 35 | 58 | 90 | 138 | 207 | 304 | 439 | 628 | 885 | 1238 | 1670 | 2214 | 2868 | 3651 | 4507 | 5377 | 6187 | 6880 | 7422 | 7819 | 8096 | 8254 | 8205 | 8132 | 8033 | 7902 | 7737 | 7544 | 7329 | Redcar and Cleveland | Tees Valley
NG FES - System Transformation | EV Numbers - electric light vans only (hybrid and full electric) | Richmondshire | 7 | 7 | 13 | 18 | 27 | 41 | 62 | 88 | 128 | 184 | 259 | 362 | 506 | 681 | 901 | 1163 | 1478 | 1823 | 2173 | 2499 | 2777 | 2997 | 3158 | 3267 | 3331 | 3312 | 3281 | 3243 | 3189 | 3123 | 3045 | 2958 | Richmondshire | York and North Yorkshire
NG FES - System Transformation | EV Numbers - electric light vans only (hybrid and full electric) | Rotherham | 51 | 66 | 106 | 152 | 215 | 291 | 396 | 549 | 760 | 1052 | 1450 | 1992 | 2721 | 3641 | 4801 | 6190 | 7855 | 9673 | 11520 | 13240 | 14706 | 15858 | 16700 | 17286 | 17623 | 17515 | 17361 | 17153 | 16872 | 16519 | 16110 | 15646 | Rotherham | Sheffield City Region
NG FES - System Transformation | EV Numbers - electric light vans only (hybrid and full electric) | Ryedale | 12 | 11 | 19 | 29 | 42 | 63 | 87 | 127 | 181 | 256 | 361 | 503 | 698 | 937 | 1237 | 1598 | 2028 | 2501 | 2980 | 3426 | 3807 | 4106 | 4323 | 4474 | 4563 | 4535 | 4494 | 4440 | 4367 | 4276 | 4170 | 4051 | Ryedale | York and North Yorkshire
NG FES - System Transformation | EV Numbers - electric light vans only (hybrid and full electric) | Scarborough | 24 | 23 | 40 | 58 | 82 | 115 | 155 | 216 | 300 | 420 | 580 | 801 | 1106 | 1473 | 1938 | 2496 | 3163 | 3892 | 4631 | 5319 | 5908 | 6368 | 6706 | 6938 | 7076 | 7031 | 6971 | 6886 | 6773 | 6631 | 6467 | 6283 | Scarborough | York and North Yorkshire
NG FES - System Transformation | EV Numbers - electric light vans only (hybrid and full electric) | Selby | 12 | 16 | 28 | 41 | 62 | 90 | 130 | 189 | 269 | 379 | 529 | 736 | 1017 | 1368 | 1813 | 2346 | 2984 | 3682 | 4392 | 5053 | 5620 | 6062 | 6386 | 6610 | 6740 | 6698 | 6638 | 6559 | 6454 | 6315 | 6160 | 5985 | Selby | Leeds City Region | York and North Yorkshire
NG FES - System Transformation | EV Numbers - electric light vans only (hybrid and full electric) | Sheffield | 75 | 96 | 156 | 237 | 334 | 466 | 654 | 911 | 1274 | 1785 | 2470 | 3409 | 4672 | 6268 | 8278 | 10698 | 13581 | 16746 | 19945 | 22938 | 25490 | 27486 | 28954 | 29971 | 30558 | 30370 | 30097 | 29737 | 29255 | 28637 | 27927 | 27127 | Sheffield | Sheffield City Region
NG FES - System Transformation | EV Numbers - electric light vans only (hybrid and full electric) | South Tyneside | 15 | 15 | 26 | 40 | 65 | 92 | 137 | 197 | 286 | 409 | 576 | 806 | 1125 | 1511 | 2001 | 2584 | 3284 | 4051 | 4828 | 5552 | 6172 | 6658 | 7012 | 7259 | 7401 | 7357 | 7289 | 7202 | 7085 | 6936 | 6764 | 6571 | South Tyneside | North Eastern
NG FES - System Transformation | EV Numbers - electric light vans only (hybrid and full electric) | Stockton-on-Tees | 17 | 17 | 33 | 54 | 85 | 132 | 201 | 296 | 437 | 627 | 896 | 1258 | 1761 | 2372 | 3145 | 4072 | 5180 | 6393 | 7625 | 8773 | 9754 | 10522 | 11085 | 11476 | 11704 | 11629 | 11527 | 11389 | 11204 | 10970 | 10697 | 10388 | Stockton-on-Tees | Tees Valley
NG FES - System Transformation | EV Numbers - electric light vans only (hybrid and full electric) | Sunderland | 28 | 28 | 50 | 78 | 120 | 177 | 261 | 383 | 554 | 793 | 1121 | 1570 | 2190 | 2945 | 3897 | 5040 | 6404 | 7900 | 9417 | 10833 | 12040 | 12986 | 13679 | 14159 | 14437 | 14349 | 14222 | 14052 | 13822 | 13534 | 13196 | 12819 | Sunderland | North Eastern
NG FES - System Transformation | EV Numbers - electric light vans only (hybrid and full electric) | Wakefield | 52 | 69 | 115 | 171 | 245 | 347 | 488 | 690 | 968 | 1360 | 1894 | 2618 | 3595 | 4829 | 6381 | 8252 | 10486 | 12931 | 15413 | 17725 | 19700 | 21249 | 22382 | 23165 | 23624 | 23477 | 23268 | 22988 | 22618 | 22139 | 21594 | 20974 | Wakefield | Leeds City Region
NG FES - System Transformation | EV Numbers - electric light vans only (hybrid and full electric) | West Lindsey | 25 | 31 | 46 | 66 | 86 | 110 | 145 | 192 | 258 | 348 | 470 | 638 | 860 | 1142 | 1497 | 1922 | 2429 | 2981 | 3543 | 4067 | 4512 | 4864 | 5118 | 5295 | 5401 | 5367 | 5318 | 5256 | 5169 | 5061 | 4935 | 4795 | West Lindsey | Greater Lincolnshire
NG FES - System Transformation | EV Numbers - electric light vans only (hybrid and full electric) | York | 37 | 34 | 56 | 84 | 123 | 170 | 237 | 337 | 475 | 666 | 933 | 1293 | 1789 | 2393 | 3154 | 4067 | 5159 | 6351 | 7563 | 8691 | 9656 | 10410 | 10962 | 11346 | 11567 | 11497 | 11393 | 11258 | 11073 | 10841 | 10574 | 10270 | York | Leeds City Region | York and North Yorkshire
NG FES - Consumer Transformation | Number of electric cars and vans (hybrid and full electric) | Barnsley | 1314 | 1813 | 3264 | 5390 | 7813 | 10998 | 15050 | 20151 | 26345 | 33775 | 42562 | 52548 | 64226 | 76576 | 88903 | 100548 | 110839 | 119515 | 126407 | 131592 | 135410 | 137973 | 138933 | 138856 | 138452 | 137756 | 136781 | 135534 | 133971 | 132140 | 129858 | 127201 | Barnsley | Leeds City Region | Sheffield City Region
NG FES - Consumer Transformation | Number of electric cars and vans (hybrid and full electric) | Bassetlaw | 481 | 619 | 1028 | 1545 | 2000 | 2444 | 2882 | 3415 | 4053 | 4814 | 5708 | 6722 | 7903 | 9148 | 10388 | 11556 | 12579 | 13443 | 14126 | 14636 | 15011 | 15262 | 15352 | 15337 | 15291 | 15214 | 15106 | 14968 | 14796 | 14593 | 14341 | 14047 | Bassetlaw | Derby, Derbyshire, Nottingham and Nottinghamshire | Sheffield City Region
NG FES - Consumer Transformation | Number of electric cars and vans (hybrid and full electric) | Bradford | 839 | 1344 | 2793 | 5274 | 8689 | 13827 | 20923 | 29937 | 40923 | 54117 | 69748 | 87523 | 108315 | 130337 | 152328 | 173115 | 191520 | 207040 | 219374 | 228669 | 235521 | 240122 | 241865 | 241757 | 241061 | 239849 | 238151 | 235979 | 233258 | 230074 | 226102 | 221471 | Bradford | Leeds City Region
NG FES - Consumer Transformation | Number of electric cars and vans (hybrid and full electric) | Calderdale | 455 | 706 | 1426 | 2638 | 4264 | 6679 | 9985 | 14182 | 19295 | 25438 | 32709 | 40979 | 50657 | 60900 | 71132 | 80800 | 89362 | 96581 | 102318 | 106640 | 109829 | 111965 | 112775 | 112724 | 112397 | 111832 | 111043 | 110028 | 108761 | 107274 | 105422 | 103266 | Calderdale | Leeds City Region
NG FES - Consumer Transformation | Number of electric cars and vans (hybrid and full electric) | County Durham | 1217 | 1674 | 3849 | 7232 | 11626 | 17830 | 26051 | 36377 | 48670 | 63186 | 80366 | 99897 | 122736 | 146911 | 171046 | 193852 | 214019 | 231023 | 244539 | 254707 | 262206 | 267234 | 269128 | 268993 | 268213 | 266863 | 264974 | 262562 | 259532 | 255982 | 251565 | 246416 | County Durham | North Eastern
NG FES - Consumer Transformation | Number of electric cars and vans (hybrid and full electric) | Craven | 119 | 189 | 390 | 733 | 1206 | 1914 | 2890 | 4130 | 5640 | 7457 | 9606 | 12051 | 14912 | 17941 | 20965 | 23825 | 26357 | 28492 | 30188 | 31466 | 32409 | 33041 | 33282 | 33266 | 33171 | 33004 | 32770 | 32472 | 32097 | 31659 | 31112 | 30474 | Craven | Leeds City Region | York and North Yorkshire
NG FES - Consumer Transformation | Number of electric cars and vans (hybrid and full electric) | Darlington | 319 | 472 | 1153 | 2299 | 3910 | 6323 | 9678 | 13903 | 18939 | 24889 | 31938 | 39950 | 49323 | 59247 | 69158 | 78524 | 86816 | 93807 | 99361 | 103546 | 106630 | 108702 | 109484 | 109431 | 109117 | 108568 | 107799 | 106818 | 105587 | 104143 | 102345 | 100250 | Darlington | Tees Valley
NG FES - Consumer Transformation | Number of electric cars and vans (hybrid and full electric) | Doncaster | 1928 | 2635 | 4696 | 7682 | 11019 | 15325 | 20738 | 27543 | 35805 | 45711 | 57422 | 70734 | 86290 | 102752 | 119177 | 134691 | 148395 | 159950 | 169129 | 176033 | 181115 | 184526 | 185801 | 185695 | 185154 | 184222 | 182921 | 181251 | 179160 | 176712 | 173660 | 170105 | Doncaster | Sheffield City Region
NG FES - Consumer Transformation | Number of electric cars and vans (hybrid and full electric) | East Lindsey | 684 | 889 | 1492 | 2274 | 3000 | 3765 | 4577 | 5578 | 6782 | 8219 | 9914 | 11838 | 14078 | 16447 | 18805 | 21029 | 22985 | 24632 | 25940 | 26918 | 27638 | 28119 | 28294 | 28271 | 28186 | 28045 | 27845 | 27591 | 27272 | 26901 | 26437 | 25896 | East Lindsey | Greater Lincolnshire
NG FES - Consumer Transformation | Number of electric cars and vans (hybrid and full electric) | East Riding of Yorkshire | 1442 | 2070 | 3892 | 6720 | 10200 | 15060 | 21484 | 29611 | 39494 | 51349 | 65390 | 81344 | 100008 | 119759 | 139484 | 158117 | 174599 | 188500 | 199542 | 207854 | 213982 | 218091 | 219644 | 219532 | 218897 | 217796 | 216252 | 214284 | 211813 | 208916 | 205308 | 201105 | East Riding of Yorkshire | Humber | York and North Yorkshire
NG FES - Consumer Transformation | Number of electric cars and vans (hybrid and full electric) | Gateshead | 390 | 536 | 1232 | 2317 | 3727 | 5719 | 8361 | 11680 | 15632 | 20298 | 25820 | 32099 | 39439 | 47209 | 54968 | 62298 | 68781 | 74247 | 78591 | 81859 | 84269 | 85888 | 86497 | 86450 | 86202 | 85767 | 85161 | 84386 | 83412 | 82270 | 80853 | 79197 | Gateshead | North Eastern
NG FES - Consumer Transformation | Number of electric cars and vans (hybrid and full electric) | Hambleton | 281 | 388 | 893 | 1682 | 2713 | 4172 | 6115 | 8553 | 11459 | 14889 | 18950 | 23566 | 28965 | 34679 | 40383 | 45773 | 50538 | 54560 | 57752 | 60158 | 61930 | 63120 | 63568 | 63534 | 63351 | 63032 | 62587 | 62017 | 61302 | 60464 | 59418 | 58203 | Hambleton | York and North Yorkshire
NG FES - Consumer Transformation | Number of electric cars and vans (hybrid and full electric) | Harrogate | 567 | 771 | 1718 | 3154 | 4963 | 7451 | 10684 | 14739 | 19572 | 25285 | 32049 | 39734 | 48722 | 58232 | 67724 | 76693 | 84623 | 91310 | 96623 | 100620 | 103564 | 105543 | 106287 | 106230 | 105921 | 105387 | 104643 | 103687 | 102495 | 101092 | 99346 | 97314 | Harrogate | Leeds City Region | York and North Yorkshire
NG FES - Consumer Transformation | Number of electric cars and vans (hybrid and full electric) | Hartlepool | 152 | 218 | 516 | 998 | 1652 | 2611 | 3915 | 5556 | 7510 | 9819 | 12553 | 15661 | 19297 | 23147 | 26988 | 30620 | 33834 | 36544 | 38697 | 40318 | 41513 | 42316 | 42619 | 42597 | 42474 | 42261 | 41961 | 41578 | 41100 | 40538 | 39838 | 39023 | Hartlepool | Tees Valley
NG FES - Consumer Transformation | Number of electric cars and vans (hybrid and full electric) | High Peak | 33 | 46 | 82 | 133 | 191 | 266 | 359 | 477 | 620 | 792 | 995 | 1225 | 1495 | 1780 | 2064 | 2333 | 2570 | 2770 | 2929 | 3049 | 3137 | 3196 | 3218 | 3216 | 3207 | 3191 | 3168 | 3139 | 3103 | 3060 | 3008 | 2946 | High Peak | Derby, Derbyshire, Nottingham and Nottinghamshire,
NG FES - Consumer Transformation | Number of electric cars and vans (hybrid and full electric) | Kingston upon Hull, City of | 997 | 1395 | 2549 | 4279 | 6314 | 9056 | 12601 | 17075 | 22514 | 29034 | 36753 | 45522 | 55779 | 66634 | 77467 | 87702 | 96750 | 104376 | 110440 | 115001 | 118361 | 120615 | 121463 | 121398 | 121047 | 120436 | 119584 | 118496 | 117125 | 115528 | 113534 | 111209 | Kingston upon Hull, City of | Humber
NG FES - Consumer Transformation | Number of electric cars and vans (hybrid and full electric) | Kirklees | 963 | 1496 | 3002 | 5537 | 8928 | 13947 | 20814 | 29534 | 40150 | 52901 | 68005 | 85176 | 105265 | 126543 | 147789 | 167867 | 185642 | 200628 | 212538 | 221515 | 228131 | 232571 | 234251 | 234145 | 233472 | 232295 | 230653 | 228549 | 225915 | 222828 | 218981 | 214499 | Kirklees | Leeds City Region
NG FES - Consumer Transformation | Number of electric cars and vans (hybrid and full electric) | Leeds | 2390 | 3573 | 6974 | 12497 | 19651 | 30016 | 44018 | 61777 | 83390 | 109342 | 140075 | 175018 | 215889 | 259165 | 302379 | 343211 | 379350 | 409819 | 434038 | 452281 | 465719 | 474741 | 478157 | 477931 | 476552 | 474150 | 470794 | 466508 | 461126 | 454823 | 446974 | 437822 | Leeds | Leeds City Region
NG FES - Consumer Transformation | Number of electric cars and vans (hybrid and full electric) | Middlesbrough | 176 | 258 | 629 | 1251 | 2123 | 3431 | 5243 | 7525 | 10246 | 13460 | 17268 | 21597 | 26660 | 32022 | 37377 | 42436 | 46914 | 50690 | 53692 | 55953 | 57619 | 58737 | 59160 | 59132 | 58961 | 58664 | 58250 | 57720 | 57053 | 56275 | 55303 | 54170 | Middlesbrough | Tees Valley
NG FES - Consumer Transformation | Number of electric cars and vans (hybrid and full electric) | Newcastle upon Tyne | 448 | 619 | 1432 | 2710 | 4381 | 6760 | 9930 | 13911 | 18651 | 24250 | 30877 | 38412 | 47219 | 56548 | 65858 | 74656 | 82437 | 88996 | 94213 | 98138 | 101030 | 102972 | 103702 | 103649 | 103347 | 102828 | 102101 | 101172 | 100004 | 98637 | 96933 | 94950 | Newcastle upon Tyne | North Eastern
NG FES - Consumer Transformation | Number of electric cars and vans (hybrid and full electric) | North East Derbyshire | 85 | 123 | 233 | 404 | 617 | 917 | 1316 | 1819 | 2432 | 3167 | 4039 | 5028 | 6187 | 7412 | 8636 | 9792 | 10815 | 11677 | 12363 | 12879 | 13259 | 13514 | 13611 | 13604 | 13565 | 13496 | 13401 | 13279 | 13125 | 12946 | 12722 | 12463 | North East Derbyshire | Derby, Derbyshire, Nottingham and Nottinghamshire | Sheffield City Region
NG FES - Consumer Transformation | Number of electric cars and vans (hybrid and full electric) | North East Lincolnshire | 568 | 820 | 1540 | 2665 | 4052 | 5995 | 8564 | 11814 | 15769 | 20515 | 26134 | 32520 | 39988 | 47896 | 55789 | 63246 | 69845 | 75408 | 79828 | 83158 | 85608 | 87251 | 87873 | 87830 | 87575 | 87135 | 86517 | 85729 | 84741 | 83582 | 82140 | 80459 | North East Lincolnshire | Greater Lincolnshire | Humber
NG FES - Consumer Transformation | Number of electric cars and vans (hybrid and full electric) | North Lincolnshire | 598 | 884 | 1693 | 2991 | 4637 | 6988 | 10146 | 14138 | 18998 | 24835 | 31744 | 39599 | 48787 | 58517 | 68232 | 77408 | 85532 | 92377 | 97819 | 101917 | 104936 | 106964 | 107729 | 107678 | 107365 | 106826 | 106071 | 105101 | 103891 | 102470 | 100702 | 98641 | North Lincolnshire | Greater Lincolnshire | Humber
NG FES - Consumer Transformation | Number of electric cars and vans (hybrid and full electric) | North Tyneside | 353 | 503 | 1190 | 2297 | 3800 | 5987 | 8960 | 12701 | 17159 | 22422 | 28653 | 35741 | 44030 | 52804 | 61565 | 69842 | 77169 | 83345 | 88252 | 91951 | 94673 | 96503 | 97192 | 97147 | 96864 | 96377 | 95696 | 94825 | 93731 | 92450 | 90852 | 88993 | North Tyneside | North Eastern
NG FES - Consumer Transformation | Number of electric cars and vans (hybrid and full electric) | Northumberland | 914 | 1234 | 2779 | 5115 | 8046 | 12070 | 17277 | 23807 | 31574 | 40744 | 51595 | 63927 | 78348 | 93607 | 108841 | 123232 | 135953 | 146681 | 155205 | 161618 | 166343 | 169515 | 170704 | 170614 | 170119 | 169260 | 168067 | 166534 | 164612 | 162363 | 159560 | 156295 | Northumberland | North Eastern
NG FES - Consumer Transformation | Number of electric cars and vans (hybrid and full electric) | Pendle | 57 | 84 | 161 | 285 | 443 | 667 | 971 | 1353 | 1819 | 2378 | 3041 | 3793 | 4675 | 5607 | 6539 | 7417 | 8196 | 8853 | 9374 | 9768 | 10057 | 10251 | 10325 | 10319 | 10289 | 10238 | 10166 | 10073 | 9956 | 9821 | 9652 | 9454 | Pendle | Lancashire
NG FES - Consumer Transformation | Number of electric cars and vans (hybrid and full electric) | Redcar and Cleveland | 204 | 301 | 741 | 1481 | 2525 | 4095 | 6278 | 9028 | 12306 | 16181 | 20767 | 25986 | 32087 | 38549 | 45002 | 51100 | 56496 | 61047 | 64665 | 67390 | 69398 | 70746 | 71256 | 71223 | 71017 | 70660 | 70161 | 69521 | 68719 | 67780 | 66609 | 65247 | Redcar and Cleveland | Tees Valley
NG FES - Consumer Transformation | Number of electric cars and vans (hybrid and full electric) | Richmondshire | 127 | 172 | 402 | 755 | 1222 | 1884 | 2765 | 3874 | 5193 | 6751 | 8597 | 10694 | 13147 | 15743 | 18335 | 20784 | 22950 | 24778 | 26228 | 27322 | 28126 | 28666 | 28870 | 28856 | 28773 | 28627 | 28424 | 28166 | 27840 | 27461 | 26986 | 26435 | Richmondshire | York and North Yorkshire
NG FES - Consumer Transformation | Number of electric cars and vans (hybrid and full electric) | Rotherham | 1401 | 1940 | 3501 | 5806 | 8456 | 11959 | 16432 | 22066 | 28912 | 37120 | 46831 | 57868 | 70770 | 84423 | 98050 | 110922 | 122297 | 131889 | 139509 | 145240 | 149462 | 152297 | 153360 | 153274 | 152826 | 152057 | 150985 | 149607 | 147884 | 145863 | 143342 | 140407 | Rotherham | Sheffield City Region
NG FES - Consumer Transformation | Number of electric cars and vans (hybrid and full electric) | Ryedale | 212 | 289 | 642 | 1176 | 1850 | 2778 | 3984 | 5498 | 7302 | 9431 | 11952 | 14817 | 18168 | 21715 | 25254 | 28597 | 31553 | 34047 | 36028 | 37517 | 38617 | 39354 | 39630 | 39610 | 39494 | 39295 | 39018 | 38663 | 38216 | 37694 | 37043 | 36285 | Ryedale | York and North Yorkshire
NG FES - Consumer Transformation | Number of electric cars and vans (hybrid and full electric) | Scarborough | 479 | 629 | 1342 | 2361 | 3551 | 5085 | 6958 | 9302 | 12085 | 15371 | 19257 | 23674 | 28833 | 34295 | 39739 | 44885 | 49428 | 53259 | 56304 | 58591 | 60275 | 61405 | 61827 | 61790 | 61609 | 61300 | 60866 | 60313 | 59616 | 58800 | 57785 | 56604 | Scarborough | York and North Yorkshire
NG FES - Consumer Transformation | Number of electric cars and vans (hybrid and full electric) | Selby | 310 | 456 | 888 | 1578 | 2462 | 3733 | 5442 | 7605 | 10236 | 13395 | 17139 | 21392 | 26368 | 31636 | 36897 | 41867 | 46266 | 49975 | 52923 | 55141 | 56776 | 57875 | 58290 | 58262 | 58094 | 57801 | 57392 | 56871 | 56213 | 55445 | 54490 | 53373 | Selby | Leeds City Region | York and North Yorkshire
NG FES - Consumer Transformation | Number of electric cars and vans (hybrid and full electric) | Sheffield | 2016 | 2845 | 5250 | 8891 | 13245 | 19188 | 26939 | 36720 | 48615 | 62881 | 79775 | 98969 | 121419 | 145180 | 168891 | 191296 | 211107 | 227811 | 241082 | 251072 | 258434 | 263373 | 265229 | 265087 | 264322 | 262990 | 261130 | 258751 | 255767 | 252273 | 247916 | 242843 | Sheffield | Sheffield City Region
NG FES - Consumer Transformation | Number of electric cars and vans (hybrid and full electric) | South Tyneside | 281 | 386 | 896 | 1689 | 2727 | 4199 | 6159 | 8622 | 11552 | 15015 | 19113 | 23772 | 29219 | 34986 | 40743 | 46182 | 50994 | 55050 | 58276 | 60703 | 62490 | 63690 | 64144 | 64108 | 63924 | 63601 | 63152 | 62576 | 61855 | 61010 | 59955 | 58727 | South Tyneside | North Eastern
NG FES - Consumer Transformation | Number of electric cars and vans (hybrid and full electric) | Stockton-on-Tees | 325 | 472 | 1136 | 2234 | 3753 | 6002 | 9097 | 12996 | 17640 | 23127 | 29625 | 37013 | 45656 | 54806 | 63943 | 72577 | 80217 | 86662 | 91781 | 95639 | 98482 | 100391 | 101109 | 101061 | 100767 | 100261 | 99555 | 98645 | 97509 | 96175 | 94515 | 92579 | Stockton-on-Tees | Tees Valley
NG FES - Consumer Transformation | Number of electric cars and vans (hybrid and full electric) | Sunderland | 523 | 724 | 1685 | 3199 | 5197 | 8052 | 11875 | 16678 | 22399 | 29156 | 37155 | 46247 | 56881 | 68136 | 79377 | 89996 | 99390 | 107309 | 113602 | 118344 | 121834 | 124178 | 125061 | 124999 | 124637 | 124009 | 123134 | 122010 | 120601 | 118953 | 116900 | 114509 | Sunderland | North Eastern
NG FES - Consumer Transformation | Number of electric cars and vans (hybrid and full electric) | Wakefield | 1395 | 1998 | 3733 | 6413 | 9685 | 14227 | 20218 | 27784 | 36990 | 48037 | 61110 | 75981 | 93363 | 111763 | 130132 | 147490 | 162839 | 175782 | 186066 | 193808 | 199514 | 203342 | 204786 | 204681 | 204089 | 203063 | 201625 | 199788 | 197484 | 194783 | 191423 | 187504 | Wakefield | Leeds City Region
NG FES - Consumer Transformation | Number of electric cars and vans (hybrid and full electric) | West Lindsey | 671 | 898 | 1557 | 2471 | 3421 | 4568 | 5942 | 7662 | 9743 | 12234 | 15183 | 18527 | 22435 | 26569 | 30690 | 34583 | 38016 | 40910 | 43210 | 44937 | 46206 | 47059 | 47376 | 47345 | 47205 | 46967 | 46637 | 46210 | 45677 | 45053 | 44276 | 43369 | West Lindsey | Greater Lincolnshire
NG FES - Consumer Transformation | Number of electric cars and vans (hybrid and full electric) | York | 651 | 864 | 1906 | 3435 | 5281 | 7725 | 10794 | 14636 | 19202 | 24586 | 30955 | 38195 | 46659 | 55614 | 64550 | 72989 | 80449 | 86739 | 91736 | 95491 | 98259 | 100116 | 100813 | 100754 | 100462 | 99955 | 99250 | 98345 | 97209 | 95881 | 94225 | 92296 | York | Leeds City Region | York and North Yorkshire
NG FES - Leading the Way | Number of electric cars and vans (hybrid and full electric) | Barnsley | 1314 | 1813 | 3163 | 5118 | 7754 | 10916 | 14993 | 20249 | 26798 | 35184 | 45406 | 57356 | 70552 | 84068 | 97177 | 108964 | 118598 | 125976 | 131126 | 134346 | 136272 | 135870 | 134721 | 133024 | 130844 | 128042 | 124678 | 120757 | 116228 | 111034 | 105115 | 98402 | Barnsley | Leeds City Region | Sheffield City Region
NG FES - Leading the Way | Number of electric cars and vans (hybrid and full electric) | Bassetlaw | 481 | 619 | 997 | 1467 | 1984 | 2426 | 2862 | 3407 | 4079 | 4932 | 5969 | 7179 | 8511 | 9867 | 11180 | 12358 | 13322 | 14060 | 14574 | 14890 | 15076 | 15023 | 14894 | 14706 | 14466 | 14156 | 13784 | 13351 | 12850 | 12276 | 11622 | 10879 | Bassetlaw | Derby, Derbyshire, Nottingham and Nottinghamshire | Sheffield City Region
NG FES - Leading the Way | Number of electric cars and vans (hybrid and full electric) | Bradford | 839 | 1344 | 2706 | 5008 | 8624 | 13721 | 20882 | 30186 | 41818 | 56738 | 74933 | 96211 | 119722 | 143857 | 167259 | 188311 | 205522 | 218703 | 227908 | 233683 | 237149 | 236482 | 234494 | 231540 | 227746 | 222867 | 217011 | 210191 | 202307 | 193267 | 182960 | 171277 | Bradford | Leeds City Region
NG FES - Leading the Way | Number of electric cars and vans (hybrid and full electric) | Calderdale | 455 | 706 | 1383 | 2505 | 4234 | 6629 | 9963 | 14294 | 19707 | 26651 | 35119 | 45020 | 55959 | 67184 | 78070 | 87866 | 95872 | 102001 | 106282 | 108969 | 110579 | 110265 | 109337 | 107964 | 106192 | 103921 | 101189 | 98008 | 94332 | 90115 | 85311 | 79862 | Calderdale | Leeds City Region
NG FES - Leading the Way | Number of electric cars and vans (hybrid and full electric) | County Durham | 1217 | 1674 | 3729 | 6865 | 11538 | 17695 | 25970 | 36601 | 49597 | 65992 | 85989 | 109363 | 135185 | 161653 | 187324 | 210413 | 229288 | 243740 | 253827 | 260149 | 263934 | 263167 | 260950 | 257663 | 253442 | 248013 | 241499 | 233902 | 225130 | 215071 | 203599 | 190600 | County Durham | North Eastern
NG FES - Leading the Way | Number of electric cars and vans (hybrid and full electric) | Craven | 119 | 189 | 379 | 698 | 1196 | 1898 | 2884 | 4164 | 5764 | 7815 | 10320 | 13247 | 16481 | 19800 | 23019 | 25916 | 28283 | 30096 | 31362 | 32156 | 32632 | 32541 | 32267 | 31860 | 31339 | 30667 | 29863 | 28923 | 27839 | 26594 | 25176 | 23568 | Craven | Leeds City Region | York and North Yorkshire
NG FES - Leading the Way | Number of electric cars and vans (hybrid and full electric) | Darlington | 319 | 472 | 1117 | 2181 | 3879 | 6276 | 9654 | 14008 | 19335 | 26060 | 34265 | 43856 | 54455 | 65327 | 75873 | 85360 | 93111 | 99050 | 103196 | 105796 | 107357 | 107050 | 106151 | 104815 | 103096 | 100888 | 98239 | 95149 | 91580 | 87487 | 82821 | 77533 | Darlington | Tees Valley
NG FES - Leading the Way | Number of electric cars and vans (hybrid and full electric) | Doncaster | 1928 | 2635 | 4556 | 7294 | 10936 | 15209 | 20654 | 27664 | 36396 | 47576 | 61202 | 77124 | 94705 | 112719 | 130181 | 145881 | 158716 | 168545 | 175398 | 179690 | 182252 | 181706 | 180169 | 177902 | 174987 | 171242 | 166740 | 161496 | 155440 | 148493 | 140573 | 131600 | Doncaster | Sheffield City Region
NG FES - Leading the Way | Number of electric cars and vans (hybrid and full electric) | East Lindsey | 684 | 889 | 1447 | 2160 | 2977 | 3735 | 4547 | 5576 | 6844 | 8461 | 10428 | 12723 | 15254 | 17838 | 20338 | 22585 | 24423 | 25829 | 26810 | 27415 | 27775 | 27683 | 27446 | 27100 | 26656 | 26086 | 25402 | 24602 | 23679 | 22621 | 21414 | 20047 | East Lindsey | Greater Lincolnshire
NG FES - Leading the Way | Number of electric cars and vans (hybrid and full electric) | East Riding of Yorkshire | 1442 | 2070 | 3770 | 6381 | 10123 | 14946 | 21422 | 29797 | 40253 | 53653 | 69988 | 89085 | 110181 | 131816 | 152793 | 171660 | 187080 | 198891 | 207136 | 212304 | 215396 | 214773 | 212965 | 210283 | 206836 | 202408 | 197089 | 190892 | 183733 | 175523 | 166158 | 155555 | East Riding of Yorkshire | Humber | York and North Yorkshire
NG FES - Leading the Way | Number of electric cars and vans (hybrid and full electric) | Gateshead | 390 | 536 | 1194 | 2200 | 3698 | 5678 | 8336 | 11752 | 15928 | 21201 | 27628 | 35142 | 43440 | 51949 | 60200 | 67622 | 73689 | 78335 | 81577 | 83609 | 84826 | 84580 | 83864 | 82809 | 81454 | 79708 | 77615 | 75175 | 72356 | 69121 | 65435 | 61257 | Gateshead | North Eastern
NG FES - Leading the Way | Number of electric cars and vans (hybrid and full electric) | Hambleton | 281 | 388 | 864 | 1598 | 2690 | 4139 | 6096 | 8608 | 11679 | 15554 | 20280 | 25804 | 31907 | 38164 | 44231 | 49688 | 54149 | 57565 | 59950 | 61445 | 62339 | 62158 | 61636 | 60859 | 59861 | 58581 | 57040 | 55247 | 53175 | 50798 | 48090 | 45018 | Hambleton | York and North Yorkshire
NG FES - Leading the Way | Number of electric cars and vans (hybrid and full electric) | Harrogate | 567 | 771 | 1665 | 2993 | 4925 | 7396 | 10647 | 14824 | 19930 | 26384 | 34252 | 43449 | 53606 | 64019 | 74115 | 83196 | 90618 | 96304 | 100268 | 102753 | 104240 | 103932 | 103058 | 101760 | 100092 | 97949 | 95377 | 92378 | 88912 | 84940 | 80409 | 75274 | Harrogate | Leeds City Region | York and North Yorkshire
NG FES - Leading the Way | Number of electric cars and vans (hybrid and full electric) | Hartlepool | 152 | 218 | 499 | 947 | 1641 | 2591 | 3905 | 5594 | 7661 | 10270 | 13453 | 17173 | 21284 | 25499 | 29589 | 33265 | 36272 | 38573 | 40181 | 41188 | 41793 | 41672 | 41321 | 40801 | 40133 | 39272 | 38242 | 37038 | 35648 | 34057 | 32240 | 30182 | Hartlepool | Tees Valley
NG FES - Leading the Way | Number of electric cars and vans (hybrid and full electric) | High Peak | 33 | 46 | 79 | 127 | 190 | 264 | 358 | 479 | 631 | 824 | 1060 | 1336 | 1640 | 1952 | 2255 | 2527 | 2749 | 2919 | 3038 | 3112 | 3156 | 3147 | 3120 | 3081 | 3031 | 2966 | 2888 | 2797 | 2692 | 2572 | 2435 | 2279 | High Peak | Derby, Derbyshire, Nottingham and Nottinghamshire,
NG FES - Leading the Way | Number of electric cars and vans (hybrid and full electric) | Kingston upon Hull, City of | 997 | 1395 | 2472 | 4064 | 6267 | 8987 | 12560 | 17169 | 22917 | 30285 | 39264 | 49762 | 61353 | 73233 | 84757 | 95116 | 103585 | 110070 | 114595 | 117431 | 119126 | 118777 | 117774 | 116291 | 114386 | 111936 | 108994 | 105564 | 101608 | 97070 | 91891 | 86024 | Kingston upon Hull, City of | Humber
NG FES - Leading the Way | Number of electric cars and vans (hybrid and full electric) | Kirklees | 963 | 1496 | 2915 | 5258 | 8861 | 13839 | 20773 | 29766 | 41004 | 55418 | 73004 | 93558 | 116276 | 139586 | 162195 | 182532 | 199152 | 211883 | 220769 | 226346 | 229694 | 229043 | 227117 | 224256 | 220581 | 215859 | 210186 | 203579 | 195945 | 187186 | 177204 | 165888 | Kirklees | Leeds City Region
NG FES - Leading the Way | Number of electric cars and vans (hybrid and full electric) | Leeds | 2390 | 3573 | 6759 | 11862 | 19502 | 29789 | 43913 | 62228 | 85106 | 114437 | 150211 | 192039 | 238243 | 285649 | 331630 | 372985 | 406781 | 432668 | 450744 | 462081 | 468877 | 467537 | 463600 | 457765 | 450260 | 440623 | 429044 | 415555 | 399971 | 382089 | 361719 | 338625 | Leeds | Leeds City Region
NG FES - Leading the Way | Number of electric cars and vans (hybrid and full electric) | Middlesbrough | 176 | 258 | 610 | 1189 | 2108 | 3405 | 5230 | 7583 | 10461 | 14094 | 18527 | 23707 | 29432 | 35307 | 41005 | 46128 | 50315 | 53524 | 55763 | 57168 | 58011 | 57845 | 57359 | 56638 | 55709 | 54516 | 53083 | 51415 | 49486 | 47275 | 44752 | 41895 | Middlesbrough | Tees Valley
NG FES - Leading the Way | Number of electric cars and vans (hybrid and full electric) | Newcastle upon Tyne | 448 | 619 | 1390 | 2572 | 4350 | 6709 | 9898 | 14001 | 19010 | 25337 | 33050 | 42064 | 52026 | 62233 | 72144 | 81047 | 88330 | 93907 | 97799 | 100236 | 101699 | 101404 | 100550 | 99282 | 97655 | 95566 | 93053 | 90126 | 86746 | 82872 | 78451 | 73443 | Newcastle upon Tyne | North Eastern
NG FES - Leading the Way | Number of electric cars and vans (hybrid and full electric) | North East Derbyshire | 85 | 123 | 226 | 384 | 613 | 910 | 1312 | 1832 | 2479 | 3311 | 4325 | 5509 | 6818 | 8160 | 9463 | 10633 | 11590 | 12323 | 12835 | 13155 | 13347 | 13309 | 13197 | 13031 | 12817 | 12542 | 12213 | 11829 | 11385 | 10877 | 10297 | 9639 | North East Derbyshire | Derby, Derbyshire, Nottingham and Nottinghamshire | Sheffield City Region
NG FES - Leading the Way | Number of electric cars and vans (hybrid and full electric) | North East Lincolnshire | 568 | 820 | 1494 | 2531 | 4021 | 5949 | 8540 | 11891 | 16076 | 21435 | 27976 | 35617 | 44061 | 52720 | 61117 | 68668 | 74841 | 79568 | 82869 | 84936 | 86175 | 85927 | 85202 | 84129 | 82751 | 80979 | 78851 | 76372 | 73506 | 70224 | 66476 | 62234 | North East Lincolnshire | Greater Lincolnshire | Humber
NG FES - Leading the Way | Number of electric cars and vans (hybrid and full electric) | North Lincolnshire | 598 | 884 | 1642 | 2840 | 4601 | 6938 | 10116 | 14235 | 19381 | 25974 | 34020 | 43421 | 53809 | 64463 | 74799 | 84094 | 91687 | 97507 | 101569 | 104114 | 105642 | 105338 | 104453 | 103136 | 101446 | 99275 | 96667 | 93626 | 90113 | 86087 | 81496 | 76293 | North Lincolnshire | Greater Lincolnshire | Humber
NG FES - Leading the Way | Number of electric cars and vans (hybrid and full electric) | North Tyneside | 353 | 503 | 1153 | 2184 | 3771 | 5940 | 8934 | 12788 | 17501 | 23451 | 30706 | 39187 | 48557 | 58166 | 67489 | 75870 | 82725 | 87972 | 91636 | 93933 | 95310 | 95035 | 94236 | 93048 | 91524 | 89564 | 87211 | 84468 | 81301 | 77668 | 73524 | 68830 | North Tyneside | North Eastern
NG FES - Leading the Way | Number of electric cars and vans (hybrid and full electric) | Northumberland | 914 | 1234 | 2696 | 4854 | 7988 | 11978 | 17216 | 23939 | 32147 | 42504 | 55129 | 69887 | 86186 | 102889 | 119091 | 133660 | 145569 | 154687 | 161052 | 165035 | 167423 | 166930 | 165522 | 163437 | 160762 | 157316 | 153184 | 148368 | 142804 | 136421 | 129146 | 120900 | Northumberland | North Eastern
NG FES - Leading the Way | Number of electric cars and vans (hybrid and full electric) | Pendle | 57 | 84 | 156 | 271 | 439 | 663 | 967 | 1362 | 1856 | 2488 | 3259 | 4160 | 5156 | 6177 | 7167 | 8059 | 8787 | 9345 | 9734 | 9978 | 10124 | 10095 | 10011 | 9885 | 9722 | 9515 | 9265 | 8973 | 8636 | 8250 | 7810 | 7312 | Pendle | Lancashire
NG FES - Leading the Way | Number of electric cars and vans (hybrid and full electric) | Redcar and Cleveland | 204 | 301 | 718 | 1407 | 2506 | 4063 | 6263 | 9098 | 12565 | 16943 | 22284 | 28528 | 35430 | 42507 | 49374 | 55549 | 60597 | 64463 | 67161 | 68856 | 69873 | 69671 | 69087 | 68216 | 67098 | 65662 | 63938 | 61926 | 59604 | 56940 | 53902 | 50462 | Redcar and Cleveland | Tees Valley
NG FES - Leading the Way | Number of electric cars and vans (hybrid and full electric) | Richmondshire | 127 | 172 | 388 | 718 | 1212 | 1870 | 2757 | 3898 | 5294 | 7056 | 9202 | 11712 | 14485 | 17327 | 20084 | 22564 | 24591 | 26144 | 27228 | 27905 | 28312 | 28230 | 27993 | 27640 | 27188 | 26604 | 25907 | 25091 | 24151 | 23071 | 21841 | 20446 | Richmondshire | York and North Yorkshire
NG FES - Leading the Way | Number of electric cars and vans (hybrid and full electric) | Rotherham | 1401 | 1940 | 3396 | 5514 | 8391 | 11867 | 16372 | 22176 | 29414 | 38683 | 49981 | 63184 | 77770 | 92708 | 107202 | 120227 | 130878 | 139036 | 144727 | 148287 | 150418 | 149969 | 148707 | 146836 | 144426 | 141335 | 137621 | 133294 | 128295 | 122560 | 116025 | 108619 | Rotherham | Sheffield City Region
NG FES - Leading the Way | Number of electric cars and vans (hybrid and full electric) | Ryedale | 212 | 289 | 623 | 1117 | 1836 | 2757 | 3970 | 5529 | 7435 | 9840 | 12775 | 16203 | 19990 | 23872 | 27637 | 31021 | 33789 | 35908 | 37387 | 38312 | 38867 | 38753 | 38427 | 37942 | 37322 | 36522 | 35562 | 34444 | 33153 | 31670 | 29982 | 28067 | Ryedale | York and North Yorkshire
NG FES - Leading the Way | Number of electric cars and vans (hybrid and full electric) | Scarborough | 479 | 629 | 1299 | 2241 | 3525 | 5046 | 6931 | 9336 | 12278 | 15985 | 20508 | 25789 | 31622 | 37590 | 43382 | 48588 | 52847 | 56106 | 58378 | 59798 | 60649 | 60465 | 59956 | 59201 | 58229 | 56982 | 55486 | 53741 | 51725 | 49413 | 46779 | 43792 | Scarborough | York and North Yorkshire
NG FES - Leading the Way | Number of electric cars and vans (hybrid and full electric) | Selby | 310 | 456 | 860 | 1496 | 2444 | 3704 | 5426 | 7658 | 10443 | 14015 | 18370 | 23461 | 29087 | 34857 | 40454 | 45488 | 49604 | 52754 | 54955 | 56332 | 57159 | 56996 | 56517 | 55804 | 54891 | 53713 | 52302 | 50659 | 48759 | 46579 | 44096 | 41281 | Selby | Leeds City Region | York and North Yorkshire
NG FES - Leading the Way | Number of electric cars and vans (hybrid and full electric) | Sheffield | 2016 | 2845 | 5088 | 8442 | 13146 | 19043 | 26848 | 36932 | 49513 | 65632 | 85288 | 108255 | 133632 | 159638 | 184863 | 207547 | 226088 | 240287 | 250198 | 256400 | 260119 | 259354 | 257174 | 253933 | 249773 | 244425 | 238002 | 230518 | 221871 | 211957 | 200652 | 187844 | Sheffield | Sheffield City Region
NG FES - Leading the Way | Number of electric cars and vans (hybrid and full electric) | South Tyneside | 281 | 386 | 867 | 1603 | 2706 | 4166 | 6141 | 8675 | 11776 | 15686 | 20454 | 26032 | 32190 | 38503 | 44628 | 50135 | 54637 | 58086 | 60491 | 61999 | 62904 | 62721 | 62191 | 61410 | 60403 | 59110 | 57556 | 55746 | 53655 | 51258 | 48523 | 45427 | South Tyneside | North Eastern
NG FES - Leading the Way | Number of electric cars and vans (hybrid and full electric) | Stockton-on-Tees | 325 | 472 | 1103 | 2123 | 3725 | 5957 | 9075 | 13091 | 18003 | 24204 | 31767 | 40612 | 50383 | 60406 | 70126 | 78872 | 86017 | 91490 | 95312 | 97709 | 99146 | 98864 | 98032 | 96798 | 95211 | 93171 | 90724 | 87871 | 84574 | 80796 | 76487 | 71603 | Stockton-on-Tees | Tees Valley
NG FES - Leading the Way | Number of electric cars and vans (hybrid and full electric) | Sunderland | 523 | 724 | 1632 | 3036 | 5157 | 7992 | 11839 | 16789 | 22837 | 30468 | 39778 | 50660 | 62683 | 75009 | 86964 | 97717 | 106503 | 113235 | 117934 | 120877 | 122645 | 122288 | 121258 | 119731 | 117770 | 115249 | 112219 | 108690 | 104614 | 99939 | 94610 | 88570 | Sunderland | North Eastern
NG FES - Leading the Way | Number of electric cars and vans (hybrid and full electric) | Wakefield | 1395 | 1998 | 3622 | 6087 | 9611 | 14122 | 20154 | 27956 | 37699 | 50178 | 65397 | 83182 | 102838 | 122983 | 142525 | 160097 | 174460 | 185460 | 193140 | 197948 | 200832 | 200248 | 198560 | 196061 | 192849 | 188717 | 183760 | 177986 | 171306 | 163650 | 154926 | 145033 | Wakefield | Leeds City Region
NG FES - Leading the Way | Number of electric cars and vans (hybrid and full electric) | West Lindsey | 671 | 898 | 1510 | 2344 | 3394 | 4534 | 5914 | 7683 | 9881 | 12693 | 16118 | 20118 | 24532 | 29051 | 33430 | 37366 | 40587 | 43050 | 44768 | 45839 | 46479 | 46335 | 45944 | 45364 | 44622 | 43666 | 42520 | 41182 | 39638 | 37866 | 35847 | 33558 | West Lindsey | Greater Lincolnshire
NG FES - Leading the Way | Number of electric cars and vans (hybrid and full electric) | York | 651 | 864 | 1847 | 3259 | 5239 | 7667 | 10753 | 14705 | 19526 | 25607 | 33019 | 41679 | 51244 | 61043 | 70544 | 79087 | 86070 | 91420 | 95151 | 97488 | 98881 | 98587 | 97756 | 96525 | 94940 | 92908 | 90468 | 87623 | 84336 | 80567 | 76269 | 71402 | York | Leeds City Region | York and North Yorkshire
NPg Planning Scenario | Number of electric cars and vans (hybrid and full electric) | Barnsley | 1314 | 1813 | 2768 | 4633 | 8236 | 12606 | 17788 | 23574 | 30284 | 37901 | 46294 | 57246 | 67838 | 78114 | 87960 | 97288 | 105965 | 113954 | 121289 | 127903 | 133809 | 138995 | 142256 | 144879 | 146918 | 148462 | 149580 | 150357 | 150899 | 151247 | 151472 | 151609 | Barnsley | Leeds City Region | Sheffield City Region
NPg Planning Scenario | Number of electric cars and vans (hybrid and full electric) | Bassetlaw | 481 | 619 | 873 | 1329 | 2108 | 2803 | 3322 | 3925 | 4623 | 5394 | 6245 | 7348 | 8429 | 9485 | 10481 | 11426 | 12250 | 13025 | 13771 | 14444 | 15054 | 15589 | 15926 | 16199 | 16413 | 16576 | 16696 | 16784 | 16844 | 16884 | 16908 | 16924 | Bassetlaw | Derby, Derbyshire, Nottingham and Nottinghamshire | Sheffield City Region
NPg Planning Scenario | Number of electric cars and vans (hybrid and full electric) | Bradford | 839 | 1344 | 2370 | 4534 | 9159 | 15848 | 25102 | 35326 | 47195 | 60760 | 75703 | 95235 | 114060 | 132294 | 149826 | 166440 | 182127 | 196505 | 209560 | 221314 | 231784 | 240976 | 246750 | 251390 | 254990 | 257716 | 259663 | 261016 | 261958 | 262561 | 262953 | 263191 | Bradford | Leeds City Region
NPg Planning Scenario | Number of electric cars and vans (hybrid and full electric) | Calderdale | 455 | 706 | 1211 | 2271 | 4494 | 7654 | 11958 | 16719 | 22247 | 28558 | 35512 | 44598 | 53357 | 61845 | 70004 | 77733 | 85021 | 91707 | 97781 | 103250 | 108124 | 112403 | 115093 | 117251 | 118929 | 120197 | 121104 | 121735 | 122175 | 122456 | 122638 | 122750 | Calderdale | Leeds City Region
NPg Planning Scenario | Number of electric cars and vans (hybrid and full electric) | County Durham | 1217 | 1674 | 3364 | 6726 | 13407 | 22047 | 32974 | 45084 | 59194 | 75330 | 93175 | 116535 | 139109 | 160998 | 182001 | 201909 | 220542 | 237689 | 253357 | 267476 | 280070 | 291127 | 298068 | 303653 | 307974 | 311259 | 313800 | 315566 | 316793 | 317581 | 318095 | 318410 | County Durham | North Eastern
NPg Planning Scenario | Number of electric cars and vans (hybrid and full electric) | Craven | 119 | 189 | 330 | 631 | 1271 | 2192 | 3465 | 4873 | 6505 | 8372 | 10428 | 13114 | 15703 | 18212 | 20623 | 22909 | 25065 | 27043 | 28839 | 30457 | 31897 | 33161 | 33956 | 34594 | 35090 | 35463 | 35732 | 35919 | 36047 | 36130 | 36184 | 36217 | Craven | Leeds City Region | York and North Yorkshire
NPg Planning Scenario | Number of electric cars and vans (hybrid and full electric) | Darlington | 319 | 472 | 1008 | 2138 | 4507 | 7818 | 12303 | 17258 | 23030 | 29651 | 36972 | 46563 | 55818 | 64791 | 73409 | 81578 | 89269 | 96332 | 102760 | 108551 | 113711 | 118241 | 121084 | 123366 | 125137 | 126478 | 127514 | 128232 | 128730 | 129051 | 129260 | 129389 | Darlington | Tees Valley
NPg Planning Scenario | Number of electric cars and vans (hybrid and full electric) | Doncaster | 1928 | 2635 | 3987 | 6606 | 11613 | 17566 | 24468 | 32187 | 41138 | 51289 | 62477 | 77070 | 91192 | 104891 | 118010 | 130443 | 141982 | 152615 | 162393 | 171206 | 179083 | 185999 | 190347 | 193848 | 196567 | 198631 | 200121 | 201163 | 201887 | 202352 | 202655 | 202839 | Doncaster | Sheffield City Region
NPg Planning Scenario | Number of electric cars and vans (hybrid and full electric) | East Lindsey | 684 | 889 | 1266 | 1958 | 3162 | 4316 | 5305 | 6438 | 7751 | 9214 | 10828 | 12927 | 14971 | 16966 | 18858 | 20651 | 22250 | 23746 | 25157 | 26433 | 27583 | 28591 | 29229 | 29740 | 30142 | 30447 | 30672 | 30831 | 30943 | 31013 | 31060 | 31088 | East Lindsey | Greater Lincolnshire
NPg Planning Scenario | Number of electric cars and vans (hybrid and full electric) | East Riding of Yorkshire | 1442 | 2070 | 3302 | 5782 | 10757 | 17272 | 25573 | 34792 | 45488 | 57675 | 71099 | 88631 | 105553 | 121965 | 137715 | 152637 | 166622 | 179470 | 191198 | 201768 | 211191 | 219471 | 224676 | 228859 | 232106 | 234564 | 236332 | 237566 | 238424 | 238974 | 239329 | 239548 | East Riding of Yorkshire | Humber | York and North Yorkshire
NPg Planning Scenario | Number of electric cars and vans (hybrid and full electric) | Gateshead | 390 | 536 | 1076 | 2154 | 4298 | 7069 | 10584 | 14477 | 19011 | 24198 | 29935 | 37443 | 44699 | 51735 | 58489 | 64884 | 70875 | 76388 | 81422 | 85962 | 90011 | 93565 | 95795 | 97587 | 98980 | 100035 | 100850 | 101418 | 101813 | 102068 | 102229 | 102334 | Gateshead | North Eastern
NPg Planning Scenario | Number of electric cars and vans (hybrid and full electric) | Hambleton | 281 | 388 | 780 | 1563 | 3128 | 5159 | 7741 | 10602 | 13938 | 17751 | 21969 | 27488 | 32825 | 37997 | 42963 | 47666 | 52075 | 56127 | 59830 | 63165 | 66142 | 68756 | 70396 | 71716 | 72736 | 73512 | 74112 | 74530 | 74819 | 75006 | 75126 | 75204 | Hambleton | York and North Yorkshire
NPg Planning Scenario | Number of electric cars and vans (hybrid and full electric) | Harrogate | 567 | 771 | 1501 | 2919 | 5688 | 9167 | 13443 | 18188 | 23712 | 30022 | 37001 | 46127 | 54954 | 63514 | 71723 | 79500 | 86765 | 93452 | 99578 | 105096 | 110020 | 114345 | 117061 | 119244 | 120936 | 122222 | 123213 | 123900 | 124382 | 124687 | 124889 | 125014 | Harrogate | Leeds City Region | York and North Yorkshire
NPg Planning Scenario | Number of electric cars and vans (hybrid and full electric) | Hartlepool | 152 | 218 | 451 | 928 | 1906 | 3228 | 4966 | 6891 | 9133 | 11701 | 14543 | 18261 | 21852 | 25334 | 28676 | 31845 | 34821 | 37556 | 40050 | 42296 | 44298 | 46058 | 47161 | 48048 | 48735 | 49256 | 49660 | 49939 | 50134 | 50257 | 50339 | 50388 | Hartlepool | Tees Valley
NPg Planning Scenario | Number of electric cars and vans (hybrid and full electric) | High Peak | 33 | 46 | 69 | 115 | 201 | 305 | 424 | 558 | 713 | 889 | 1082 | 1335 | 1580 | 1817 | 2044 | 2259 | 2459 | 2643 | 2813 | 2965 | 3102 | 3221 | 3297 | 3357 | 3404 | 3440 | 3466 | 3484 | 3497 | 3505 | 3510 | 3513 | High Peak | Derby, Derbyshire, Nottingham and Nottinghamshire,
NPg Planning Scenario | Number of electric cars and vans (hybrid and full electric) | Kingston upon Hull, City of | 997 | 1395 | 2163 | 3680 | 6655 | 10381 | 14933 | 20008 | 25894 | 32587 | 39958 | 49581 | 58884 | 67903 | 76551 | 84745 | 92393 | 99427 | 105873 | 111677 | 116860 | 121411 | 124272 | 126575 | 128360 | 129716 | 130691 | 131373 | 131846 | 132151 | 132345 | 132466 | Kingston upon Hull, City of | Humber
NPg Planning Scenario | Number of electric cars and vans (hybrid and full electric) | Kirklees | 963 | 1496 | 2551 | 4760 | 9409 | 15987 | 24921 | 34810 | 46285 | 59392 | 73832 | 92699 | 110888 | 128516 | 145456 | 161504 | 176640 | 190515 | 203126 | 214485 | 224607 | 233493 | 239075 | 243562 | 247046 | 249683 | 251567 | 252877 | 253787 | 254373 | 254753 | 254984 | Kirklees | Leeds City Region
NPg Planning Scenario | Number of electric cars and vans (hybrid and full electric) | Leeds | 2390 | 3573 | 5920 | 10746 | 20716 | 34405 | 52576 | 72717 | 96086 | 122751 | 152125 | 190505 | 227518 | 263398 | 297859 | 330515 | 361238 | 389427 | 415086 | 438205 | 458811 | 476897 | 488270 | 497401 | 504494 | 509857 | 513711 | 516386 | 518248 | 519440 | 520219 | 520689 | Leeds | Leeds City Region
NPg Planning Scenario | Number of electric cars and vans (hybrid and full electric) | Middlesbrough | 176 | 258 | 550 | 1163 | 2449 | 4241 | 6664 | 9340 | 12460 | 16036 | 19992 | 25173 | 30173 | 35020 | 39677 | 44088 | 48243 | 52059 | 55531 | 58660 | 61447 | 63896 | 65430 | 66664 | 67619 | 68346 | 68905 | 69293 | 69562 | 69735 | 69848 | 69919 | Middlesbrough | Tees Valley
NPg Planning Scenario | Number of electric cars and vans (hybrid and full electric) | Newcastle upon Tyne | 448 | 619 | 1255 | 2521 | 5053 | 8357 | 12574 | 17244 | 22684 | 28907 | 35791 | 44804 | 53511 | 61953 | 70056 | 77731 | 84925 | 91543 | 97586 | 103034 | 107890 | 112156 | 114834 | 116985 | 118650 | 119918 | 120896 | 121576 | 122052 | 122352 | 122551 | 122674 | Newcastle upon Tyne | North Eastern
NPg Planning Scenario | Number of electric cars and vans (hybrid and full electric) | North East Derbyshire | 85 | 123 | 198 | 348 | 651 | 1051 | 1566 | 2137 | 2800 | 3555 | 4388 | 5475 | 6524 | 7542 | 8517 | 9442 | 10310 | 11107 | 11835 | 12489 | 13074 | 13587 | 13909 | 14168 | 14370 | 14522 | 14631 | 14708 | 14761 | 14795 | 14816 | 14830 | North East Derbyshire | Derby, Derbyshire, Nottingham and Nottinghamshire | Sheffield City Region
NPg Planning Scenario | Number of electric cars and vans (hybrid and full electric) | North East Lincolnshire | 568 | 820 | 1308 | 2292 | 4273 | 6872 | 10190 | 13878 | 18155 | 23028 | 28397 | 35408 | 42176 | 48738 | 55035 | 61004 | 66596 | 71738 | 76426 | 80653 | 84421 | 87731 | 89814 | 91485 | 92783 | 93767 | 94473 | 94967 | 95305 | 95528 | 95670 | 95758 | North East Lincolnshire | Greater Lincolnshire | Humber
NPg Planning Scenario | Number of electric cars and vans (hybrid and full electric) | North Lincolnshire | 598 | 884 | 1438 | 2570 | 4886 | 8012 | 12095 | 16626 | 21884 | 27879 | 34482 | 43110 | 51433 | 59501 | 67249 | 74592 | 81486 | 87820 | 93586 | 98788 | 103420 | 107488 | 110046 | 112100 | 113696 | 114903 | 115770 | 116375 | 116795 | 117061 | 117240 | 117341 | North Lincolnshire | Greater Lincolnshire | Humber
NPg Planning Scenario | Number of electric cars and vans (hybrid and full electric) | North Tyneside | 353 | 503 | 1040 | 2138 | 4382 | 7401 | 11367 | 15754 | 20866 | 26721 | 33196 | 41674 | 49863 | 57799 | 65420 | 72643 | 79427 | 85663 | 91346 | 96468 | 101034 | 105042 | 107559 | 109582 | 111149 | 112336 | 113256 | 113892 | 114335 | 114620 | 114805 | 114920 | North Tyneside | North Eastern
NPg Planning Scenario | Number of electric cars and vans (hybrid and full electric) | Northumberland | 914 | 1234 | 2431 | 4761 | 9276 | 14924 | 21824 | 29487 | 38404 | 48594 | 59863 | 74608 | 88869 | 102699 | 115961 | 128527 | 140255 | 151060 | 160955 | 169871 | 177830 | 184818 | 189206 | 192730 | 195467 | 197546 | 199156 | 200278 | 201057 | 201556 | 201879 | 202083 | Northumberland | North Eastern
NPg Planning Scenario | Number of electric cars and vans (hybrid and full electric) | Pendle | 57 | 84 | 136 | 245 | 466 | 766 | 1156 | 1591 | 2095 | 2670 | 3302 | 4130 | 4928 | 5701 | 6443 | 7147 | 7809 | 8416 | 8969 | 9467 | 9912 | 10301 | 10546 | 10744 | 10896 | 11012 | 11095 | 11153 | 11193 | 11219 | 11236 | 11246 | Pendle | Lancashire
NPg Planning Scenario | Number of electric cars and vans (hybrid and full electric) | Redcar and Cleveland | 204 | 301 | 648 | 1378 | 2912 | 5062 | 7981 | 11207 | 14965 | 19275 | 24041 | 30285 | 36312 | 42152 | 47764 | 53080 | 58089 | 62688 | 66874 | 70642 | 74002 | 76951 | 78800 | 80289 | 81440 | 82315 | 82988 | 83456 | 83779 | 83988 | 84123 | 84208 | Redcar and Cleveland | Tees Valley
NPg Planning Scenario | Number of electric cars and vans (hybrid and full electric) | Richmondshire | 127 | 172 | 349 | 702 | 1408 | 2329 | 3503 | 4801 | 6316 | 8050 | 9967 | 12474 | 14898 | 17248 | 19504 | 21641 | 23644 | 25486 | 27169 | 28685 | 30036 | 31224 | 31969 | 32567 | 33032 | 33385 | 33658 | 33847 | 33980 | 34064 | 34118 | 34151 | Richmondshire | York and North Yorkshire
NPg Planning Scenario | Number of electric cars and vans (hybrid and full electric) | Rotherham | 1401 | 1940 | 2972 | 4995 | 8911 | 13707 | 19433 | 25826 | 33237 | 41654 | 50931 | 63036 | 74743 | 86098 | 96977 | 107289 | 116885 | 125722 | 133829 | 141136 | 147662 | 153392 | 156995 | 159891 | 162146 | 163852 | 165083 | 165940 | 166541 | 166923 | 167171 | 167324 | Rotherham | Sheffield City Region
NPg Planning Scenario | Number of electric cars and vans (hybrid and full electric) | Ryedale | 212 | 289 | 560 | 1088 | 2123 | 3420 | 5018 | 6790 | 8854 | 11212 | 13819 | 17229 | 20528 | 23726 | 26793 | 29700 | 32414 | 34915 | 37202 | 39264 | 41105 | 42721 | 43735 | 44551 | 45183 | 45664 | 46036 | 46293 | 46473 | 46587 | 46661 | 46710 | Ryedale | York and North Yorkshire
NPg Planning Scenario | Number of electric cars and vans (hybrid and full electric) | Scarborough | 479 | 629 | 1170 | 2184 | 4070 | 6254 | 8714 | 11458 | 14647 | 18278 | 22291 | 27539 | 32621 | 37555 | 42275 | 46750 | 50893 | 54718 | 58241 | 61418 | 64259 | 66753 | 68321 | 69579 | 70558 | 71301 | 71878 | 72280 | 72559 | 72739 | 72857 | 72929 | Scarborough | York and North Yorkshire
NPg Planning Scenario | Number of electric cars and vans (hybrid and full electric) | Selby | 310 | 456 | 753 | 1358 | 2599 | 4282 | 6497 | 8955 | 11802 | 15052 | 18634 | 23311 | 27823 | 32197 | 36398 | 40377 | 44118 | 47553 | 50680 | 53499 | 56011 | 58217 | 59603 | 60717 | 61580 | 62235 | 62707 | 63033 | 63260 | 63406 | 63501 | 63559 | Selby | Leeds City Region | York and North Yorkshire
NPg Planning Scenario | Number of electric cars and vans (hybrid and full electric) | Sheffield | 2016 | 2845 | 4450 | 7649 | 13961 | 21995 | 31963 | 43061 | 55931 | 70581 | 86713 | 107780 | 128130 | 147871 | 166794 | 184726 | 201494 | 216907 | 231007 | 243713 | 255050 | 265004 | 271267 | 276298 | 280207 | 283170 | 285298 | 286785 | 287818 | 288481 | 288912 | 289175 | Sheffield | Sheffield City Region
NPg Planning Scenario | Number of electric cars and vans (hybrid and full electric) | South Tyneside | 281 | 386 | 782 | 1570 | 3143 | 5190 | 7800 | 10685 | 14052 | 17900 | 22156 | 27728 | 33113 | 38334 | 43344 | 48093 | 52538 | 56631 | 60366 | 63734 | 66737 | 69374 | 71030 | 72361 | 73391 | 74176 | 74780 | 75200 | 75494 | 75681 | 75804 | 75881 | South Tyneside | North Eastern
NPg Planning Scenario | Number of electric cars and vans (hybrid and full electric) | Stockton-on-Tees | 325 | 472 | 995 | 2079 | 4329 | 7420 | 11556 | 16127 | 21452 | 27556 | 34308 | 43148 | 51683 | 59957 | 67904 | 75435 | 82520 | 89028 | 94952 | 100293 | 105050 | 109227 | 111853 | 113957 | 115591 | 116828 | 117785 | 118448 | 118908 | 119204 | 119396 | 119516 | Stockton-on-Tees | Tees Valley
NPg Planning Scenario | Number of electric cars and vans (hybrid and full electric) | Sunderland | 523 | 724 | 1472 | 2976 | 5990 | 9954 | 15043 | 20678 | 27241 | 34754 | 43063 | 53940 | 64448 | 74638 | 84415 | 93682 | 102370 | 110363 | 117656 | 124228 | 130088 | 135235 | 138467 | 141061 | 143074 | 144600 | 145783 | 146605 | 147173 | 147538 | 147778 | 147925 | Sunderland | North Eastern
NPg Planning Scenario | Number of electric cars and vans (hybrid and full electric) | Wakefield | 1395 | 1998 | 3167 | 5515 | 10206 | 16309 | 24033 | 32618 | 42575 | 53918 | 66414 | 82730 | 98489 | 113760 | 128418 | 142309 | 155317 | 167266 | 178185 | 188023 | 196798 | 204506 | 209348 | 213241 | 216264 | 218555 | 220199 | 221348 | 222147 | 222658 | 222990 | 223191 | Wakefield | Leeds City Region
NPg Planning Scenario | Number of electric cars and vans (hybrid and full electric) | West Lindsey | 671 | 898 | 1319 | 2124 | 3605 | 5236 | 6968 | 8916 | 11176 | 13726 | 16536 | 20201 | 23753 | 27201 | 30501 | 33623 | 36493 | 39145 | 41605 | 43821 | 45806 | 47549 | 48646 | 49530 | 50217 | 50739 | 51116 | 51383 | 51568 | 51689 | 51764 | 51812 | West Lindsey | Greater Lincolnshire
NPg Planning Scenario | Number of electric cars and vans (hybrid and full electric) | York | 651 | 864 | 1667 | 3195 | 6087 | 9551 | 13604 | 18109 | 23355 | 29339 | 35952 | 44604 | 52978 | 61103 | 68889 | 76264 | 83119 | 89442 | 95252 | 100487 | 105164 | 109271 | 111849 | 113923 | 115531 | 116754 | 117704 | 118367 | 118826 | 119121 | 119314 | 119434 | York | Leeds City Region | York and North Yorkshire
NG FES - Steady Progression | Number of electric cars and vans (hybrid and full electric) | Barnsley | 1314 | 1813 | 2568 | 3529 | 4614 | 5960 | 7656 | 9761 | 12351 | 15521 | 19373 | 23988 | 29495 | 35634 | 42633 | 50459 | 59003 | 68834 | 79172 | 89684 | 100094 | 109196 | 117405 | 124627 | 130751 | 135831 | 139620 | 140625 | 141503 | 142281 | 142981 | 143624 | Barnsley | Leeds City Region | Sheffield City Region
NG FES - Steady Progression | Number of electric cars and vans (hybrid and full electric) | Bassetlaw | 481 | 619 | 809 | 1011 | 1181 | 1329 | 1511 | 1730 | 1997 | 2322 | 2712 | 3181 | 3739 | 4361 | 5068 | 5859 | 6720 | 7712 | 8755 | 9814 | 10862 | 11775 | 12600 | 13324 | 13939 | 14449 | 14828 | 14924 | 15010 | 15085 | 15152 | 15213 | Bassetlaw | Derby, Derbyshire, Nottingham and Nottinghamshire | Sheffield City Region
NG FES - Steady Progression | Number of electric cars and vans (hybrid and full electric) | Bradford | 839 | 1344 | 2198 | 3451 | 5136 | 7474 | 10448 | 14175 | 18763 | 24393 | 31248 | 39456 | 49268 | 60203 | 72673 | 86626 | 101847 | 119370 | 137798 | 156543 | 175110 | 191352 | 205999 | 218894 | 229825 | 238893 | 245662 | 247466 | 249052 | 250448 | 251710 | 252872 | Bradford | Leeds City Region
NG FES - Steady Progression | Number of electric cars and vans (hybrid and full electric) | Calderdale | 455 | 706 | 1123 | 1727 | 2517 | 3612 | 4997 | 6729 | 8868 | 11491 | 14680 | 18496 | 23062 | 28150 | 33952 | 40443 | 47525 | 55678 | 64255 | 72975 | 81611 | 89167 | 95982 | 101978 | 107063 | 111283 | 114431 | 115270 | 116007 | 116657 | 117244 | 117783 | Calderdale | Leeds City Region
NG FES - Steady Progression | Number of electric cars and vans (hybrid and full electric) | County Durham | 1217 | 1674 | 2913 | 4358 | 6245 | 8767 | 12019 | 16150 | 21295 | 27660 | 35419 | 44715 | 56135 | 68146 | 81839 | 97155 | 113870 | 133110 | 153344 | 173919 | 194297 | 212116 | 228187 | 242334 | 254326 | 264280 | 271700 | 273673 | 275400 | 276927 | 278305 | 279568 | County Durham | North Eastern
NG FES - Steady Progression | Number of electric cars and vans (hybrid and full electric) | Craven | 119 | 189 | 305 | 480 | 712 | 1035 | 1444 | 1957 | 2587 | 3364 | 4305 | 5435 | 6784 | 8288 | 10003 | 11922 | 14016 | 16427 | 18961 | 21540 | 24095 | 26327 | 28342 | 30116 | 31620 | 32867 | 33798 | 34047 | 34266 | 34458 | 34630 | 34790 | Craven | Leeds City Region | York and North Yorkshire
NG FES - Steady Progression | Number of electric cars and vans (hybrid and full electric) | Darlington | 319 | 472 | 873 | 1387 | 2100 | 3108 | 4437 | 6129 | 8237 | 10845 | 14030 | 17844 | 22529 | 27458 | 33080 | 39367 | 46230 | 54127 | 62432 | 70878 | 79246 | 86565 | 93163 | 98974 | 103899 | 107985 | 111034 | 111847 | 112559 | 113188 | 113756 | 114276 | Darlington | Tees Valley
NG FES - Steady Progression | Number of electric cars and vans (hybrid and full electric) | Doncaster | 1928 | 2635 | 3698 | 5031 | 6509 | 8305 | 10571 | 13379 | 16831 | 21059 | 26192 | 32341 | 39685 | 47866 | 57193 | 67626 | 79005 | 92107 | 105884 | 119891 | 133761 | 145884 | 156819 | 166444 | 174604 | 181374 | 186424 | 187756 | 188926 | 189959 | 190890 | 191747 | Doncaster | Sheffield City Region
NG FES - Steady Progression | Number of electric cars and vans (hybrid and full electric) | East Lindsey | 684 | 889 | 1176 | 1489 | 1771 | 2046 | 2383 | 2796 | 3299 | 3912 | 4655 | 5543 | 6604 | 7780 | 9126 | 10627 | 12265 | 14151 | 16133 | 18145 | 20138 | 21878 | 23444 | 24826 | 25996 | 26966 | 27690 | 27876 | 28041 | 28184 | 28315 | 28435 | East Lindsey | Greater Lincolnshire
NG FES - Steady Progression | Number of electric cars and vans (hybrid and full electric) | East Riding of Yorkshire | 1442 | 2070 | 3058 | 4395 | 6017 | 8144 | 10834 | 14193 | 18319 | 23385 | 29539 | 36911 | 45721 | 55534 | 66723 | 79243 | 92895 | 108619 | 125149 | 141964 | 158611 | 173178 | 186308 | 197867 | 207669 | 215797 | 221863 | 223473 | 224890 | 226135 | 227259 | 228293 | East Riding of Yorkshire | Humber | York and North Yorkshire
NG FES - Steady Progression | Number of electric cars and vans (hybrid and full electric) | Gateshead | 390 | 536 | 932 | 1397 | 2002 | 2813 | 3857 | 5187 | 6839 | 8885 | 11379 | 14366 | 18038 | 21896 | 26300 | 31224 | 36597 | 42782 | 49285 | 55897 | 62448 | 68175 | 73341 | 77887 | 81744 | 84941 | 87328 | 87963 | 88518 | 89008 | 89452 | 89857 | Gateshead | North Eastern
NG FES - Steady Progression | Number of electric cars and vans (hybrid and full electric) | Hambleton | 281 | 388 | 676 | 1013 | 1457 | 2051 | 2821 | 3796 | 5013 | 6516 | 8350 | 10547 | 13246 | 16083 | 19321 | 22941 | 26892 | 31440 | 36222 | 41085 | 45903 | 50113 | 53912 | 57254 | 60090 | 62442 | 64196 | 64662 | 65069 | 65432 | 65757 | 66056 | Hambleton | York and North Yorkshire
NG FES - Steady Progression | Number of electric cars and vans (hybrid and full electric) | Harrogate | 567 | 771 | 1304 | 1912 | 2683 | 3688 | 4974 | 6600 | 8623 | 11122 | 14168 | 17819 | 22290 | 27016 | 32406 | 38430 | 45007 | 52576 | 60537 | 68629 | 76646 | 83656 | 89978 | 95540 | 100259 | 104172 | 107091 | 107865 | 108543 | 109142 | 109684 | 110182 | Harrogate | Leeds City Region | York and North Yorkshire
NG FES - Steady Progression | Number of electric cars and vans (hybrid and full electric) | Hartlepool | 152 | 218 | 390 | 602 | 888 | 1284 | 1800 | 2457 | 3274 | 4288 | 5522 | 7001 | 8819 | 10730 | 12912 | 15349 | 18011 | 21073 | 24296 | 27570 | 30815 | 33652 | 36212 | 38465 | 40374 | 41959 | 43141 | 43455 | 43731 | 43974 | 44195 | 44397 | Hartlepool | Tees Valley
NG FES - Steady Progression | Number of electric cars and vans (hybrid and full electric) | High Peak | 33 | 46 | 64 | 87 | 113 | 144 | 183 | 232 | 292 | 365 | 454 | 560 | 687 | 829 | 991 | 1171 | 1368 | 1595 | 1834 | 2076 | 2317 | 2526 | 2716 | 2883 | 3024 | 3141 | 3228 | 3252 | 3272 | 3290 | 3306 | 3321 | High Peak | Derby, Derbyshire, Nottingham and Nottinghamshire,
NG FES - Steady Progression | Number of electric cars and vans (hybrid and full electric) | Kingston upon Hull, City of | 997 | 1395 | 2009 | 2802 | 3731 | 4903 | 6390 | 8240 | 10508 | 13292 | 16676 | 20728 | 25569 | 30960 | 37110 | 43987 | 51491 | 60129 | 69214 | 78450 | 87597 | 95598 | 102811 | 109158 | 114542 | 119007 | 122339 | 123222 | 123995 | 124680 | 125295 | 125862 | Kingston upon Hull, City of | Humber
NG FES - Steady Progression | Number of electric cars and vans (hybrid and full electric) | Kirklees | 963 | 1496 | 2367 | 3624 | 5274 | 7542 | 10416 | 14021 | 18457 | 23905 | 30526 | 38454 | 47933 | 58498 | 70545 | 84024 | 98728 | 115660 | 133464 | 151573 | 169508 | 185200 | 199348 | 211804 | 222359 | 231120 | 237652 | 239399 | 240926 | 242279 | 243496 | 244613 | Kirklees | Leeds City Region
NG FES - Steady Progression | Number of electric cars and vans (hybrid and full electric) | Leeds | 2390 | 3573 | 5490 | 8178 | 11610 | 16237 | 22105 | 29440 | 38471 | 49555 | 63025 | 79156 | 98447 | 119937 | 144448 | 171866 | 201784 | 236219 | 272438 | 309275 | 345748 | 377659 | 406433 | 431769 | 453238 | 471053 | 484350 | 487895 | 490994 | 493741 | 496210 | 498481 | Leeds | Leeds City Region
NG FES - Steady Progression | Number of electric cars and vans (hybrid and full electric) | Middlesbrough | 176 | 258 | 476 | 755 | 1141 | 1687 | 2404 | 3318 | 4458 | 5867 | 7586 | 9647 | 12178 | 14841 | 17878 | 21274 | 24982 | 29248 | 33735 | 38298 | 42818 | 46772 | 50336 | 53475 | 56135 | 58345 | 59991 | 60430 | 60813 | 61154 | 61462 | 61743 | Middlesbrough | Tees Valley
NG FES - Steady Progression | Number of electric cars and vans (hybrid and full electric) | Newcastle upon Tyne | 448 | 619 | 1084 | 1633 | 2356 | 3323 | 4576 | 6169 | 8155 | 10609 | 13600 | 17188 | 21594 | 26225 | 31508 | 37418 | 43866 | 51287 | 59091 | 67031 | 74893 | 81767 | 87965 | 93421 | 98050 | 101888 | 104752 | 105513 | 106180 | 106770 | 107301 | 107789 | Newcastle upon Tyne | North Eastern
NG FES - Steady Progression | Number of electric cars and vans (hybrid and full electric) | North East Derbyshire | 85 | 123 | 183 | 264 | 365 | 497 | 663 | 871 | 1127 | 1442 | 1823 | 2281 | 2827 | 3436 | 4130 | 4906 | 5754 | 6729 | 7755 | 8799 | 9831 | 10735 | 11550 | 12267 | 12876 | 13380 | 13756 | 13856 | 13944 | 14022 | 14092 | 14156 | North East Derbyshire | Derby, Derbyshire, Nottingham and Nottinghamshire | Sheffield City Region
NG FES - Steady Progression | Number of electric cars and vans (hybrid and full electric) | North East Lincolnshire | 568 | 820 | 1213 | 1745 | 2395 | 3245 | 4322 | 5665 | 7317 | 9343 | 11804 | 14754 | 18279 | 22205 | 26687 | 31694 | 37161 | 43451 | 50070 | 56798 | 63463 | 69292 | 74548 | 79176 | 83099 | 86349 | 88777 | 89425 | 89991 | 90491 | 90939 | 91353 | North East Lincolnshire | Greater Lincolnshire | Humber
NG FES - Steady Progression | Number of electric cars and vans (hybrid and full electric) | North Lincolnshire | 598 | 884 | 1333 | 1957 | 2737 | 3781 | 5103 | 6753 | 8784 | 11276 | 14304 | 17931 | 22269 | 27098 | 32611 | 38773 | 45499 | 53241 | 61383 | 69662 | 77862 | 85036 | 91502 | 97195 | 102021 | 106027 | 109013 | 109811 | 110507 | 111122 | 111679 | 112188 | North Lincolnshire | Greater Lincolnshire | Humber
NG FES - Steady Progression | Number of electric cars and vans (hybrid and full electric) | North Tyneside | 353 | 503 | 898 | 1385 | 2043 | 2943 | 4120 | 5619 | 7482 | 9792 | 12606 | 15981 | 20122 | 24481 | 29452 | 35009 | 41078 | 48061 | 55402 | 62870 | 70268 | 76737 | 82568 | 87704 | 92059 | 95672 | 98367 | 99084 | 99712 | 100268 | 100767 | 101229 | North Tyneside | North Eastern
NG FES - Steady Progression | Number of electric cars and vans (hybrid and full electric) | Northumberland | 914 | 1234 | 2104 | 3082 | 4325 | 5935 | 7995 | 10605 | 13858 | 17875 | 22772 | 28648 | 35856 | 43441 | 52087 | 61754 | 72308 | 84451 | 97224 | 110213 | 123074 | 134320 | 144465 | 153392 | 160959 | 167240 | 171921 | 173165 | 174254 | 175217 | 176083 | 176878 | Northumberland | North Eastern
NG FES - Steady Progression | Number of electric cars and vans (hybrid and full electric) | Pendle | 57 | 84 | 126 | 187 | 261 | 361 | 488 | 647 | 841 | 1080 | 1370 | 1718 | 2133 | 2597 | 3125 | 3716 | 4360 | 5102 | 5883 | 6677 | 7463 | 8151 | 8770 | 9316 | 9778 | 10163 | 10450 | 10526 | 10592 | 10651 | 10704 | 10753 | Pendle | Lancashire
NG FES - Steady Progression | Number of electric cars and vans (hybrid and full electric) | Redcar and Cleveland | 204 | 301 | 561 | 893 | 1357 | 2012 | 2877 | 3979 | 5351 | 7050 | 9122 | 11605 | 14654 | 17865 | 21524 | 25617 | 30084 | 35227 | 40635 | 46133 | 51582 | 56346 | 60644 | 64424 | 67631 | 70292 | 72276 | 72805 | 73269 | 73679 | 74048 | 74389 | Redcar and Cleveland | Tees Valley
NG FES - Steady Progression | Number of electric cars and vans (hybrid and full electric) | Richmondshire | 127 | 172 | 303 | 455 | 656 | 926 | 1275 | 1718 | 2271 | 2954 | 3788 | 4786 | 6013 | 7302 | 8772 | 10417 | 12212 | 14278 | 16452 | 18660 | 20849 | 22764 | 24488 | 26008 | 27296 | 28364 | 29161 | 29373 | 29559 | 29723 | 29872 | 30007 | Richmondshire | York and North Yorkshire
NG FES - Steady Progression | Number of electric cars and vans (hybrid and full electric) | Rotherham | 1401 | 1940 | 2756 | 3800 | 4994 | 6478 | 8351 | 10678 | 13536 | 17040 | 21296 | 26397 | 32486 | 39268 | 47008 | 55658 | 65098 | 75965 | 87390 | 99010 | 110518 | 120577 | 129646 | 137632 | 144401 | 150018 | 154209 | 155317 | 156287 | 157149 | 157922 | 158633 | Rotherham | Sheffield City Region
NG FES - Steady Progression | Number of electric cars and vans (hybrid and full electric) | Ryedale | 212 | 289 | 487 | 713 | 1000 | 1374 | 1853 | 2459 | 3213 | 4146 | 5283 | 6644 | 8314 | 10076 | 12085 | 14332 | 16784 | 19606 | 22574 | 25591 | 28580 | 31194 | 33550 | 35626 | 37383 | 38842 | 39930 | 40220 | 40473 | 40698 | 40898 | 41084 | Ryedale | York and North Yorkshire
NG FES - Steady Progression | Number of electric cars and vans (hybrid and full electric) | Scarborough | 479 | 629 | 1018 | 1433 | 1921 | 2516 | 3262 | 4200 | 5361 | 6801 | 8552 | 10652 | 13220 | 15935 | 19029 | 22492 | 26265 | 30611 | 35180 | 39826 | 44424 | 48449 | 52076 | 55265 | 57972 | 60217 | 61891 | 62335 | 62722 | 63065 | 63373 | 63656 | Scarborough | York and North Yorkshire
NG FES - Steady Progression | Number of electric cars and vans (hybrid and full electric) | Selby | 310 | 456 | 697 | 1032 | 1452 | 2017 | 2731 | 3625 | 4724 | 6075 | 7716 | 9679 | 12029 | 14646 | 17631 | 20969 | 24610 | 28802 | 33210 | 37695 | 42134 | 46020 | 49523 | 52607 | 55219 | 57388 | 59007 | 59436 | 59816 | 60150 | 60452 | 60726 | Selby | Leeds City Region | York and North Yorkshire
NG FES - Steady Progression | Number of electric cars and vans (hybrid and full electric) | Sheffield | 2016 | 2845 | 4127 | 5820 | 7824 | 10390 | 13634 | 17676 | 22645 | 28736 | 36137 | 45010 | 55601 | 67401 | 80862 | 95918 | 112341 | 131249 | 151134 | 171350 | 191372 | 208884 | 224674 | 238573 | 250351 | 260131 | 267425 | 269361 | 271055 | 272557 | 273906 | 275142 | Sheffield | Sheffield City Region
NG FES - Steady Progression | Number of electric cars and vans (hybrid and full electric) | South Tyneside | 281 | 386 | 679 | 1018 | 1465 | 2065 | 2841 | 3825 | 5051 | 6570 | 8421 | 10639 | 13363 | 16226 | 19493 | 23148 | 27134 | 31722 | 36549 | 41459 | 46318 | 50569 | 54400 | 57776 | 60637 | 63011 | 64782 | 65253 | 65664 | 66028 | 66359 | 66659 | South Tyneside | North Eastern
NG FES - Steady Progression | Number of electric cars and vans (hybrid and full electric) | Stockton-on-Tees | 325 | 472 | 860 | 1349 | 2015 | 2951 | 4176 | 5736 | 7682 | 10087 | 13022 | 16539 | 20859 | 25404 | 30585 | 36383 | 42710 | 49989 | 57649 | 65435 | 73148 | 79895 | 85979 | 91334 | 95874 | 99642 | 102452 | 103201 | 103857 | 104436 | 104960 | 105440 | Stockton-on-Tees | Tees Valley
NG FES - Steady Progression | Number of electric cars and vans (hybrid and full electric) | Sunderland | 523 | 724 | 1276 | 1929 | 2793 | 3957 | 5471 | 7394 | 9789 | 12751 | 16364 | 20691 | 26010 | 31597 | 37977 | 45106 | 52890 | 61849 | 71271 | 80851 | 90339 | 98639 | 106121 | 112709 | 118294 | 122926 | 126383 | 127302 | 128107 | 128818 | 129461 | 130047 | Sunderland | North Eastern
NG FES - Steady Progression | Number of electric cars and vans (hybrid and full electric) | Wakefield | 1395 | 1998 | 2937 | 4195 | 5722 | 7703 | 10211 | 13338 | 17186 | 21902 | 27631 | 34495 | 42699 | 51842 | 62263 | 73921 | 86644 | 101287 | 116689 | 132347 | 147854 | 161417 | 173653 | 184419 | 193545 | 201120 | 206767 | 208269 | 209584 | 210750 | 211796 | 212758 | Wakefield | Leeds City Region
NG FES - Steady Progression | Number of electric cars and vans (hybrid and full electric) | West Lindsey | 671 | 898 | 1226 | 1618 | 2021 | 2478 | 3052 | 3763 | 4632 | 5695 | 6986 | 8531 | 10377 | 12432 | 14777 | 17395 | 20252 | 23543 | 27002 | 30519 | 34000 | 37041 | 39783 | 42201 | 44246 | 45944 | 47210 | 47542 | 47834 | 48091 | 48325 | 48537 | West Lindsey | Greater Lincolnshire
NG FES - Steady Progression | Number of electric cars and vans (hybrid and full electric) | York | 651 | 864 | 1443 | 2068 | 2836 | 3798 | 5010 | 6547 | 8458 | 10818 | 13694 | 17141 | 21374 | 25823 | 30898 | 36572 | 42761 | 49890 | 57385 | 65005 | 72552 | 79149 | 85099 | 90338 | 94775 | 98459 | 101205 | 101932 | 102570 | 103132 | 103640 | 104106 | York | Leeds City Region | York and North Yorkshire
NG FES - System Transformation | Number of electric cars and vans (hybrid and full electric) | Barnsley | 1314 | 1813 | 2578 | 3587 | 4850 | 6398 | 8407 | 11007 | 14331 | 18552 | 23846 | 30358 | 38494 | 47827 | 58535 | 70372 | 82362 | 94430 | 105871 | 115924 | 124386 | 131059 | 136032 | 139577 | 139612 | 138840 | 137713 | 136150 | 134062 | 132283 | 130283 | 128134 | Barnsley | Leeds City Region | Sheffield City Region
NG FES - System Transformation | Number of electric cars and vans (hybrid and full electric) | Bassetlaw | 481 | 619 | 813 | 1028 | 1241 | 1422 | 1637 | 1906 | 2248 | 2678 | 3214 | 3873 | 4697 | 5638 | 6718 | 7912 | 9118 | 10331 | 11483 | 12494 | 13347 | 14019 | 14520 | 14877 | 14878 | 14795 | 14675 | 14508 | 14287 | 14096 | 13884 | 13654 | Bassetlaw | Derby, Derbyshire, Nottingham and Nottinghamshire | Sheffield City Region
NG FES - System Transformation | Number of electric cars and vans (hybrid and full electric) | Bradford | 839 | 1344 | 2211 | 3509 | 5389 | 8041 | 11572 | 16171 | 22073 | 29584 | 39008 | 50607 | 65099 | 81732 | 100816 | 121914 | 143304 | 164837 | 185242 | 203178 | 218262 | 230162 | 239023 | 245350 | 245421 | 244069 | 242082 | 239331 | 235665 | 232536 | 229026 | 225249 | Bradford | Leeds City Region
NG FES - System Transformation | Number of electric cars and vans (hybrid and full electric) | Calderdale | 455 | 706 | 1129 | 1755 | 2647 | 3884 | 5528 | 7672 | 10417 | 13910 | 18296 | 23694 | 30436 | 38175 | 47053 | 56871 | 66823 | 76839 | 86333 | 94676 | 101694 | 107228 | 111354 | 114297 | 114330 | 113697 | 112774 | 111493 | 109785 | 108326 | 106691 | 104933 | Calderdale | Leeds City Region
NG FES - System Transformation | Number of electric cars and vans (hybrid and full electric) | County Durham | 1217 | 1674 | 2928 | 4431 | 6563 | 9416 | 13242 | 18296 | 24850 | 33255 | 43854 | 56915 | 73643 | 91909 | 112862 | 136024 | 159502 | 183130 | 205527 | 225208 | 241767 | 254828 | 264560 | 271506 | 271572 | 270068 | 267879 | 264838 | 260779 | 257316 | 253432 | 249249 | County Durham | North Eastern
NG FES - System Transformation | Number of electric cars and vans (hybrid and full electric) | Craven | 119 | 189 | 309 | 489 | 748 | 1112 | 1599 | 2232 | 3045 | 4076 | 5374 | 6968 | 8960 | 11249 | 13875 | 16775 | 19719 | 22682 | 25488 | 27955 | 30030 | 31667 | 32885 | 33756 | 33765 | 33580 | 33306 | 32928 | 32424 | 31992 | 31511 | 30991 | Craven | Leeds City Region | York and North Yorkshire
NG FES - System Transformation | Number of electric cars and vans (hybrid and full electric) | Darlington | 319 | 472 | 875 | 1407 | 2207 | 3339 | 4903 | 6972 | 9659 | 13105 | 17454 | 22814 | 29682 | 37178 | 45779 | 55289 | 64929 | 74632 | 83827 | 91908 | 98706 | 104068 | 108065 | 110914 | 110946 | 110331 | 109437 | 108192 | 106535 | 105122 | 103534 | 101825 | Darlington | Tees Valley
NG FES - System Transformation | Number of electric cars and vans (hybrid and full electric) | Doncaster | 1928 | 2635 | 3715 | 5114 | 6838 | 8911 | 11597 | 15067 | 19495 | 25124 | 32181 | 40861 | 51705 | 64139 | 78407 | 94176 | 110152 | 126236 | 141480 | 154876 | 166149 | 175037 | 181666 | 186390 | 186434 | 185402 | 183897 | 181806 | 179022 | 176646 | 173977 | 171107 | Doncaster | Sheffield City Region
NG FES - System Transformation | Number of electric cars and vans (hybrid and full electric) | East Lindsey | 684 | 889 | 1181 | 1514 | 1861 | 2190 | 2591 | 3097 | 3742 | 4556 | 5576 | 6828 | 8388 | 10179 | 12231 | 14501 | 16796 | 19105 | 21294 | 23219 | 24838 | 26115 | 27068 | 27749 | 27751 | 27598 | 27374 | 27064 | 26648 | 26294 | 25898 | 25469 | East Lindsey | Greater Lincolnshire
NG FES - System Transformation | Number of electric cars and vans (hybrid and full electric) | East Riding of Yorkshire | 1442 | 2070 | 3075 | 4469 | 6324 | 8750 | 11941 | 16084 | 21390 | 28133 | 36598 | 47009 | 60023 | 74944 | 92066 | 110990 | 130173 | 149483 | 167784 | 183862 | 197395 | 208067 | 216020 | 221691 | 221751 | 220524 | 218733 | 216247 | 212935 | 210109 | 206936 | 203521 | East Riding of Yorkshire | Humber | York and North Yorkshire
NG FES - System Transformation | Number of electric cars and vans (hybrid and full electric) | Gateshead | 390 | 536 | 938 | 1418 | 2105 | 3023 | 4251 | 5873 | 7983 | 10682 | 14090 | 18289 | 23666 | 29536 | 36271 | 43715 | 51263 | 58859 | 66056 | 72383 | 77705 | 81906 | 85034 | 87264 | 87286 | 86803 | 86099 | 85122 | 83818 | 82705 | 81454 | 80113 | Gateshead | North Eastern
NG FES - System Transformation | Number of electric cars and vans (hybrid and full electric) | Hambleton | 281 | 388 | 679 | 1029 | 1531 | 2202 | 3109 | 4302 | 5850 | 7836 | 10342 | 13428 | 17384 | 21698 | 26652 | 32126 | 37676 | 43261 | 48555 | 53206 | 57121 | 60207 | 62506 | 64147 | 64164 | 63808 | 63290 | 62572 | 61612 | 60796 | 59878 | 58891 | Hambleton | York and North Yorkshire
NG FES - System Transformation | Number of electric cars and vans (hybrid and full electric) | Harrogate | 567 | 771 | 1309 | 1943 | 2819 | 3964 | 5476 | 7465 | 10043 | 13345 | 17508 | 22639 | 29195 | 36378 | 44624 | 53733 | 62970 | 72267 | 81076 | 88816 | 95329 | 100471 | 104299 | 107030 | 107056 | 106464 | 105598 | 104400 | 102799 | 101436 | 99904 | 98256 | Harrogate | Leeds City Region | York and North Yorkshire
NG FES - System Transformation | Number of electric cars and vans (hybrid and full electric) | Hartlepool | 152 | 218 | 391 | 612 | 933 | 1379 | 1985 | 2790 | 3832 | 5169 | 6856 | 8936 | 11599 | 14506 | 17841 | 21529 | 25268 | 29030 | 32595 | 35729 | 38366 | 40446 | 41995 | 43100 | 43112 | 42874 | 42526 | 42042 | 41399 | 40849 | 40233 | 39569 | Hartlepool | Tees Valley
NG FES - System Transformation | Number of electric cars and vans (hybrid and full electric) | High Peak | 33 | 46 | 64 | 89 | 119 | 155 | 201 | 261 | 338 | 435 | 558 | 708 | 896 | 1111 | 1358 | 1631 | 1908 | 2186 | 2450 | 2682 | 2877 | 3031 | 3146 | 3228 | 3229 | 3211 | 3185 | 3149 | 3100 | 3059 | 3013 | 2963 | High Peak | Derby, Derbyshire, Nottingham and Nottinghamshire,
NG FES - System Transformation | Number of electric cars and vans (hybrid and full electric) | Kingston upon Hull, City of | 997 | 1395 | 2015 | 2849 | 3917 | 5265 | 7026 | 9309 | 12225 | 15933 | 20585 | 26306 | 33454 | 41652 | 51059 | 61457 | 71997 | 82604 | 92656 | 101492 | 108927 | 114789 | 119159 | 122274 | 122303 | 121631 | 120641 | 119271 | 117442 | 115883 | 114134 | 112252 | Kingston upon Hull, City of | Humber
NG FES - System Transformation | Number of electric cars and vans (hybrid and full electric) | Kirklees | 963 | 1496 | 2375 | 3685 | 5538 | 8109 | 11529 | 15976 | 21679 | 28933 | 38043 | 49251 | 63251 | 79318 | 97754 | 118137 | 138804 | 159603 | 179316 | 196640 | 211213 | 222708 | 231273 | 237383 | 237448 | 236136 | 234217 | 231561 | 228010 | 224981 | 221586 | 217931 | Kirklees | Leeds City Region
NG FES - System Transformation | Number of electric cars and vans (hybrid and full electric) | Leeds | 2390 | 3573 | 5514 | 8315 | 12195 | 17454 | 24417 | 33481 | 45089 | 59851 | 78382 | 101181 | 129662 | 162349 | 199855 | 241316 | 283348 | 325654 | 365747 | 400982 | 430626 | 454003 | 471430 | 483857 | 483988 | 481318 | 477407 | 471986 | 464754 | 458579 | 451654 | 444205 | Leeds | Leeds City Region
NG FES - System Transformation | Number of electric cars and vans (hybrid and full electric) | Middlesbrough | 176 | 258 | 478 | 766 | 1200 | 1812 | 2657 | 3774 | 5225 | 7088 | 9436 | 12334 | 16043 | 20093 | 24739 | 29876 | 35084 | 40324 | 45293 | 49659 | 53330 | 56227 | 58387 | 59926 | 59943 | 59611 | 59127 | 58455 | 57561 | 56796 | 55938 | 55015 | Middlesbrough | Tees Valley
NG FES - System Transformation | Number of electric cars and vans (hybrid and full electric) | Newcastle upon Tyne | 448 | 619 | 1089 | 1661 | 2475 | 3570 | 5044 | 6993 | 9520 | 12763 | 16855 | 21890 | 28345 | 35389 | 43473 | 52406 | 61465 | 70580 | 79219 | 86813 | 93200 | 98239 | 101994 | 104670 | 104696 | 104119 | 103275 | 102102 | 100536 | 99203 | 97703 | 96093 | Newcastle upon Tyne | North Eastern
NG FES - System Transformation | Number of electric cars and vans (hybrid and full electric) | North East Derbyshire | 85 | 123 | 184 | 269 | 383 | 533 | 731 | 988 | 1317 | 1736 | 2260 | 2906 | 3714 | 4640 | 5702 | 6876 | 8066 | 9264 | 10400 | 11397 | 12238 | 12900 | 13393 | 13745 | 13749 | 13672 | 13562 | 13408 | 13202 | 13027 | 12830 | 12618 | North East Derbyshire | Derby, Derbyshire, Nottingham and Nottinghamshire | Sheffield City Region
NG FES - System Transformation | Number of electric cars and vans (hybrid and full electric) | North East Lincolnshire | 568 | 820 | 1218 | 1772 | 2515 | 3484 | 4763 | 6422 | 8545 | 11243 | 14631 | 18796 | 24000 | 29973 | 36825 | 44400 | 52078 | 59808 | 67131 | 73567 | 78982 | 83255 | 86440 | 88708 | 88729 | 88242 | 87525 | 86531 | 85206 | 84074 | 82804 | 81437 | North East Lincolnshire | Greater Lincolnshire | Humber
NG FES - System Transformation | Number of electric cars and vans (hybrid and full electric) | North Lincolnshire | 598 | 884 | 1339 | 1991 | 2877 | 4065 | 5632 | 7671 | 10282 | 13601 | 17768 | 22891 | 29295 | 36642 | 45075 | 54393 | 63841 | 73353 | 82364 | 90283 | 96948 | 102203 | 106119 | 108914 | 108941 | 108339 | 107462 | 106238 | 104611 | 103224 | 101665 | 99988 | North Lincolnshire | Greater Lincolnshire | Humber
NG FES - System Transformation | Number of electric cars and vans (hybrid and full electric) | North Tyneside | 353 | 503 | 905 | 1408 | 2146 | 3161 | 4546 | 6377 | 8756 | 11804 | 15651 | 20391 | 26461 | 33089 | 40694 | 49099 | 57622 | 66200 | 74326 | 81473 | 87484 | 92224 | 95759 | 98277 | 98301 | 97759 | 96965 | 95864 | 94395 | 93142 | 91735 | 90222 | North Tyneside | North Eastern
NG FES - System Transformation | Number of electric cars and vans (hybrid and full electric) | Northumberland | 914 | 1234 | 2115 | 3133 | 4542 | 6373 | 8795 | 11990 | 16131 | 21440 | 28131 | 36378 | 46943 | 58468 | 71699 | 86316 | 101136 | 116050 | 130186 | 142610 | 153061 | 161304 | 167451 | 171833 | 171871 | 170921 | 169533 | 167609 | 165042 | 162851 | 160392 | 157745 | Northumberland | North Eastern
NG FES - System Transformation | Number of electric cars and vans (hybrid and full electric) | Pendle | 57 | 84 | 128 | 189 | 275 | 389 | 538 | 734 | 984 | 1302 | 1701 | 2193 | 2807 | 3511 | 4320 | 5213 | 6119 | 7031 | 7894 | 8653 | 9292 | 9797 | 10171 | 10440 | 10441 | 10384 | 10300 | 10183 | 10028 | 9893 | 9745 | 9583 | Pendle | Lancashire
NG FES - System Transformation | Number of electric cars and vans (hybrid and full electric) | Redcar and Cleveland | 204 | 301 | 562 | 907 | 1426 | 2163 | 3178 | 4526 | 6275 | 8520 | 11351 | 14841 | 19312 | 24192 | 29793 | 35984 | 42259 | 48576 | 54562 | 59823 | 64249 | 67741 | 70342 | 72197 | 72217 | 71818 | 71235 | 70426 | 69348 | 68426 | 67394 | 66283 | Redcar and Cleveland | Tees Valley
NG FES - System Transformation | Number of electric cars and vans (hybrid and full electric) | Richmondshire | 127 | 172 | 304 | 462 | 689 | 995 | 1405 | 1947 | 2650 | 3554 | 4693 | 6094 | 7892 | 9854 | 12103 | 14590 | 17113 | 19649 | 22053 | 24168 | 25946 | 27347 | 28392 | 29140 | 29147 | 28987 | 28750 | 28424 | 27987 | 27618 | 27200 | 26751 | Richmondshire | York and North Yorkshire
NG FES - System Transformation | Number of electric cars and vans (hybrid and full electric) | Rotherham | 1401 | 1940 | 2771 | 3863 | 5248 | 6954 | 9175 | 12048 | 15718 | 20386 | 26238 | 33437 | 42426 | 52742 | 64575 | 77656 | 90908 | 104251 | 116896 | 128010 | 137360 | 144735 | 150233 | 154150 | 154187 | 153336 | 152091 | 150363 | 148060 | 146094 | 143888 | 141514 | Rotherham | Sheffield City Region
NG FES - System Transformation | Number of electric cars and vans (hybrid and full electric) | Ryedale | 212 | 289 | 488 | 725 | 1051 | 1475 | 2039 | 2781 | 3743 | 4974 | 6527 | 8442 | 10889 | 13568 | 16641 | 20038 | 23481 | 26947 | 30231 | 33117 | 35547 | 37462 | 38890 | 39908 | 39918 | 39698 | 39375 | 38927 | 38331 | 37823 | 37251 | 36637 | Ryedale | York and North Yorkshire
NG FES - System Transformation | Number of electric cars and vans (hybrid and full electric) | Scarborough | 479 | 629 | 1022 | 1454 | 2019 | 2704 | 3578 | 4727 | 6208 | 8107 | 10501 | 13447 | 17214 | 21339 | 26072 | 31304 | 36603 | 41936 | 46991 | 51435 | 55176 | 58124 | 60321 | 61888 | 61902 | 61562 | 61060 | 60366 | 59442 | 58652 | 57767 | 56814 | Scarborough | York and North Yorkshire
NG FES - System Transformation | Number of electric cars and vans (hybrid and full electric) | Selby | 310 | 456 | 701 | 1049 | 1525 | 2167 | 3017 | 4119 | 5532 | 7331 | 9586 | 12363 | 15833 | 19812 | 24377 | 29426 | 34541 | 39692 | 44571 | 48862 | 52471 | 55315 | 57438 | 58948 | 58966 | 58641 | 58163 | 57504 | 56622 | 55870 | 55027 | 54121 | Selby | Leeds City Region | York and North Yorkshire
NG FES - System Transformation | Number of electric cars and vans (hybrid and full electric) | Sheffield | 2016 | 2845 | 4148 | 5915 | 8220 | 11160 | 15010 | 19995 | 26379 | 34492 | 44675 | 57197 | 72836 | 90784 | 111372 | 134140 | 157206 | 180423 | 202432 | 221771 | 238041 | 250879 | 260439 | 267258 | 267327 | 265852 | 263692 | 260697 | 256704 | 253294 | 249473 | 245356 | Sheffield | Sheffield City Region
NG FES - System Transformation | Number of electric cars and vans (hybrid and full electric) | South Tyneside | 281 | 386 | 680 | 1034 | 1540 | 2218 | 3129 | 4335 | 5899 | 7903 | 10431 | 13547 | 17539 | 21893 | 26893 | 32415 | 38018 | 43653 | 48995 | 53689 | 57640 | 60756 | 63076 | 64732 | 64749 | 64392 | 63869 | 63144 | 62174 | 61349 | 60422 | 59426 | South Tyneside | North Eastern
NG FES - System Transformation | Number of electric cars and vans (hybrid and full electric) | Stockton-on-Tees | 325 | 472 | 863 | 1368 | 2119 | 3170 | 4611 | 6520 | 8997 | 12176 | 16186 | 21130 | 27461 | 34373 | 42301 | 51066 | 59953 | 68898 | 77378 | 84826 | 91092 | 96037 | 99721 | 102349 | 102376 | 101810 | 100983 | 99836 | 98308 | 97002 | 95538 | 93961 | Stockton-on-Tees | Tees Valley
NG FES - System Transformation | Number of electric cars and vans (hybrid and full electric) | Sunderland | 523 | 724 | 1280 | 1958 | 2933 | 4251 | 6032 | 8383 | 11434 | 15348 | 20280 | 26363 | 34152 | 42657 | 52414 | 63197 | 74129 | 85131 | 95559 | 104727 | 112434 | 118517 | 123049 | 126281 | 126315 | 125614 | 124597 | 123180 | 121294 | 119684 | 117876 | 115931 | Sunderland | North Eastern
NG FES - System Transformation | Number of electric cars and vans (hybrid and full electric) | Wakefield | 1395 | 1998 | 2951 | 4264 | 6011 | 8275 | 11253 | 15110 | 20054 | 26334 | 34217 | 43914 | 56024 | 69928 | 85873 | 103504 | 121373 | 139358 | 156400 | 171380 | 183983 | 193924 | 201335 | 206615 | 206666 | 205528 | 203859 | 201544 | 198453 | 195820 | 192862 | 189681 | Wakefield | Leeds City Region
NG FES - System Transformation | Number of electric cars and vans (hybrid and full electric) | West Lindsey | 671 | 898 | 1232 | 1644 | 2122 | 2655 | 3339 | 4213 | 5329 | 6743 | 8516 | 10700 | 13422 | 16545 | 20126 | 24085 | 28096 | 32133 | 35958 | 39319 | 42150 | 44381 | 46046 | 47233 | 47240 | 46980 | 46597 | 46070 | 45362 | 44761 | 44085 | 43357 | West Lindsey | Greater Lincolnshire
NG FES - System Transformation | Number of electric cars and vans (hybrid and full electric) | York | 651 | 864 | 1450 | 2103 | 2981 | 4078 | 5506 | 7386 | 9816 | 12932 | 16861 | 21702 | 27900 | 34665 | 42427 | 51006 | 59699 | 68452 | 76743 | 84032 | 90165 | 95002 | 98605 | 101179 | 101202 | 100643 | 99823 | 98690 | 97178 | 95889 | 94442 | 92882 | York | Leeds City Region | York and North Yorkshire
NG FES - Consumer Transformation | Total number of domestic heat pumps | Barnsley | 834 | 999 | 1254 | 1816 | 2431 | 3139 | 3983 | 5179 | 6645 | 8914 | 12136 | 15850 | 20819 | 26047 | 31198 | 36121 | 40906 | 47929 | 53656 | 59317 | 64852 | 70261 | 75957 | 81204 | 85505 | 89078 | 91842 | 94195 | 96078 | 97633 | 99204 | 100787 | Barnsley | Leeds City Region | Sheffield City Region
NG FES - Consumer Transformation | Total number of domestic heat pumps | Bassetlaw | 78 | 97 | 120 | 163 | 207 | 261 | 325 | 416 | 526 | 695 | 917 | 1171 | 1507 | 1874 | 2225 | 2574 | 2906 | 3395 | 3791 | 4182 | 4561 | 4932 | 5327 | 5688 | 5981 | 6224 | 6419 | 6583 | 6706 | 6806 | 6908 | 7011 | Bassetlaw | Derby, Derbyshire, Nottingham and Nottinghamshire | Sheffield City Region
NG FES - Consumer Transformation | Total number of domestic heat pumps | Bradford | 896 | 1024 | 1323 | 2157 | 3118 | 4185 | 5401 | 7070 | 9104 | 12241 | 16799 | 22792 | 30916 | 39853 | 48914 | 57901 | 66959 | 80438 | 91421 | 102274 | 112916 | 123268 | 134043 | 144027 | 152145 | 158791 | 163586 | 167641 | 170916 | 173558 | 176217 | 178880 | Bradford | Leeds City Region
NG FES - Consumer Transformation | Total number of domestic heat pumps | Calderdale | 363 | 417 | 532 | 846 | 1203 | 1607 | 2073 | 2715 | 3493 | 4688 | 6409 | 8781 | 11999 | 15623 | 19303 | 23062 | 26900 | 32639 | 37294 | 41890 | 46341 | 50661 | 55163 | 59328 | 62698 | 65443 | 67440 | 69112 | 70437 | 71488 | 72547 | 73609 | Calderdale | Leeds City Region
NG FES - Consumer Transformation | Total number of domestic heat pumps | County Durham | 1558 | 1939 | 2415 | 3553 | 4799 | 6210 | 7852 | 9935 | 12654 | 16840 | 22741 | 30013 | 40002 | 50611 | 61116 | 71568 | 81977 | 97549 | 110028 | 122352 | 134299 | 146341 | 159539 | 170375 | 179632 | 187126 | 193426 | 198506 | 201627 | 204798 | 207991 | 211190 | County Durham | North Eastern
NG FES - Consumer Transformation | Total number of domestic heat pumps | Craven | 147 | 167 | 204 | 293 | 393 | 512 | 671 | 905 | 1193 | 1640 | 2220 | 2877 | 3748 | 4658 | 5552 | 6427 | 7282 | 8529 | 9530 | 10514 | 11424 | 12299 | 13218 | 14066 | 14757 | 15329 | 15760 | 16126 | 16419 | 16658 | 16900 | 17143 | Craven | Leeds City Region | York and North Yorkshire
NG FES - Consumer Transformation | Total number of domestic heat pumps | Darlington | 227 | 264 | 335 | 548 | 793 | 1060 | 1362 | 1734 | 2218 | 2963 | 4005 | 5404 | 7339 | 9478 | 11596 | 13711 | 15821 | 19030 | 21611 | 24165 | 26662 | 29178 | 31913 | 34169 | 36089 | 37607 | 38809 | 39777 | 40382 | 40995 | 41609 | 42220 | Darlington | Tees Valley
NG FES - Consumer Transformation | Total number of domestic heat pumps | Doncaster | 982 | 1176 | 1469 | 2121 | 2828 | 3638 | 4534 | 5755 | 7222 | 9467 | 12611 | 16539 | 21807 | 27603 | 33283 | 38997 | 44700 | 53171 | 60048 | 66838 | 73480 | 79945 | 86760 | 93007 | 98069 | 102222 | 105330 | 107945 | 110034 | 111707 | 113396 | 115091 | Doncaster | Sheffield City Region
NG FES - Consumer Transformation | Total number of domestic heat pumps | East Lindsey | 195 | 225 | 269 | 364 | 467 | 618 | 852 | 1220 | 1678 | 2390 | 3123 | 3919 | 4927 | 5994 | 6989 | 7943 | 8744 | 9906 | 10827 | 11730 | 12538 | 13316 | 14145 | 14902 | 15516 | 16025 | 16433 | 16776 | 17046 | 17264 | 17485 | 17707 | East Lindsey | Greater Lincolnshire
NG FES - Consumer Transformation | Total number of domestic heat pumps | East Riding of Yorkshire | 1554 | 1771 | 2108 | 2864 | 3688 | 4708 | 5962 | 7761 | 9940 | 13281 | 17350 | 22218 | 28620 | 35577 | 42274 | 49027 | 55525 | 65103 | 72784 | 80335 | 87505 | 94475 | 101873 | 108630 | 114072 | 118535 | 121980 | 124859 | 127142 | 128949 | 130776 | 132611 | East Riding of Yorkshire | Humber | York and North Yorkshire
NG FES - Consumer Transformation | Total number of domestic heat pumps | Gateshead | 425 | 507 | 641 | 1014 | 1441 | 1904 | 2429 | 3077 | 3916 | 5203 | 7115 | 9652 | 13188 | 17072 | 20920 | 24793 | 28664 | 34562 | 39313 | 44022 | 48643 | 53297 | 58377 | 62553 | 66113 | 68976 | 71344 | 73238 | 74362 | 75505 | 76660 | 77818 | Gateshead | North Eastern
NG FES - Consumer Transformation | Total number of domestic heat pumps | Hambleton | 412 | 490 | 588 | 819 | 1070 | 1399 | 1811 | 2369 | 3100 | 4228 | 5541 | 7002 | 8948 | 10879 | 12791 | 14601 | 16330 | 18935 | 20981 | 22972 | 24800 | 26631 | 28648 | 30290 | 31692 | 32828 | 33800 | 34588 | 35082 | 35585 | 36089 | 36594 | Hambleton | York and North Yorkshire
NG FES - Consumer Transformation | Total number of domestic heat pumps | Harrogate | 442 | 517 | 628 | 917 | 1240 | 1601 | 2032 | 2579 | 3275 | 4334 | 5708 | 7573 | 10120 | 12941 | 15724 | 18508 | 21245 | 25637 | 29142 | 32590 | 35896 | 39223 | 42873 | 45857 | 48370 | 50375 | 52041 | 53364 | 54156 | 54946 | 55741 | 56532 | Harrogate | Leeds City Region | York and North Yorkshire
NG FES - Consumer Transformation | Total number of domestic heat pumps | Hartlepool | 261 | 313 | 395 | 618 | 870 | 1150 | 1467 | 1864 | 2385 | 3189 | 4316 | 5704 | 7618 | 9635 | 11632 | 13614 | 15595 | 18479 | 20795 | 23083 | 25327 | 27571 | 29990 | 31989 | 33701 | 35074 | 36186 | 37095 | 37683 | 38279 | 38876 | 39473 | Hartlepool | Tees Valley
NG FES - Consumer Transformation | Total number of domestic heat pumps | High Peak | 6 | 7 | 9 | 12 | 16 | 25 | 45 | 80 | 124 | 194 | 258 | 327 | 413 | 504 | 588 | 670 | 738 | 837 | 914 | 988 | 1045 | 1098 | 1155 | 1207 | 1249 | 1283 | 1310 | 1332 | 1349 | 1363 | 1377 | 1391 | High Peak | Derby, Derbyshire, Nottingham and Nottinghamshire,
NG FES - Consumer Transformation | Total number of domestic heat pumps | Kingston upon Hull, City of | 563 | 652 | 850 | 1409 | 2047 | 2744 | 3501 | 4511 | 5731 | 7604 | 10250 | 13700 | 18375 | 23533 | 28681 | 33827 | 39038 | 46784 | 53084 | 59313 | 65421 | 71313 | 77445 | 83093 | 87688 | 91439 | 93994 | 96162 | 97941 | 99377 | 100820 | 102262 | Kingston upon Hull, City of | Humber
NG FES - Consumer Transformation | Total number of domestic heat pumps | Kirklees | 851 | 979 | 1257 | 2018 | 2887 | 3852 | 4930 | 6396 | 8172 | 10900 | 14778 | 19912 | 26848 | 34498 | 42173 | 49883 | 57691 | 69329 | 78793 | 88134 | 97268 | 106148 | 115433 | 123999 | 130936 | 136597 | 140611 | 144008 | 146817 | 149063 | 151317 | 153566 | Kirklees | Leeds City Region
NG FES - Consumer Transformation | Total number of domestic heat pumps | Leeds | 1478 | 1702 | 2221 | 3669 | 5337 | 7181 | 9268 | 12126 | 15604 | 20968 | 28475 | 38067 | 50955 | 64790 | 78585 | 92188 | 105862 | 126181 | 142729 | 159041 | 175024 | 190535 | 206752 | 221707 | 233812 | 243717 | 250705 | 256698 | 261905 | 266102 | 270294 | 274449 | Leeds | Leeds City Region
NG FES - Consumer Transformation | Total number of domestic heat pumps | Middlesbrough | 324 | 391 | 499 | 803 | 1150 | 1530 | 1959 | 2493 | 3191 | 4268 | 5772 | 7687 | 10326 | 13128 | 15901 | 18663 | 21429 | 25499 | 28770 | 32000 | 35168 | 38329 | 41712 | 44503 | 46885 | 48789 | 50335 | 51599 | 52437 | 53282 | 54126 | 54965 | Middlesbrough | Tees Valley
NG FES - Consumer Transformation | Total number of domestic heat pumps | Newcastle upon Tyne | 659 | 768 | 961 | 1495 | 2116 | 2832 | 3650 | 4694 | 6070 | 8203 | 11266 | 15007 | 20158 | 25476 | 30740 | 35966 | 41168 | 48670 | 54714 | 60685 | 66548 | 72458 | 78902 | 84214 | 88757 | 92450 | 95589 | 98162 | 99859 | 101575 | 103294 | 105004 | Newcastle upon Tyne | North Eastern
NG FES - Consumer Transformation | Total number of domestic heat pumps | North East Derbyshire | 33 | 38 | 49 | 81 | 119 | 164 | 219 | 300 | 398 | 550 | 733 | 982 | 1307 | 1660 | 2006 | 2354 | 2692 | 3201 | 3615 | 4020 | 4417 | 4804 | 5212 | 5588 | 5885 | 6127 | 6305 | 6459 | 6602 | 6714 | 6824 | 6932 | North East Derbyshire | Derby, Derbyshire, Nottingham and Nottinghamshire | Sheffield City Region
NG FES - Consumer Transformation | Total number of domestic heat pumps | North East Lincolnshire | 401 | 461 | 578 | 881 | 1223 | 1612 | 2042 | 2625 | 3325 | 4394 | 5868 | 7866 | 10553 | 13559 | 16549 | 19604 | 22691 | 27310 | 31059 | 34754 | 38370 | 41892 | 45590 | 48994 | 51732 | 53961 | 55575 | 56932 | 58052 | 58934 | 59819 | 60702 | North East Lincolnshire | Greater Lincolnshire | Humber
NG FES - Consumer Transformation | Total number of domestic heat pumps | North Lincolnshire | 644 | 746 | 908 | 1278 | 1683 | 2181 | 2790 | 3665 | 4727 | 6362 | 8368 | 10794 | 13986 | 17459 | 20795 | 24127 | 27309 | 32019 | 35822 | 39566 | 43173 | 46681 | 50402 | 53802 | 56544 | 58793 | 60504 | 61943 | 63112 | 64042 | 64981 | 65919 | North Lincolnshire | Greater Lincolnshire | Humber
NG FES - Consumer Transformation | Total number of domestic heat pumps | North Tyneside | 449 | 527 | 673 | 1113 | 1620 | 2149 | 2739 | 3449 | 4359 | 5746 | 7669 | 10281 | 13896 | 17849 | 21763 | 25713 | 29663 | 35772 | 40676 | 45516 | 50259 | 55024 | 60215 | 64458 | 68059 | 70884 | 73094 | 74874 | 75997 | 77131 | 78265 | 79390 | North Tyneside | North Eastern
NG FES - Consumer Transformation | Total number of domestic heat pumps | Northumberland | 1025 | 1243 | 1524 | 2209 | 2963 | 3975 | 5238 | 6961 | 9231 | 12743 | 16933 | 21739 | 28191 | 34793 | 41331 | 47581 | 53579 | 62725 | 69956 | 77032 | 83548 | 90088 | 97282 | 103170 | 108202 | 112265 | 115661 | 118392 | 120042 | 121722 | 123417 | 125118 | Northumberland | North Eastern
NG FES - Consumer Transformation | Total number of domestic heat pumps | Pendle | 51 | 60 | 73 | 98 | 124 | 158 | 200 | 259 | 330 | 439 | 571 | 760 | 1008 | 1299 | 1577 | 1877 | 2174 | 2626 | 2991 | 3350 | 3697 | 4036 | 4400 | 4730 | 4992 | 5203 | 5368 | 5505 | 5616 | 5701 | 5786 | 5871 | Pendle | Lancashire
NG FES - Consumer Transformation | Total number of domestic heat pumps | Redcar and Cleveland | 326 | 401 | 504 | 771 | 1069 | 1410 | 1805 | 2310 | 2970 | 3989 | 5428 | 7271 | 9810 | 12539 | 15240 | 17944 | 20636 | 24706 | 27978 | 31214 | 34365 | 37528 | 40974 | 43799 | 46209 | 48158 | 49794 | 51109 | 51910 | 52723 | 53543 | 54363 | Redcar and Cleveland | Tees Valley
NG FES - Consumer Transformation | Total number of domestic heat pumps | Richmondshire | 235 | 285 | 342 | 463 | 592 | 793 | 1055 | 1426 | 1917 | 2677 | 3524 | 4411 | 5580 | 6707 | 7823 | 8857 | 9829 | 11352 | 12527 | 13657 | 14601 | 15542 | 16583 | 17428 | 18149 | 18741 | 19268 | 19690 | 19941 | 20197 | 20456 | 20717 | Richmondshire | York and North Yorkshire
NG FES - Consumer Transformation | Total number of domestic heat pumps | Rotherham | 781 | 914 | 1150 | 1734 | 2388 | 3121 | 3943 | 5069 | 6431 | 8526 | 11466 | 15064 | 19900 | 25112 | 30238 | 35306 | 40369 | 47856 | 53940 | 59948 | 65814 | 71519 | 77526 | 83038 | 87521 | 91204 | 93861 | 96117 | 97967 | 99467 | 100976 | 102486 | Rotherham | Sheffield City Region
NG FES - Consumer Transformation | Total number of domestic heat pumps | Ryedale | 289 | 345 | 412 | 556 | 712 | 915 | 1168 | 1513 | 1965 | 2663 | 3527 | 4470 | 5728 | 6957 | 8171 | 9334 | 10460 | 12102 | 13394 | 14653 | 15816 | 16985 | 18276 | 19334 | 20237 | 20986 | 21662 | 22214 | 22572 | 22930 | 23291 | 23652 | Ryedale | York and North Yorkshire
NG FES - Consumer Transformation | Total number of domestic heat pumps | Scarborough | 337 | 412 | 507 | 729 | 972 | 1257 | 1599 | 2044 | 2622 | 3512 | 4791 | 6403 | 8626 | 11082 | 13510 | 15918 | 18288 | 21895 | 24797 | 27677 | 30469 | 33282 | 36351 | 38897 | 41072 | 42854 | 44385 | 45601 | 46291 | 46988 | 47698 | 48418 | Scarborough | York and North Yorkshire
NG FES - Consumer Transformation | Total number of domestic heat pumps | Selby | 472 | 543 | 652 | 890 | 1149 | 1485 | 1938 | 2616 | 3453 | 4750 | 6254 | 7856 | 9928 | 12055 | 14080 | 15964 | 17620 | 20001 | 21911 | 23788 | 25554 | 27267 | 29076 | 30737 | 32098 | 33236 | 34148 | 34925 | 35552 | 36073 | 36600 | 37130 | Selby | Leeds City Region | York and North Yorkshire
NG FES - Consumer Transformation | Total number of domestic heat pumps | Sheffield | 1033 | 1201 | 1554 | 2492 | 3566 | 4757 | 6073 | 7852 | 10001 | 13294 | 18074 | 24397 | 32959 | 42332 | 51752 | 61187 | 70783 | 85088 | 96726 | 108207 | 119474 | 130383 | 141760 | 152257 | 160748 | 167693 | 172775 | 177078 | 180636 | 183483 | 186341 | 189192 | Sheffield | Sheffield City Region
NG FES - Consumer Transformation | Total number of domestic heat pumps | South Tyneside | 312 | 372 | 475 | 769 | 1108 | 1470 | 1877 | 2376 | 3021 | 4010 | 5482 | 7458 | 10223 | 13275 | 16299 | 19347 | 22398 | 27057 | 30810 | 34530 | 38184 | 41854 | 45840 | 49121 | 51919 | 54160 | 55990 | 57453 | 58318 | 59199 | 60088 | 60981 | South Tyneside | North Eastern
NG FES - Consumer Transformation | Total number of domestic heat pumps | Stockton-on-Tees | 501 | 587 | 741 | 1198 | 1721 | 2287 | 2923 | 3707 | 4727 | 6297 | 8433 | 11100 | 14766 | 18630 | 22456 | 26269 | 30085 | 35718 | 40235 | 44694 | 49062 | 53450 | 58235 | 62164 | 65522 | 68163 | 70195 | 71858 | 72953 | 74059 | 75165 | 76264 | Stockton-on-Tees | Tees Valley
NG FES - Consumer Transformation | Total number of domestic heat pumps | Sunderland | 515 | 616 | 794 | 1315 | 1912 | 2539 | 3241 | 4091 | 5186 | 6861 | 9307 | 12683 | 17398 | 22719 | 27988 | 33287 | 38592 | 46759 | 53335 | 59856 | 66254 | 72681 | 79648 | 85394 | 90284 | 94165 | 97248 | 99707 | 101164 | 102644 | 104137 | 105634 | Sunderland | North Eastern
NG FES - Consumer Transformation | Total number of domestic heat pumps | Wakefield | 881 | 1040 | 1343 | 2119 | 2997 | 3978 | 5124 | 6723 | 8683 | 11721 | 15972 | 20992 | 27726 | 34848 | 41890 | 48626 | 55217 | 64913 | 72827 | 80655 | 88331 | 95815 | 103664 | 110900 | 116832 | 121730 | 125219 | 128211 | 130690 | 132740 | 134802 | 136865 | Wakefield | Leeds City Region
NG FES - Consumer Transformation | Total number of domestic heat pumps | West Lindsey | 227 | 267 | 329 | 461 | 607 | 815 | 1143 | 1662 | 2310 | 3323 | 4427 | 5610 | 7125 | 8709 | 10210 | 11613 | 12800 | 14518 | 15894 | 17248 | 18479 | 19667 | 20922 | 22075 | 23023 | 23815 | 24453 | 24993 | 25410 | 25757 | 26110 | 26466 | West Lindsey | Greater Lincolnshire
NG FES - Consumer Transformation | Total number of domestic heat pumps | York | 556 | 650 | 804 | 1233 | 1722 | 2271 | 2903 | 3699 | 4740 | 6344 | 8555 | 11279 | 15020 | 18985 | 22911 | 26781 | 30624 | 36263 | 40787 | 45255 | 49622 | 54014 | 58778 | 62715 | 66082 | 68785 | 70998 | 72798 | 73950 | 75116 | 76287 | 77456 | York | Leeds City Region | York and North Yorkshire
NG FES - Leading the Way | Total number of domestic heat pumps | Barnsley | 834 | 999 | 1408 | 3233 | 5380 | 7908 | 10808 | 14724 | 19092 | 23676 | 28293 | 32970 | 37864 | 42597 | 47282 | 51945 | 56597 | 61050 | 64779 | 68515 | 71796 | 74819 | 77201 | 78618 | 79603 | 80511 | 81301 | 82154 | 82904 | 83689 | 84411 | 85115 | Barnsley | Leeds City Region | Sheffield City Region
NG FES - Leading the Way | Total number of domestic heat pumps | Bassetlaw | 78 | 97 | 135 | 265 | 427 | 610 | 816 | 1078 | 1394 | 1740 | 2089 | 2419 | 2755 | 3079 | 3397 | 3713 | 4028 | 4327 | 4578 | 4829 | 5050 | 5252 | 5410 | 5500 | 5558 | 5609 | 5652 | 5698 | 5739 | 5782 | 5821 | 5858 | Bassetlaw | Derby, Derbyshire, Nottingham and Nottinghamshire | Sheffield City Region
NG FES - Leading the Way | Total number of domestic heat pumps | Bradford | 896 | 1024 | 1495 | 4211 | 7203 | 10675 | 14637 | 20079 | 27225 | 35530 | 43959 | 52835 | 62204 | 71269 | 80236 | 89184 | 98101 | 106586 | 113646 | 120686 | 126825 | 132433 | 136683 | 139064 | 140572 | 141993 | 143179 | 144516 | 145621 | 146778 | 147811 | 148804 | Bradford | Leeds City Region
NG FES - Leading the Way | Total number of domestic heat pumps | Calderdale | 363 | 417 | 598 | 1626 | 2773 | 4085 | 5564 | 7591 | 10528 | 14108 | 17708 | 21469 | 25438 | 29264 | 33002 | 36720 | 40422 | 43938 | 46857 | 49768 | 52296 | 54597 | 56315 | 57235 | 57782 | 58303 | 58724 | 59211 | 59597 | 60001 | 60353 | 60688 | Calderdale | Leeds City Region
NG FES - Leading the Way | Total number of domestic heat pumps | County Durham | 1558 | 1939 | 2583 | 5984 | 9879 | 14381 | 19503 | 26518 | 35175 | 44950 | 54662 | 64623 | 75413 | 85479 | 95490 | 105462 | 115317 | 126268 | 134186 | 142108 | 149082 | 155436 | 161373 | 164292 | 166118 | 167856 | 169336 | 171472 | 172848 | 174088 | 175389 | 176642 | County Durham | North Eastern
NG FES - Leading the Way | Total number of domestic heat pumps | Craven | 147 | 167 | 226 | 560 | 977 | 1467 | 2019 | 2719 | 3547 | 4434 | 5300 | 6138 | 7009 | 7835 | 8610 | 9366 | 10121 | 10841 | 11442 | 12043 | 12568 | 13051 | 13427 | 13645 | 13792 | 13926 | 14042 | 14168 | 14277 | 14392 | 14496 | 14597 | Craven | Leeds City Region | York and North Yorkshire
NG FES - Leading the Way | Total number of domestic heat pumps | Darlington | 227 | 264 | 359 | 1000 | 1695 | 2489 | 3390 | 4735 | 6395 | 8319 | 10260 | 12300 | 14533 | 16615 | 18683 | 20748 | 22799 | 25087 | 26731 | 28375 | 29817 | 31125 | 32332 | 32903 | 33245 | 33574 | 33850 | 34266 | 34518 | 34741 | 34977 | 35201 | Darlington | Tees Valley
NG FES - Leading the Way | Total number of domestic heat pumps | Doncaster | 982 | 1176 | 1645 | 3586 | 5771 | 8239 | 11027 | 14769 | 19574 | 25058 | 30567 | 36134 | 41965 | 47602 | 53192 | 58755 | 64300 | 69571 | 73968 | 78366 | 82176 | 85661 | 88346 | 89821 | 90769 | 91648 | 92387 | 93206 | 93888 | 94609 | 95249 | 95865 | Doncaster | Sheffield City Region
NG FES - Leading the Way | Total number of domestic heat pumps | East Lindsey | 195 | 225 | 297 | 726 | 1375 | 2118 | 2937 | 3799 | 4830 | 5908 | 6974 | 7833 | 8639 | 9394 | 10085 | 10750 | 11412 | 12045 | 12574 | 13108 | 13572 | 13999 | 14334 | 14522 | 14649 | 14768 | 14870 | 14980 | 15075 | 15175 | 15265 | 15353 | East Lindsey | Greater Lincolnshire
NG FES - Leading the Way | Total number of domestic heat pumps | East Riding of Yorkshire | 1554 | 1771 | 2311 | 4858 | 8054 | 11637 | 15618 | 20431 | 26696 | 33725 | 40634 | 47085 | 53667 | 59938 | 66000 | 71955 | 77883 | 83521 | 88223 | 92952 | 97036 | 100764 | 103638 | 105167 | 106136 | 107055 | 107824 | 108683 | 109381 | 110122 | 110773 | 111395 | East Riding of Yorkshire | Humber | York and North Yorkshire
NG FES - Leading the Way | Total number of domestic heat pumps | Gateshead | 425 | 507 | 687 | 1801 | 3013 | 4400 | 5979 | 8412 | 11419 | 14916 | 18448 | 22166 | 26252 | 30073 | 33879 | 37682 | 41472 | 45697 | 48732 | 51767 | 54436 | 56859 | 59115 | 60199 | 60852 | 61442 | 61926 | 62663 | 63117 | 63521 | 63949 | 64360 | Gateshead | North Eastern
NG FES - Leading the Way | Total number of domestic heat pumps | Hambleton | 412 | 490 | 624 | 1415 | 2446 | 3625 | 4939 | 6338 | 8067 | 9888 | 11773 | 13578 | 15392 | 17049 | 18692 | 20304 | 21845 | 23514 | 24727 | 25941 | 27005 | 27974 | 28882 | 29332 | 29619 | 29906 | 30156 | 30507 | 30737 | 30944 | 31161 | 31370 | Hambleton | York and North Yorkshire
NG FES - Leading the Way | Total number of domestic heat pumps | Harrogate | 442 | 517 | 668 | 1545 | 2555 | 3670 | 4906 | 6696 | 8907 | 11477 | 14227 | 17049 | 20074 | 22881 | 25658 | 28413 | 31119 | 34105 | 36254 | 38407 | 40274 | 41959 | 43491 | 44156 | 44516 | 44893 | 45202 | 45698 | 45965 | 46187 | 46425 | 46646 | Harrogate | Leeds City Region | York and North Yorkshire
NG FES - Leading the Way | Total number of domestic heat pumps | Hartlepool | 261 | 313 | 423 | 1096 | 1839 | 2705 | 3698 | 5047 | 6710 | 8570 | 10356 | 12197 | 14207 | 16085 | 17953 | 19816 | 21670 | 23735 | 25232 | 26729 | 28047 | 29234 | 30343 | 30908 | 31275 | 31627 | 31931 | 32354 | 32639 | 32900 | 33172 | 33436 | Hartlepool | Tees Valley
NG FES - Leading the Way | Total number of domestic heat pumps | High Peak | 6 | 7 | 9 | 44 | 104 | 175 | 253 | 328 | 424 | 528 | 629 | 705 | 773 | 836 | 885 | 930 | 975 | 1018 | 1054 | 1090 | 1121 | 1149 | 1171 | 1182 | 1188 | 1195 | 1200 | 1207 | 1211 | 1216 | 1221 | 1225 | High Peak | Derby, Derbyshire, Nottingham and Nottinghamshire,
NG FES - Leading the Way | Total number of domestic heat pumps | Kingston upon Hull, City of | 563 | 652 | 961 | 2672 | 4479 | 6536 | 8869 | 12010 | 16137 | 20913 | 25789 | 30873 | 36246 | 41437 | 46593 | 51732 | 56863 | 61722 | 65757 | 69761 | 73226 | 76396 | 78827 | 80189 | 81057 | 81837 | 82480 | 83199 | 83804 | 84444 | 85015 | 85566 | Kingston upon Hull, City of | Humber
NG FES - Leading the Way | Total number of domestic heat pumps | Kirklees | 851 | 979 | 1416 | 3824 | 6448 | 9456 | 12871 | 17494 | 23702 | 30964 | 38277 | 45904 | 53954 | 61743 | 69445 | 77116 | 84755 | 92022 | 98075 | 104117 | 109357 | 114136 | 117754 | 119729 | 120972 | 122178 | 123192 | 124333 | 125259 | 126226 | 127084 | 127904 | Kirklees | Leeds City Region
NG FES - Leading the Way | Total number of domestic heat pumps | Leeds | 1478 | 1702 | 2519 | 7196 | 12320 | 18270 | 25070 | 34161 | 45568 | 58385 | 71170 | 84502 | 98565 | 112224 | 125771 | 139255 | 152663 | 165484 | 176220 | 186920 | 196168 | 204602 | 211023 | 214568 | 216911 | 219360 | 221507 | 223881 | 225815 | 227801 | 229594 | 231309 | Leeds | Leeds City Region
NG FES - Leading the Way | Total number of domestic heat pumps | Middlesbrough | 324 | 391 | 535 | 1451 | 2450 | 3611 | 4942 | 6815 | 9119 | 11716 | 14199 | 16779 | 19609 | 22257 | 24890 | 27513 | 30123 | 33045 | 35163 | 37282 | 39131 | 40782 | 42310 | 43064 | 43550 | 44051 | 44493 | 45107 | 45510 | 45871 | 46248 | 46611 | Middlesbrough | Tees Valley
NG FES - Leading the Way | Total number of domestic heat pumps | Newcastle upon Tyne | 659 | 768 | 1028 | 2756 | 4720 | 7049 | 9739 | 13442 | 17986 | 23007 | 27592 | 32355 | 37574 | 42479 | 47358 | 52219 | 57052 | 62479 | 66447 | 70414 | 73904 | 77081 | 80026 | 81516 | 82506 | 83549 | 84483 | 85742 | 86593 | 87364 | 88165 | 88937 | Newcastle upon Tyne | North Eastern
NG FES - Leading the Way | Total number of domestic heat pumps | North East Derbyshire | 33 | 38 | 56 | 172 | 315 | 479 | 663 | 884 | 1189 | 1544 | 1888 | 2227 | 2573 | 2913 | 3249 | 3582 | 3911 | 4228 | 4497 | 4767 | 4996 | 5202 | 5353 | 5426 | 5472 | 5537 | 5597 | 5664 | 5713 | 5761 | 5804 | 5844 | North East Derbyshire | Derby, Derbyshire, Nottingham and Nottinghamshire | Sheffield City Region
NG FES - Leading the Way | Total number of domestic heat pumps | North East Lincolnshire | 401 | 461 | 646 | 1585 | 2626 | 3794 | 5108 | 6850 | 9318 | 12270 | 15222 | 18248 | 21421 | 24494 | 27536 | 30565 | 33577 | 36441 | 38829 | 41218 | 43279 | 45152 | 46560 | 47297 | 47746 | 48200 | 48580 | 49012 | 49350 | 49702 | 50010 | 50301 | North East Lincolnshire | Greater Lincolnshire | Humber
NG FES - Leading the Way | Total number of domestic heat pumps | North Lincolnshire | 644 | 746 | 1006 | 2249 | 3803 | 5557 | 7518 | 9895 | 12931 | 16319 | 19689 | 22868 | 26102 | 29213 | 32259 | 35268 | 38264 | 41117 | 43504 | 45898 | 47966 | 49854 | 51311 | 52094 | 52602 | 53095 | 53518 | 53983 | 54365 | 54766 | 55121 | 55462 | North Lincolnshire | Greater Lincolnshire | Humber
NG FES - Leading the Way | Total number of domestic heat pumps | North Tyneside | 449 | 527 | 721 | 1990 | 3312 | 4790 | 6459 | 8971 | 12073 | 15673 | 19333 | 23173 | 27400 | 31342 | 35262 | 39167 | 43053 | 47397 | 50512 | 53627 | 56344 | 58789 | 61049 | 62091 | 62703 | 63309 | 63817 | 64593 | 65049 | 65444 | 65865 | 66264 | North Tyneside | North Eastern
NG FES - Leading the Way | Total number of domestic heat pumps | Northumberland | 1025 | 1243 | 1624 | 4056 | 7239 | 10904 | 14989 | 19549 | 25196 | 31281 | 37694 | 43954 | 50328 | 56174 | 61975 | 67695 | 73180 | 79114 | 83396 | 87678 | 91452 | 94899 | 98130 | 99721 | 100707 | 101611 | 102369 | 103482 | 104194 | 104838 | 105515 | 106169 | Northumberland | North Eastern
NG FES - Leading the Way | Total number of domestic heat pumps | Pendle | 51 | 60 | 81 | 162 | 266 | 381 | 507 | 657 | 906 | 1222 | 1533 | 1830 | 2133 | 2428 | 2717 | 3003 | 3287 | 3558 | 3785 | 4013 | 4207 | 4382 | 4511 | 4569 | 4600 | 4638 | 4670 | 4707 | 4732 | 4758 | 4779 | 4798 | Pendle | Lancashire
NG FES - Leading the Way | Total number of domestic heat pumps | Redcar and Cleveland | 326 | 401 | 540 | 1361 | 2302 | 3392 | 4633 | 6403 | 8589 | 11092 | 13605 | 16198 | 19008 | 21639 | 24260 | 26875 | 29466 | 32352 | 34433 | 36515 | 38341 | 39989 | 41530 | 42277 | 42737 | 43173 | 43541 | 44082 | 44423 | 44728 | 45049 | 45357 | Redcar and Cleveland | Tees Valley
NG FES - Leading the Way | Total number of domestic heat pumps | Richmondshire | 235 | 285 | 363 | 846 | 1531 | 2323 | 3195 | 4041 | 5087 | 6153 | 7320 | 8405 | 9471 | 10424 | 11365 | 12276 | 13100 | 13952 | 14569 | 15187 | 15728 | 16224 | 16688 | 16914 | 17054 | 17192 | 17310 | 17480 | 17588 | 17686 | 17788 | 17886 | Richmondshire | York and North Yorkshire
NG FES - Leading the Way | Total number of domestic heat pumps | Rotherham | 781 | 914 | 1288 | 3107 | 5122 | 7439 | 10072 | 13606 | 17932 | 22729 | 27552 | 32475 | 37658 | 42665 | 47625 | 52554 | 57472 | 62151 | 66056 | 69960 | 73354 | 76466 | 78882 | 80248 | 81154 | 81992 | 82705 | 83487 | 84153 | 84854 | 85485 | 86096 | Rotherham | Sheffield City Region
NG FES - Leading the Way | Total number of domestic heat pumps | Ryedale | 289 | 345 | 437 | 931 | 1571 | 2315 | 3152 | 4079 | 5219 | 6415 | 7578 | 8689 | 9829 | 10879 | 11915 | 12931 | 13908 | 14970 | 15755 | 16541 | 17231 | 17864 | 18452 | 18754 | 18956 | 19171 | 19364 | 19620 | 19796 | 19957 | 20124 | 20285 | Ryedale | York and North Yorkshire
NG FES - Leading the Way | Total number of domestic heat pumps | Scarborough | 337 | 412 | 543 | 1233 | 2060 | 3010 | 4085 | 5615 | 7510 | 9694 | 11965 | 14307 | 16815 | 19153 | 21476 | 23798 | 26097 | 28622 | 30445 | 32270 | 33884 | 35361 | 36729 | 37402 | 37808 | 38147 | 38417 | 38831 | 39092 | 39331 | 39581 | 39823 | Scarborough | York and North Yorkshire
NG FES - Leading the Way | Total number of domestic heat pumps | Selby | 472 | 543 | 719 | 1612 | 2817 | 4207 | 5768 | 7575 | 9551 | 11514 | 13456 | 15153 | 16819 | 18397 | 19912 | 21392 | 22868 | 24285 | 25473 | 26667 | 27712 | 28677 | 29452 | 29921 | 30259 | 30576 | 30856 | 31155 | 31421 | 31700 | 31957 | 32210 | Selby | Leeds City Region | York and North Yorkshire
NG FES - Leading the Way | Total number of domestic heat pumps | Sheffield | 1033 | 1201 | 1759 | 4705 | 7898 | 11559 | 15727 | 21462 | 29082 | 37970 | 46866 | 56204 | 66085 | 75663 | 85167 | 94637 | 104059 | 113038 | 120533 | 127992 | 134427 | 140291 | 144728 | 147142 | 148678 | 150226 | 151548 | 153029 | 154225 | 155463 | 156567 | 157619 | Sheffield | Sheffield City Region
NG FES - Leading the Way | Total number of domestic heat pumps | South Tyneside | 312 | 372 | 509 | 1380 | 2313 | 3377 | 4588 | 6479 | 8817 | 11549 | 14324 | 17255 | 20485 | 23504 | 26511 | 29516 | 32514 | 35852 | 38245 | 40638 | 42740 | 44642 | 46414 | 47267 | 47779 | 48230 | 48596 | 49159 | 49505 | 49814 | 50141 | 50456 | South Tyneside | North Eastern
NG FES - Leading the Way | Total number of domestic heat pumps | Stockton-on-Tees | 501 | 587 | 792 | 2151 | 3613 | 5290 | 7199 | 9776 | 12954 | 16522 | 20014 | 23599 | 27517 | 31173 | 34810 | 38433 | 42042 | 46058 | 48961 | 51864 | 54416 | 56733 | 58897 | 59977 | 60663 | 61311 | 61865 | 62656 | 63173 | 63643 | 64135 | 64610 | Stockton-on-Tees | Tees Valley
NG FES - Leading the Way | Total number of domestic heat pumps | Sunderland | 515 | 616 | 853 | 2359 | 3943 | 5729 | 7752 | 10961 | 14934 | 19627 | 24492 | 29648 | 35324 | 40614 | 45878 | 51141 | 56389 | 62228 | 66398 | 70570 | 74232 | 77541 | 80612 | 82065 | 82916 | 83657 | 84250 | 85190 | 85748 | 86241 | 86766 | 87269 | Sunderland | North Eastern
NG FES - Leading the Way | Total number of domestic heat pumps | Wakefield | 881 | 1040 | 1519 | 4051 | 6917 | 10285 | 14147 | 19295 | 25129 | 31312 | 37609 | 44066 | 50839 | 57395 | 63906 | 70394 | 76872 | 83055 | 88219 | 93378 | 97905 | 102073 | 105343 | 107288 | 108628 | 109852 | 110907 | 112052 | 113058 | 114112 | 115079 | 116023 | Wakefield | Leeds City Region
NG FES - Leading the Way | Total number of domestic heat pumps | West Lindsey | 227 | 267 | 366 | 980 | 1895 | 2963 | 4154 | 5463 | 6939 | 8444 | 9953 | 11216 | 12421 | 13559 | 14611 | 15631 | 16651 | 17627 | 18444 | 19263 | 19986 | 20654 | 21185 | 21506 | 21730 | 21931 | 22104 | 22291 | 22458 | 22633 | 22795 | 22953 | West Lindsey | Greater Lincolnshire
NG FES - Leading the Way | Total number of domestic heat pumps | York | 556 | 650 | 857 | 2180 | 3668 | 5391 | 7356 | 10001 | 13260 | 16899 | 20426 | 24061 | 28000 | 31670 | 35316 | 38948 | 42554 | 46572 | 49482 | 52395 | 54959 | 57289 | 59449 | 60529 | 61223 | 61898 | 62484 | 63307 | 63850 | 64342 | 64857 | 65353 | York | Leeds City Region | York and North Yorkshire
NPg Planning Scenario | Total number of domestic heat pumps | Barnsley | 931 | 1037 | 1307 | 1898 | 2577 | 3271 | 5481 | 7624 | 10500 | 14260 | 18297 | 22463 | 26504 | 30990 | 35700 | 41053 | 47663 | 53144 | 58548 | 64023 | 69661 | 74853 | 80459 | 85539 | 90089 | 93994 | 97492 | 100663 | 103983 | 107249 | 108107 | 108639 | Barnsley | Leeds City Region | Sheffield City Region
NPg Planning Scenario | Total number of domestic heat pumps | Bassetlaw | 91 | 93 | 112 | 153 | 199 | 241 | 418 | 519 | 779 | 1108 | 1449 | 1519 | 1807 | 2113 | 2421 | 2804 | 3267 | 3664 | 4010 | 4393 | 4802 | 5103 | 5493 | 5835 | 6148 | 6414 | 6659 | 6872 | 7099 | 7317 | 7373 | 7403 | Bassetlaw | Derby, Derbyshire, Nottingham and Nottinghamshire | Sheffield City Region
NPg Planning Scenario | Total number of domestic heat pumps | Bradford | 901 | 1102 | 1462 | 2286 | 3258 | 4305 | 6733 | 10601 | 14378 | 19595 | 25255 | 36630 | 43833 | 52214 | 61201 | 70331 | 82326 | 92740 | 103221 | 113882 | 124414 | 136177 | 147042 | 157203 | 165714 | 173492 | 180221 | 186363 | 192886 | 199161 | 200278 | 200992 | Bradford | Leeds City Region
NPg Planning Scenario | Total number of domestic heat pumps | Calderdale | 350 | 417 | 546 | 839 | 1182 | 1551 | 2398 | 3767 | 5656 | 8015 | 10250 | 14622 | 17678 | 21017 | 24820 | 28556 | 33669 | 38071 | 42489 | 46992 | 51473 | 56458 | 61062 | 65348 | 68936 | 72246 | 75111 | 77683 | 80467 | 83084 | 83480 | 83713 | Calderdale | Leeds City Region
NPg Planning Scenario | Total number of domestic heat pumps | County Durham | 1702 | 2023 | 2571 | 3709 | 4936 | 6214 | 9225 | 13571 | 19213 | 26460 | 35209 | 43824 | 52704 | 62033 | 73606 | 85469 | 97099 | 108792 | 120282 | 131809 | 143952 | 155447 | 167509 | 178359 | 188103 | 196404 | 204084 | 211055 | 218130 | 225390 | 226807 | 227705 | County Durham | North Eastern
NPg Planning Scenario | Total number of domestic heat pumps | Craven | 131 | 158 | 200 | 287 | 390 | 502 | 814 | 1230 | 2188 | 3166 | 3908 | 4195 | 5012 | 5604 | 6488 | 7324 | 8296 | 9189 | 10102 | 11004 | 12003 | 12851 | 13821 | 14666 | 15437 | 16079 | 16688 | 17201 | 17736 | 18260 | 18384 | 18460 | Craven | Leeds City Region | York and North Yorkshire
NPg Planning Scenario | Total number of domestic heat pumps | Darlington | 208 | 258 | 333 | 528 | 762 | 963 | 1636 | 2383 | 3308 | 4497 | 6768 | 8490 | 10341 | 12131 | 14384 | 16802 | 19265 | 21704 | 24101 | 26644 | 29192 | 31567 | 34056 | 36283 | 38328 | 40028 | 41648 | 43089 | 44578 | 46055 | 46323 | 46482 | Darlington | Tees Valley
NPg Planning Scenario | Total number of domestic heat pumps | Doncaster | 1044 | 1120 | 1398 | 2016 | 2715 | 3423 | 5513 | 7588 | 10357 | 14429 | 18982 | 23748 | 28374 | 33627 | 39173 | 45736 | 53515 | 60173 | 66602 | 73136 | 79927 | 85933 | 92638 | 98661 | 104118 | 108763 | 112972 | 116793 | 120722 | 124623 | 125490 | 125948 | Doncaster | Sheffield City Region
NPg Planning Scenario | Total number of domestic heat pumps | East Lindsey | 173 | 201 | 249 | 336 | 439 | 548 | 997 | 1553 | 3239 | 4764 | 5943 | 5366 | 6416 | 7006 | 7842 | 8652 | 9172 | 10103 | 10803 | 11712 | 12820 | 13339 | 14292 | 15059 | 15774 | 16331 | 16949 | 17409 | 17871 | 18330 | 18455 | 18524 | East Lindsey | Greater Lincolnshire
NPg Planning Scenario | Total number of domestic heat pumps | East Riding of Yorkshire | 1257 | 1463 | 1795 | 2388 | 3102 | 3872 | 6268 | 9363 | 15603 | 22707 | 29369 | 31026 | 37261 | 42462 | 48992 | 56106 | 63547 | 70902 | 77759 | 84940 | 92963 | 98797 | 106341 | 112828 | 118880 | 123754 | 128564 | 132701 | 136771 | 140961 | 141900 | 142376 | East Riding of Yorkshire | Humber | York and North Yorkshire
NPg Planning Scenario | Total number of domestic heat pumps | Gateshead | 433 | 521 | 667 | 1003 | 1408 | 1765 | 2921 | 4221 | 5844 | 7930 | 11950 | 14962 | 18259 | 21573 | 26137 | 30531 | 35057 | 39470 | 43803 | 48264 | 52912 | 57312 | 61926 | 66040 | 69775 | 72914 | 75862 | 78467 | 81170 | 83913 | 84413 | 84706 | Gateshead | North Eastern
NPg Planning Scenario | Total number of domestic heat pumps | Hambleton | 373 | 438 | 536 | 739 | 974 | 1367 | 2023 | 3380 | 5111 | 7403 | 7582 | 9507 | 10728 | 12467 | 13548 | 15487 | 17178 | 19078 | 20935 | 22692 | 24528 | 26277 | 28155 | 29953 | 31347 | 32715 | 33773 | 34914 | 35892 | 36955 | 37198 | 37356 | Hambleton | York and North Yorkshire
NPg Planning Scenario | Total number of domestic heat pumps | Harrogate | 373 | 434 | 528 | 744 | 1004 | 1306 | 2047 | 3194 | 4828 | 7001 | 9289 | 11619 | 14005 | 16519 | 19469 | 22771 | 26045 | 29398 | 32639 | 36003 | 39436 | 42549 | 45884 | 48927 | 51617 | 53963 | 56095 | 58083 | 60044 | 62026 | 62333 | 62493 | Harrogate | Leeds City Region | York and North Yorkshire
NPg Planning Scenario | Total number of domestic heat pumps | Hartlepool | 272 | 333 | 428 | 646 | 902 | 1129 | 1833 | 2628 | 3615 | 4842 | 6846 | 8457 | 10142 | 11863 | 13929 | 16106 | 18268 | 20412 | 22532 | 24711 | 26953 | 29061 | 31269 | 33265 | 35076 | 36594 | 38024 | 39302 | 40617 | 41941 | 42225 | 42413 | Hartlepool | Tees Valley
NPg Planning Scenario | Total number of domestic heat pumps | High Peak | 5 | 7 | 9 | 12 | 17 | 22 | 52 | 98 | 331 | 513 | 608 | 502 | 611 | 636 | 715 | 774 | 790 | 863 | 917 | 989 | 1089 | 1120 | 1200 | 1259 | 1317 | 1361 | 1414 | 1447 | 1483 | 1515 | 1522 | 1525 | High Peak | Derby, Derbyshire, Nottingham and Nottinghamshire,
NPg Planning Scenario | Total number of domestic heat pumps | Kingston upon Hull, City of | 589 | 674 | 900 | 1460 | 2102 | 2782 | 4184 | 6441 | 8449 | 11549 | 15037 | 20984 | 25096 | 29778 | 34895 | 40508 | 46931 | 52806 | 58746 | 64645 | 70661 | 76751 | 82918 | 88544 | 93447 | 97711 | 101494 | 104945 | 108469 | 111990 | 112710 | 113113 | Kingston upon Hull, City of | Humber
NPg Planning Scenario | Total number of domestic heat pumps | Kirklees | 842 | 1002 | 1318 | 2048 | 2901 | 3816 | 5906 | 9184 | 12525 | 17261 | 22382 | 31702 | 38018 | 45230 | 53090 | 61511 | 71602 | 80641 | 89689 | 98786 | 107976 | 117460 | 126743 | 135316 | 142733 | 149303 | 155133 | 160464 | 165993 | 171430 | 172420 | 173008 | Kirklees | Leeds City Region
NPg Planning Scenario | Total number of domestic heat pumps | Leeds | 1574 | 1912 | 2548 | 4023 | 5756 | 7613 | 11826 | 18511 | 24522 | 33062 | 42620 | 60493 | 72098 | 85370 | 99721 | 115642 | 132756 | 148794 | 164921 | 180903 | 197197 | 213143 | 229242 | 244051 | 257254 | 268625 | 278984 | 288585 | 298267 | 308057 | 309996 | 311237 | Leeds | Leeds City Region
NPg Planning Scenario | Total number of domestic heat pumps | Middlesbrough | 354 | 435 | 562 | 856 | 1207 | 1504 | 2473 | 3533 | 4839 | 6462 | 9577 | 11878 | 14336 | 16785 | 19726 | 22853 | 25970 | 29046 | 32095 | 35275 | 38489 | 41462 | 44561 | 47382 | 49970 | 52135 | 54189 | 56044 | 57944 | 59836 | 60216 | 60471 | Middlesbrough | Tees Valley
NPg Planning Scenario | Total number of domestic heat pumps | Newcastle upon Tyne | 662 | 814 | 1047 | 1575 | 2237 | 2849 | 4934 | 7189 | 9844 | 13029 | 18921 | 23285 | 27943 | 32603 | 38588 | 44466 | 50303 | 56006 | 61711 | 67580 | 73566 | 79051 | 84757 | 89997 | 94794 | 98840 | 102636 | 106123 | 109663 | 113252 | 114010 | 114553 | Newcastle upon Tyne | North Eastern
NPg Planning Scenario | Total number of domestic heat pumps | North East Derbyshire | 34 | 44 | 58 | 88 | 124 | 163 | 270 | 457 | 675 | 930 | 1209 | 1686 | 2026 | 2403 | 2792 | 3247 | 3641 | 4087 | 4496 | 4928 | 5380 | 5749 | 6157 | 6530 | 6875 | 7166 | 7451 | 7715 | 7972 | 8239 | 8280 | 8307 | North East Derbyshire | Derby, Derbyshire, Nottingham and Nottinghamshire | Sheffield City Region
NPg Planning Scenario | Total number of domestic heat pumps | North East Lincolnshire | 370 | 433 | 555 | 821 | 1132 | 1466 | 2276 | 3532 | 4894 | 6852 | 9036 | 12436 | 14979 | 17868 | 20981 | 24426 | 28450 | 32104 | 35670 | 39302 | 43017 | 46620 | 50299 | 53669 | 56630 | 59215 | 61556 | 63696 | 65880 | 68054 | 68431 | 68638 | North East Lincolnshire | Greater Lincolnshire | Humber
NPg Planning Scenario | Total number of domestic heat pumps | North Lincolnshire | 586 | 666 | 829 | 1152 | 1530 | 1927 | 3177 | 4726 | 7435 | 10601 | 13770 | 15376 | 18399 | 21255 | 24463 | 28205 | 31936 | 35702 | 39140 | 42791 | 46793 | 49701 | 53454 | 56724 | 59768 | 62242 | 64651 | 66762 | 68848 | 70990 | 71486 | 71742 | North Lincolnshire | Greater Lincolnshire | Humber
NPg Planning Scenario | Total number of domestic heat pumps | North Tyneside | 429 | 514 | 662 | 1029 | 1482 | 1842 | 3096 | 4456 | 6186 | 8492 | 12682 | 15972 | 19415 | 23010 | 27305 | 31895 | 36521 | 41104 | 45608 | 50217 | 54958 | 59380 | 64007 | 68224 | 72037 | 75275 | 78306 | 81041 | 83837 | 86616 | 87099 | 87383 | North Tyneside | North Eastern
NPg Planning Scenario | Total number of domestic heat pumps | Northumberland | 1013 | 1202 | 1508 | 2157 | 2883 | 4084 | 6137 | 10451 | 15894 | 23055 | 24219 | 30477 | 34751 | 40509 | 44775 | 51518 | 57640 | 64358 | 70895 | 77199 | 83822 | 90197 | 97033 | 103388 | 108415 | 113225 | 117039 | 121003 | 124499 | 128257 | 129068 | 129557 | Northumberland | North Eastern
NPg Planning Scenario | Total number of domestic heat pumps | Pendle | 47 | 50 | 61 | 80 | 102 | 124 | 209 | 289 | 497 | 738 | 972 | 1216 | 1485 | 1780 | 2084 | 2472 | 2873 | 3265 | 3605 | 3977 | 4372 | 4661 | 5022 | 5348 | 5649 | 5909 | 6152 | 6368 | 6597 | 6815 | 6850 | 6862 | Pendle | Lancashire
NPg Planning Scenario | Total number of domestic heat pumps | Redcar and Cleveland | 355 | 429 | 548 | 810 | 1107 | 1413 | 2211 | 3268 | 4601 | 6295 | 8852 | 11056 | 13404 | 15892 | 18890 | 22016 | 25094 | 28181 | 31212 | 34208 | 37411 | 40450 | 43639 | 46505 | 49075 | 51270 | 53296 | 55129 | 56992 | 58905 | 59261 | 59479 | Redcar and Cleveland | Tees Valley
NPg Planning Scenario | Total number of domestic heat pumps | Richmondshire | 225 | 262 | 320 | 432 | 553 | 820 | 1139 | 2213 | 3586 | 5428 | 4684 | 5955 | 6436 | 7390 | 7849 | 8902 | 9779 | 10833 | 11857 | 12827 | 13819 | 14772 | 15811 | 16829 | 17499 | 18271 | 18751 | 19392 | 19836 | 20351 | 20476 | 20553 | Richmondshire | York and North Yorkshire
NPg Planning Scenario | Total number of domestic heat pumps | Rotherham | 791 | 901 | 1155 | 1722 | 2378 | 3068 | 4848 | 7108 | 9659 | 13296 | 17268 | 21974 | 26152 | 30718 | 35749 | 41559 | 48106 | 53857 | 59612 | 65290 | 71234 | 76575 | 82480 | 87784 | 92609 | 96649 | 100340 | 103704 | 107090 | 110531 | 111345 | 111802 | Rotherham | Sheffield City Region
NPg Planning Scenario | Total number of domestic heat pumps | Ryedale | 266 | 314 | 382 | 517 | 670 | 899 | 1332 | 2150 | 3268 | 4673 | 5036 | 6122 | 6992 | 8072 | 9051 | 10298 | 11397 | 12601 | 13785 | 14929 | 16136 | 17231 | 18418 | 19543 | 20462 | 21328 | 22040 | 22777 | 23436 | 24147 | 24314 | 24432 | Ryedale | York and North Yorkshire
NPg Planning Scenario | Total number of domestic heat pumps | Scarborough | 349 | 409 | 513 | 723 | 955 | 1237 | 1871 | 2806 | 4060 | 5663 | 7529 | 9306 | 11274 | 13232 | 15907 | 18590 | 21328 | 24055 | 26700 | 29415 | 32272 | 34990 | 37892 | 40428 | 42714 | 44630 | 46418 | 47988 | 49615 | 51295 | 51614 | 51790 | Scarborough | York and North Yorkshire
NPg Planning Scenario | Total number of domestic heat pumps | Selby | 423 | 496 | 615 | 843 | 1112 | 1399 | 2380 | 3537 | 5904 | 8348 | 10592 | 10374 | 12250 | 13625 | 15317 | 17069 | 18580 | 20432 | 22032 | 23862 | 25966 | 27273 | 29189 | 30795 | 32290 | 33464 | 34682 | 35688 | 36663 | 37684 | 37997 | 38198 | Selby | Leeds City Region | York and North Yorkshire
NPg Planning Scenario | Total number of domestic heat pumps | Sheffield | 1113 | 1289 | 1690 | 2609 | 3661 | 4782 | 7415 | 11530 | 15270 | 20868 | 27269 | 39246 | 47021 | 55938 | 65683 | 76155 | 88994 | 100110 | 111458 | 122636 | 133929 | 145598 | 157000 | 167481 | 176682 | 184738 | 191944 | 198597 | 205410 | 212190 | 213450 | 214205 | Sheffield | Sheffield City Region
NPg Planning Scenario | Total number of domestic heat pumps | South Tyneside | 322 | 388 | 499 | 758 | 1074 | 1338 | 2247 | 3233 | 4467 | 6062 | 9271 | 11625 | 14176 | 16752 | 20308 | 23733 | 27299 | 30755 | 34144 | 37659 | 41311 | 44780 | 48418 | 51660 | 54592 | 57057 | 59370 | 61405 | 63519 | 65658 | 66051 | 66276 | South Tyneside | North Eastern
NPg Planning Scenario | Total number of domestic heat pumps | Stockton-on-Tees | 471 | 579 | 747 | 1169 | 1678 | 2102 | 3514 | 5048 | 6959 | 9392 | 13138 | 16296 | 19530 | 23010 | 26794 | 31034 | 35178 | 39345 | 43462 | 47560 | 51855 | 55912 | 60165 | 64047 | 67529 | 70486 | 73241 | 75719 | 78254 | 80791 | 81320 | 81662 | Stockton-on-Tees | Tees Valley
NPg Planning Scenario | Total number of domestic heat pumps | Sunderland | 527 | 641 | 833 | 1301 | 1856 | 2302 | 3770 | 5382 | 7433 | 10120 | 15747 | 19833 | 24325 | 28657 | 34596 | 40577 | 46828 | 52930 | 58893 | 65238 | 71680 | 77780 | 84185 | 89843 | 95023 | 99317 | 103404 | 106966 | 110697 | 114414 | 115072 | 115431 | Sunderland | North Eastern
NPg Planning Scenario | Total number of domestic heat pumps | Wakefield | 989 | 1154 | 1510 | 2336 | 3300 | 4311 | 6953 | 10276 | 13761 | 18480 | 23657 | 30565 | 36090 | 42324 | 48887 | 56292 | 64600 | 72102 | 79550 | 87062 | 94765 | 102094 | 109837 | 116893 | 123135 | 128493 | 133289 | 137661 | 142150 | 146641 | 147774 | 148483 | Wakefield | Leeds City Region
NPg Planning Scenario | Total number of domestic heat pumps | West Lindsey | 234 | 273 | 344 | 487 | 656 | 831 | 1520 | 2330 | 4609 | 6647 | 8214 | 7786 | 9251 | 10181 | 11395 | 12545 | 13484 | 14855 | 15937 | 17305 | 18891 | 19834 | 21259 | 22448 | 23510 | 24388 | 25290 | 25976 | 26706 | 27397 | 27598 | 27722 | West Lindsey | Greater Lincolnshire
NPg Planning Scenario | Total number of domestic heat pumps | York | 516 | 630 | 796 | 1193 | 1675 | 2140 | 3560 | 5204 | 7228 | 9780 | 13476 | 16699 | 19982 | 23273 | 27223 | 31496 | 35725 | 39964 | 44154 | 48520 | 52921 | 57026 | 61335 | 65233 | 68777 | 71747 | 74543 | 77065 | 79646 | 82240 | 82782 | 83137 | York | Leeds City Region | York and North Yorkshire
NG FES - Steady Progression | Total number of domestic heat pumps | Barnsley | 834 | 999 | 1188 | 1416 | 1625 | 1832 | 2036 | 2882 | 3801 | 4800 | 5888 | 7068 | 8520 | 10141 | 11792 | 13463 | 15153 | 17192 | 19044 | 20929 | 22837 | 24777 | 26496 | 27750 | 28974 | 30141 | 31311 | 32744 | 33675 | 34613 | 35568 | 36541 | Barnsley | Leeds City Region | Sheffield City Region
NG FES - Steady Progression | Total number of domestic heat pumps | Bassetlaw | 78 | 97 | 114 | 135 | 152 | 169 | 185 | 250 | 324 | 409 | 499 | 596 | 703 | 818 | 934 | 1052 | 1171 | 1310 | 1437 | 1566 | 1693 | 1822 | 1937 | 2020 | 2101 | 2178 | 2253 | 2344 | 2402 | 2463 | 2524 | 2587 | Bassetlaw | Derby, Derbyshire, Nottingham and Nottinghamshire | Sheffield City Region
NG FES - Steady Progression | Total number of domestic heat pumps | Bradford | 896 | 1024 | 1249 | 1513 | 1792 | 2066 | 2337 | 3671 | 5041 | 6477 | 8028 | 9699 | 11830 | 14166 | 16539 | 18940 | 21371 | 24720 | 27764 | 30864 | 34082 | 37356 | 40331 | 42495 | 44602 | 46608 | 48637 | 51137 | 52756 | 54398 | 56071 | 57781 | Bradford | Leeds City Region
NG FES - Steady Progression | Total number of domestic heat pumps | Calderdale | 363 | 417 | 503 | 605 | 710 | 813 | 915 | 1424 | 1960 | 2529 | 3141 | 3798 | 4630 | 5529 | 6435 | 7353 | 8282 | 9613 | 10825 | 12058 | 13341 | 14647 | 15846 | 16716 | 17562 | 18368 | 19180 | 20182 | 20830 | 21492 | 22167 | 22858 | Calderdale | Leeds City Region
NG FES - Steady Progression | Total number of domestic heat pumps | County Durham | 1558 | 1939 | 2255 | 2693 | 3095 | 3493 | 3873 | 5539 | 7328 | 9260 | 11341 | 13578 | 16276 | 19274 | 22313 | 25390 | 28502 | 32373 | 35985 | 39662 | 43393 | 47188 | 50508 | 53012 | 55453 | 57778 | 60101 | 62865 | 64716 | 66599 | 68515 | 70471 | County Durham | North Eastern
NG FES - Steady Progression | Total number of domestic heat pumps | Craven | 147 | 167 | 195 | 227 | 259 | 291 | 322 | 470 | 653 | 857 | 1082 | 1328 | 1595 | 1891 | 2189 | 2491 | 2796 | 3154 | 3480 | 3811 | 4145 | 4485 | 4782 | 4998 | 5209 | 5409 | 5609 | 5853 | 6011 | 6169 | 6330 | 6494 | Craven | Leeds City Region | York and North Yorkshire
NG FES - Steady Progression | Total number of domestic heat pumps | Darlington | 227 | 264 | 313 | 377 | 444 | 511 | 579 | 913 | 1248 | 1603 | 1986 | 2395 | 2880 | 3414 | 3956 | 4505 | 5060 | 5811 | 6513 | 7227 | 7965 | 8715 | 9378 | 9880 | 10369 | 10835 | 11300 | 11855 | 12225 | 12602 | 12986 | 13378 | Darlington | Tees Valley
NG FES - Steady Progression | Total number of domestic heat pumps | Doncaster | 982 | 1176 | 1394 | 1656 | 1890 | 2122 | 2351 | 3341 | 4352 | 5446 | 6603 | 7835 | 9333 | 10959 | 12601 | 14263 | 15944 | 18121 | 20101 | 22117 | 24147 | 26212 | 28080 | 29440 | 30764 | 32025 | 33287 | 34837 | 35842 | 36874 | 37926 | 39000 | Doncaster | Sheffield City Region
NG FES - Steady Progression | Total number of domestic heat pumps | East Lindsey | 195 | 225 | 258 | 298 | 334 | 370 | 406 | 605 | 908 | 1285 | 1700 | 2149 | 2507 | 2894 | 3281 | 3673 | 4069 | 4488 | 4870 | 5259 | 5634 | 6016 | 6339 | 6573 | 6800 | 7016 | 7203 | 7427 | 7573 | 7719 | 7867 | 8018 | East Lindsey | Greater Lincolnshire
NG FES - Steady Progression | Total number of domestic heat pumps | East Riding of Yorkshire | 1554 | 1771 | 2021 | 2323 | 2601 | 2876 | 3149 | 4423 | 5921 | 7649 | 9497 | 11471 | 13448 | 15584 | 17718 | 19878 | 22064 | 24713 | 27124 | 29579 | 32013 | 34489 | 36682 | 38277 | 39829 | 41307 | 42729 | 44462 | 45586 | 46735 | 47905 | 49099 | East Riding of Yorkshire | Humber | York and North Yorkshire
NG FES - Steady Progression | Total number of domestic heat pumps | Gateshead | 425 | 507 | 597 | 720 | 846 | 970 | 1095 | 1660 | 2226 | 2822 | 3464 | 4151 | 5041 | 6021 | 7016 | 8024 | 9043 | 10419 | 11704 | 13012 | 14352 | 15714 | 16916 | 17826 | 18714 | 19559 | 20402 | 21409 | 22085 | 22773 | 23475 | 24192 | Gateshead | North Eastern
NG FES - Steady Progression | Total number of domestic heat pumps | Hambleton | 412 | 490 | 555 | 646 | 729 | 812 | 891 | 1268 | 1766 | 2332 | 2942 | 3599 | 4204 | 4879 | 5553 | 6236 | 6927 | 7680 | 8383 | 9099 | 9808 | 10530 | 11137 | 11574 | 11996 | 12398 | 12800 | 13276 | 13591 | 13911 | 14236 | 14567 | Hambleton | York and North Yorkshire
NG FES - Steady Progression | Total number of domestic heat pumps | Harrogate | 442 | 517 | 592 | 693 | 792 | 890 | 987 | 1445 | 1945 | 2484 | 3065 | 3681 | 4342 | 5067 | 5789 | 6520 | 7260 | 8258 | 9187 | 10133 | 11094 | 12071 | 12945 | 13598 | 14232 | 14836 | 15436 | 16151 | 16633 | 17125 | 17625 | 18136 | Harrogate | Leeds City Region | York and North Yorkshire
NG FES - Steady Progression | Total number of domestic heat pumps | Hartlepool | 261 | 313 | 368 | 442 | 517 | 590 | 663 | 999 | 1343 | 1710 | 2106 | 2533 | 3039 | 3605 | 4182 | 4766 | 5356 | 6096 | 6786 | 7488 | 8206 | 8935 | 9569 | 10049 | 10519 | 10967 | 11414 | 11946 | 12299 | 12659 | 13025 | 13398 | Hartlepool | Tees Valley
NG FES - Steady Progression | Total number of domestic heat pumps | High Peak | 6 | 7 | 8 | 9 | 11 | 12 | 13 | 27 | 55 | 91 | 133 | 178 | 210 | 245 | 279 | 314 | 349 | 385 | 418 | 451 | 483 | 515 | 542 | 561 | 580 | 598 | 612 | 629 | 640 | 651 | 663 | 674 | High Peak | Derby, Derbyshire, Nottingham and Nottinghamshire,
NG FES - Steady Progression | Total number of domestic heat pumps | Kingston upon Hull, City of | 563 | 652 | 802 | 975 | 1154 | 1330 | 1503 | 2395 | 3269 | 4173 | 5135 | 6163 | 7420 | 8787 | 10171 | 11571 | 12988 | 14922 | 16679 | 18469 | 20302 | 22166 | 23850 | 25074 | 26265 | 27399 | 28547 | 29964 | 30880 | 31815 | 32768 | 33742 | Kingston upon Hull, City of | Humber
NG FES - Steady Progression | Total number of domestic heat pumps | Kirklees | 851 | 979 | 1188 | 1433 | 1686 | 1934 | 2180 | 3394 | 4622 | 5909 | 7289 | 8767 | 10596 | 12592 | 14614 | 16660 | 18731 | 21591 | 24190 | 26836 | 29559 | 32328 | 34856 | 36696 | 38488 | 40195 | 41922 | 44048 | 45425 | 46833 | 48266 | 49729 | Kirklees | Leeds City Region
NG FES - Steady Progression | Total number of domestic heat pumps | Leeds | 1478 | 1702 | 2093 | 2552 | 3035 | 3512 | 3983 | 6282 | 8622 | 11063 | 13700 | 16541 | 19965 | 23759 | 27619 | 31522 | 35472 | 40752 | 45546 | 50426 | 55418 | 60494 | 65116 | 68495 | 71792 | 74934 | 78126 | 82040 | 84587 | 87175 | 89810 | 92495 | Leeds | Leeds City Region
NG FES - Steady Progression | Total number of domestic heat pumps | Middlesbrough | 324 | 391 | 464 | 562 | 662 | 761 | 860 | 1320 | 1782 | 2274 | 2804 | 3374 | 4047 | 4801 | 5569 | 6347 | 7133 | 8151 | 9100 | 10065 | 11056 | 12063 | 12948 | 13623 | 14283 | 14912 | 15541 | 16289 | 16788 | 17295 | 17810 | 18336 | Middlesbrough | Tees Valley
NG FES - Steady Progression | Total number of domestic heat pumps | Newcastle upon Tyne | 659 | 768 | 896 | 1073 | 1262 | 1449 | 1641 | 2439 | 3285 | 4204 | 5193 | 6267 | 7605 | 9116 | 10663 | 12228 | 13810 | 15785 | 17625 | 19498 | 21413 | 23359 | 25063 | 26363 | 27637 | 28852 | 30071 | 31515 | 32477 | 33454 | 34446 | 35457 | Newcastle upon Tyne | North Eastern
NG FES - Steady Progression | Total number of domestic heat pumps | North East Derbyshire | 33 | 38 | 46 | 57 | 68 | 79 | 90 | 147 | 213 | 289 | 370 | 458 | 543 | 637 | 732 | 828 | 925 | 1058 | 1178 | 1301 | 1425 | 1550 | 1668 | 1754 | 1838 | 1918 | 1997 | 2092 | 2154 | 2218 | 2284 | 2350 | North East Derbyshire | Derby, Derbyshire, Nottingham and Nottinghamshire | Sheffield City Region
NG FES - Steady Progression | Total number of domestic heat pumps | North East Lincolnshire | 401 | 461 | 549 | 652 | 755 | 857 | 958 | 1446 | 1942 | 2477 | 3041 | 3642 | 4354 | 5123 | 5897 | 6681 | 7474 | 8584 | 9594 | 10622 | 11671 | 12739 | 13722 | 14437 | 15133 | 15796 | 16460 | 17277 | 17806 | 18351 | 18906 | 19473 | North East Lincolnshire | Greater Lincolnshire | Humber
NG FES - Steady Progression | Total number of domestic heat pumps | North Lincolnshire | 644 | 746 | 867 | 1012 | 1146 | 1279 | 1410 | 2035 | 2763 | 3601 | 4499 | 5460 | 6426 | 7473 | 8524 | 9588 | 10664 | 11985 | 13186 | 14408 | 15619 | 16850 | 17947 | 18746 | 19523 | 20264 | 20976 | 21843 | 22406 | 22984 | 23573 | 24173 | North Lincolnshire | Greater Lincolnshire | Humber
NG FES - Steady Progression | Total number of domestic heat pumps | North Tyneside | 449 | 527 | 626 | 758 | 898 | 1036 | 1177 | 1859 | 2513 | 3188 | 3915 | 4685 | 5584 | 6576 | 7577 | 8590 | 9615 | 11019 | 12330 | 13664 | 15025 | 16410 | 17641 | 18577 | 19492 | 20363 | 21232 | 22268 | 22967 | 23677 | 24402 | 25141 | North Tyneside | North Eastern
NG FES - Steady Progression | Total number of domestic heat pumps | Northumberland | 1025 | 1243 | 1430 | 1689 | 1931 | 2170 | 2400 | 3547 | 5090 | 6850 | 8747 | 10799 | 12757 | 14925 | 17097 | 19294 | 21519 | 24029 | 26373 | 28760 | 31140 | 33560 | 35608 | 37084 | 38509 | 39865 | 41221 | 42830 | 43897 | 44981 | 46085 | 47211 | Northumberland | North Eastern
NG FES - Steady Progression | Total number of domestic heat pumps | Pendle | 51 | 60 | 70 | 81 | 90 | 100 | 109 | 152 | 203 | 264 | 328 | 396 | 464 | 536 | 607 | 679 | 751 | 855 | 949 | 1045 | 1139 | 1235 | 1326 | 1392 | 1456 | 1518 | 1576 | 1647 | 1693 | 1743 | 1793 | 1844 | Pendle | Lancashire
NG FES - Steady Progression | Total number of domestic heat pumps | Redcar and Cleveland | 326 | 401 | 470 | 564 | 656 | 746 | 834 | 1239 | 1678 | 2154 | 2666 | 3218 | 3884 | 4619 | 5365 | 6121 | 6885 | 7872 | 8792 | 9730 | 10679 | 11644 | 12494 | 13133 | 13756 | 14349 | 14942 | 15648 | 16123 | 16608 | 17101 | 17604 | Redcar and Cleveland | Tees Valley
NG FES - Steady Progression | Total number of domestic heat pumps | Richmondshire | 235 | 285 | 323 | 376 | 421 | 467 | 509 | 718 | 1043 | 1425 | 1837 | 2284 | 2677 | 3116 | 3550 | 3990 | 4434 | 4887 | 5310 | 5740 | 6163 | 6594 | 6947 | 7198 | 7439 | 7669 | 7899 | 8170 | 8348 | 8528 | 8711 | 8898 | Richmondshire | York and North Yorkshire
NG FES - Steady Progression | Total number of domestic heat pumps | Rotherham | 781 | 914 | 1091 | 1300 | 1502 | 1701 | 1899 | 2805 | 3729 | 4708 | 5757 | 6882 | 8248 | 9749 | 11271 | 12810 | 14368 | 16359 | 18168 | 20010 | 21872 | 23765 | 25463 | 26701 | 27907 | 29056 | 30217 | 31642 | 32566 | 33509 | 34468 | 35448 | Rotherham | Sheffield City Region
NG FES - Steady Progression | Total number of domestic heat pumps | Ryedale | 289 | 345 | 389 | 451 | 506 | 561 | 613 | 835 | 1124 | 1454 | 1809 | 2194 | 2581 | 3016 | 3454 | 3897 | 4345 | 4831 | 5282 | 5741 | 6198 | 6663 | 7057 | 7347 | 7630 | 7899 | 8168 | 8485 | 8695 | 8908 | 9124 | 9343 | Ryedale | York and North Yorkshire
NG FES - Steady Progression | Total number of domestic heat pumps | Scarborough | 337 | 412 | 475 | 563 | 643 | 723 | 799 | 1135 | 1519 | 1943 | 2399 | 2888 | 3495 | 4159 | 4830 | 5510 | 6197 | 7070 | 7885 | 8714 | 9559 | 10420 | 11170 | 11727 | 12267 | 12781 | 13291 | 13902 | 14310 | 14725 | 15148 | 15581 | Scarborough | York and North Yorkshire
NG FES - Steady Progression | Total number of domestic heat pumps | Selby | 472 | 543 | 624 | 722 | 812 | 902 | 991 | 1409 | 1953 | 2596 | 3300 | 4060 | 4759 | 5530 | 6307 | 7093 | 7888 | 8741 | 9517 | 10306 | 11082 | 11872 | 12543 | 13031 | 13508 | 13961 | 14383 | 14892 | 15224 | 15553 | 15887 | 16227 | Selby | Leeds City Region | York and North Yorkshire
NG FES - Steady Progression | Total number of domestic heat pumps | Sheffield | 1033 | 1201 | 1466 | 1778 | 2099 | 2416 | 2730 | 4197 | 5657 | 7181 | 8809 | 10550 | 12780 | 15223 | 17699 | 20205 | 22741 | 26262 | 29460 | 32716 | 36070 | 39482 | 42605 | 44882 | 47100 | 49214 | 51363 | 54006 | 55721 | 57472 | 59254 | 61074 | Sheffield | Sheffield City Region
NG FES - Steady Progression | Total number of domestic heat pumps | South Tyneside | 312 | 372 | 441 | 535 | 632 | 728 | 825 | 1274 | 1715 | 2176 | 2674 | 3205 | 3893 | 4650 | 5418 | 6196 | 6982 | 8060 | 9066 | 10091 | 11141 | 12210 | 13151 | 13864 | 14559 | 15221 | 15881 | 16670 | 17199 | 17739 | 18289 | 18851 | South Tyneside | North Eastern
NG FES - Steady Progression | Total number of domestic heat pumps | Stockton-on-Tees | 501 | 587 | 692 | 831 | 977 | 1120 | 1265 | 1972 | 2677 | 3420 | 4221 | 5079 | 6054 | 7136 | 8237 | 9350 | 10477 | 11897 | 13222 | 14571 | 15938 | 17328 | 18538 | 19457 | 20354 | 21209 | 22063 | 23078 | 23756 | 24447 | 25149 | 25866 | Stockton-on-Tees | Tees Valley
NG FES - Steady Progression | Total number of domestic heat pumps | Sunderland | 515 | 616 | 737 | 898 | 1064 | 1227 | 1392 | 2197 | 2974 | 3782 | 4652 | 5578 | 6741 | 8013 | 9299 | 10603 | 11921 | 13764 | 15485 | 17237 | 19048 | 20891 | 22520 | 23751 | 24951 | 26093 | 27229 | 28590 | 29500 | 30427 | 31373 | 32341 | Sunderland | North Eastern
NG FES - Steady Progression | Total number of domestic heat pumps | Wakefield | 881 | 1040 | 1267 | 1535 | 1801 | 2064 | 2323 | 3541 | 4824 | 6185 | 7667 | 9274 | 11198 | 13340 | 15525 | 17735 | 19971 | 22737 | 25250 | 27807 | 30404 | 33045 | 35386 | 37094 | 38760 | 40347 | 41944 | 43904 | 45176 | 46458 | 47763 | 49094 | Wakefield | Leeds City Region
NG FES - Steady Progression | Total number of domestic heat pumps | West Lindsey | 227 | 267 | 313 | 368 | 418 | 469 | 519 | 791 | 1206 | 1716 | 2284 | 2902 | 3426 | 4001 | 4578 | 5163 | 5755 | 6383 | 6954 | 7536 | 8106 | 8685 | 9174 | 9528 | 9873 | 10202 | 10493 | 10845 | 11073 | 11299 | 11529 | 11764 | West Lindsey | Greater Lincolnshire
NG FES - Steady Progression | Total number of domestic heat pumps | York | 556 | 650 | 754 | 895 | 1040 | 1182 | 1326 | 1983 | 2674 | 3418 | 4219 | 5080 | 6080 | 7194 | 8328 | 9475 | 10635 | 12081 | 13430 | 14803 | 16210 | 17641 | 18885 | 19824 | 20741 | 21614 | 22487 | 23524 | 24212 | 24910 | 25622 | 26347 | York | Leeds City Region | York and North Yorkshire
NG FES - System Transformation | Total number of domestic heat pumps | Barnsley | 834 | 999 | 996 | 1308 | 1627 | 1941 | 2271 | 2837 | 3417 | 4052 | 4765 | 5592 | 6854 | 7629 | 8690 | 9982 | 11505 | 13032 | 15871 | 18583 | 21170 | 23561 | 26671 | 28858 | 31046 | 33204 | 35303 | 37846 | 39644 | 41273 | 42684 | 43882 | Barnsley | Leeds City Region | Sheffield City Region
NG FES - System Transformation | Total number of domestic heat pumps | Bassetlaw | 78 | 97 | 96 | 123 | 150 | 173 | 200 | 245 | 289 | 338 | 395 | 459 | 560 | 631 | 714 | 814 | 932 | 1040 | 1259 | 1459 | 1648 | 1815 | 2027 | 2176 | 2325 | 2472 | 2616 | 2790 | 2915 | 3031 | 3130 | 3216 | Bassetlaw | Derby, Derbyshire, Nottingham and Nottinghamshire | Sheffield City Region
NG FES - System Transformation | Total number of domestic heat pumps | Bradford | 896 | 1024 | 1043 | 1466 | 1900 | 2384 | 2870 | 3710 | 4546 | 5452 | 6459 | 7618 | 9397 | 10528 | 12158 | 14135 | 16464 | 18751 | 23418 | 28143 | 32677 | 37112 | 42862 | 46989 | 51121 | 55186 | 59134 | 63867 | 67266 | 70277 | 72981 | 75317 | Bradford | Leeds City Region
NG FES - System Transformation | Total number of domestic heat pumps | Calderdale | 363 | 417 | 423 | 585 | 752 | 934 | 1120 | 1441 | 1762 | 2111 | 2501 | 2949 | 3643 | 4103 | 4759 | 5551 | 6483 | 7371 | 9276 | 11212 | 13070 | 14908 | 17279 | 18989 | 20698 | 22381 | 24018 | 25973 | 27387 | 28642 | 29775 | 30760 | Calderdale | Leeds City Region
NG FES - System Transformation | Total number of domestic heat pumps | County Durham | 1558 | 1939 | 1945 | 2586 | 3206 | 3859 | 4522 | 5666 | 6807 | 8054 | 9453 | 11058 | 13414 | 15109 | 17225 | 19788 | 22810 | 25643 | 31376 | 36910 | 42161 | 47155 | 53454 | 58051 | 62647 | 67178 | 71585 | 76901 | 80711 | 84142 | 87137 | 89709 | County Durham | North Eastern
NG FES - System Transformation | Total number of domestic heat pumps | Craven | 147 | 167 | 168 | 215 | 263 | 314 | 369 | 467 | 577 | 698 | 835 | 999 | 1257 | 1432 | 1629 | 1868 | 2150 | 2423 | 2936 | 3424 | 3886 | 4304 | 4842 | 5217 | 5590 | 5957 | 6314 | 6745 | 7048 | 7321 | 7558 | 7759 | Craven | Leeds City Region | York and North Yorkshire
NG FES - System Transformation | Total number of domestic heat pumps | Darlington | 227 | 264 | 271 | 381 | 500 | 626 | 756 | 973 | 1182 | 1407 | 1658 | 1946 | 2375 | 2688 | 3079 | 3553 | 4111 | 4629 | 5777 | 6886 | 7975 | 9008 | 10312 | 11270 | 12230 | 13175 | 14091 | 15191 | 15967 | 16670 | 17298 | 17840 | Darlington | Tees Valley
NG FES - System Transformation | Total number of domestic heat pumps | Doncaster | 982 | 1176 | 1176 | 1546 | 1926 | 2294 | 2680 | 3328 | 3944 | 4618 | 5376 | 6227 | 7530 | 8387 | 9538 | 10926 | 12559 | 14118 | 17294 | 20300 | 23169 | 25917 | 29474 | 32008 | 34544 | 37047 | 39486 | 42419 | 44527 | 46456 | 48139 | 49589 | Doncaster | Sheffield City Region
NG FES - System Transformation | Total number of domestic heat pumps | East Lindsey | 195 | 225 | 224 | 277 | 331 | 383 | 458 | 596 | 757 | 943 | 1166 | 1434 | 1889 | 2263 | 2545 | 2887 | 3289 | 3633 | 4328 | 4935 | 5495 | 5919 | 6403 | 6733 | 7060 | 7383 | 7697 | 8079 | 8345 | 8590 | 8797 | 8969 | East Lindsey | Greater Lincolnshire
NG FES - System Transformation | Total number of domestic heat pumps | East Riding of Yorkshire | 1554 | 1771 | 1768 | 2186 | 2613 | 3037 | 3525 | 4378 | 5241 | 6209 | 7324 | 8602 | 10645 | 12154 | 13690 | 15538 | 17714 | 19690 | 23718 | 27410 | 30891 | 34017 | 37936 | 40686 | 43421 | 46122 | 48754 | 51927 | 54192 | 56277 | 58070 | 59607 | East Riding of Yorkshire | Humber | York and North Yorkshire
NG FES - System Transformation | Total number of domestic heat pumps | Gateshead | 425 | 507 | 514 | 708 | 914 | 1132 | 1356 | 1733 | 2098 | 2491 | 2925 | 3423 | 4147 | 4725 | 5445 | 6316 | 7344 | 8307 | 10421 | 12465 | 14471 | 16386 | 18819 | 20616 | 22422 | 24207 | 25945 | 28029 | 29529 | 30892 | 32099 | 33147 | Gateshead | North Eastern
NG FES - System Transformation | Total number of domestic heat pumps | Hambleton | 412 | 490 | 491 | 620 | 744 | 875 | 1023 | 1288 | 1575 | 1906 | 2283 | 2721 | 3397 | 3774 | 4243 | 4812 | 5476 | 6076 | 7175 | 8235 | 9175 | 10059 | 11080 | 11809 | 12527 | 13231 | 13913 | 14745 | 15335 | 15859 | 16304 | 16677 | Hambleton | York and North Yorkshire
NG FES - System Transformation | Total number of domestic heat pumps | Harrogate | 442 | 517 | 521 | 676 | 835 | 1002 | 1182 | 1492 | 1791 | 2124 | 2489 | 2911 | 3548 | 4003 | 4547 | 5205 | 5972 | 6659 | 8173 | 9626 | 11055 | 12396 | 14059 | 15276 | 16488 | 17681 | 18842 | 20235 | 21232 | 22135 | 22932 | 23619 | Harrogate | Leeds City Region | York and North Yorkshire
NG FES - System Transformation | Total number of domestic heat pumps | Hartlepool | 261 | 313 | 318 | 437 | 560 | 690 | 823 | 1046 | 1266 | 1503 | 1770 | 2076 | 2526 | 2839 | 3230 | 3704 | 4266 | 4803 | 5882 | 6923 | 7913 | 8854 | 10055 | 10928 | 11803 | 12665 | 13500 | 14509 | 15223 | 15867 | 16431 | 16913 | Hartlepool | Tees Valley
NG FES - System Transformation | Total number of domestic heat pumps | High Peak | 6 | 7 | 7 | 9 | 11 | 13 | 18 | 27 | 41 | 57 | 77 | 103 | 148 | 188 | 214 | 246 | 283 | 313 | 375 | 429 | 478 | 512 | 549 | 574 | 598 | 622 | 645 | 674 | 693 | 711 | 726 | 739 | High Peak | Derby, Derbyshire, Nottingham and Nottinghamshire,
NG FES - System Transformation | Total number of domestic heat pumps | Kingston upon Hull, City of | 563 | 652 | 668 | 959 | 1259 | 1588 | 1913 | 2460 | 2980 | 3542 | 4164 | 4869 | 5955 | 6675 | 7648 | 8824 | 10209 | 11548 | 14335 | 17070 | 19692 | 22270 | 25623 | 28041 | 30464 | 32849 | 35165 | 37938 | 39938 | 41742 | 43343 | 44734 | Kingston upon Hull, City of | Humber
NG FES - System Transformation | Total number of domestic heat pumps | Kirklees | 851 | 979 | 996 | 1389 | 1793 | 2235 | 2681 | 3441 | 4183 | 4987 | 5881 | 6902 | 8469 | 9488 | 10890 | 12586 | 14584 | 16527 | 20501 | 24443 | 28223 | 31939 | 36769 | 40227 | 43688 | 47093 | 50401 | 54370 | 57217 | 59767 | 62030 | 63985 | Kirklees | Leeds City Region
NG FES - System Transformation | Total number of domestic heat pumps | Leeds | 1478 | 1702 | 1734 | 2468 | 3220 | 4060 | 4899 | 6347 | 7782 | 9335 | 11058 | 13039 | 16068 | 17972 | 20494 | 23555 | 27162 | 30778 | 37670 | 44424 | 50885 | 57183 | 65438 | 71264 | 77094 | 82823 | 88373 | 95085 | 99822 | 104070 | 107775 | 110932 | Leeds | Leeds City Region
NG FES - System Transformation | Total number of domestic heat pumps | Middlesbrough | 324 | 391 | 398 | 558 | 727 | 905 | 1087 | 1389 | 1688 | 2006 | 2364 | 2775 | 3376 | 3790 | 4307 | 4932 | 5674 | 6388 | 7824 | 9209 | 10546 | 11816 | 13443 | 14622 | 15803 | 16963 | 18086 | 19445 | 20400 | 21258 | 22010 | 22647 | Middlesbrough | Tees Valley
NG FES - System Transformation | Total number of domestic heat pumps | Newcastle upon Tyne | 659 | 768 | 775 | 1042 | 1332 | 1639 | 1960 | 2510 | 3079 | 3692 | 4388 | 5185 | 6332 | 7118 | 8105 | 9299 | 10721 | 12134 | 14781 | 17331 | 19750 | 22051 | 25015 | 27140 | 29268 | 31361 | 33390 | 35863 | 37585 | 39123 | 40453 | 41567 | Newcastle upon Tyne | North Eastern
NG FES - System Transformation | Total number of domestic heat pumps | North East Derbyshire | 33 | 38 | 38 | 54 | 70 | 88 | 108 | 146 | 184 | 227 | 276 | 333 | 424 | 490 | 554 | 631 | 722 | 808 | 972 | 1125 | 1270 | 1405 | 1576 | 1693 | 1810 | 1925 | 2036 | 2172 | 2265 | 2350 | 2420 | 2479 | North East Derbyshire | Derby, Derbyshire, Nottingham and Nottinghamshire | Sheffield City Region
NG FES - System Transformation | Total number of domestic heat pumps | North East Lincolnshire | 401 | 461 | 466 | 625 | 789 | 963 | 1144 | 1455 | 1751 | 2074 | 2437 | 2845 | 3476 | 3906 | 4462 | 5132 | 5921 | 6667 | 8234 | 9763 | 11225 | 12660 | 14511 | 15835 | 17158 | 18462 | 19730 | 21251 | 22345 | 23331 | 24203 | 24956 | North East Lincolnshire | Greater Lincolnshire | Humber
NG FES - System Transformation | Total number of domestic heat pumps | North Lincolnshire | 644 | 746 | 745 | 949 | 1158 | 1366 | 1604 | 2019 | 2438 | 2908 | 3448 | 4069 | 5064 | 5798 | 6547 | 7451 | 8515 | 9489 | 11465 | 13268 | 14969 | 16497 | 18413 | 19760 | 21104 | 22432 | 23725 | 25288 | 26400 | 27427 | 28307 | 29059 | North Lincolnshire | Greater Lincolnshire | Humber
NG FES - System Transformation | Total number of domestic heat pumps | North Tyneside | 449 | 527 | 540 | 767 | 1014 | 1275 | 1542 | 1983 | 2394 | 2832 | 3310 | 3859 | 4664 | 5249 | 5975 | 6854 | 7887 | 8845 | 10922 | 12928 | 14911 | 16799 | 19213 | 20988 | 22767 | 24516 | 26215 | 28254 | 29713 | 31034 | 32200 | 33205 | North Tyneside | North Eastern
NG FES - System Transformation | Total number of domestic heat pumps | Northumberland | 1025 | 1243 | 1248 | 1628 | 2001 | 2394 | 2842 | 3638 | 4517 | 5530 | 6699 | 8051 | 10161 | 11410 | 12969 | 14857 | 17064 | 19035 | 22889 | 26609 | 29983 | 33162 | 36862 | 39542 | 42201 | 44816 | 47358 | 50428 | 52621 | 54591 | 56294 | 57748 | Northumberland | North Eastern
NG FES - System Transformation | Total number of domestic heat pumps | Pendle | 51 | 60 | 60 | 75 | 90 | 104 | 121 | 150 | 179 | 211 | 249 | 291 | 361 | 416 | 473 | 541 | 621 | 689 | 844 | 985 | 1117 | 1243 | 1399 | 1511 | 1622 | 1732 | 1840 | 1970 | 2064 | 2152 | 2228 | 2293 | Pendle | Lancashire
NG FES - System Transformation | Total number of domestic heat pumps | Redcar and Cleveland | 326 | 401 | 404 | 550 | 696 | 851 | 1011 | 1284 | 1560 | 1860 | 2199 | 2589 | 3168 | 3594 | 4127 | 4771 | 5532 | 6237 | 7706 | 9124 | 10492 | 11795 | 13430 | 14630 | 15834 | 17023 | 18181 | 19574 | 20582 | 21492 | 22288 | 22974 | Redcar and Cleveland | Tees Valley
NG FES - System Transformation | Total number of domestic heat pumps | Richmondshire | 235 | 285 | 284 | 355 | 419 | 487 | 568 | 719 | 901 | 1116 | 1368 | 1659 | 2119 | 2361 | 2664 | 3031 | 3456 | 3836 | 4511 | 5161 | 5716 | 6234 | 6816 | 7228 | 7629 | 8022 | 8402 | 8867 | 9194 | 9483 | 9725 | 9927 | Richmondshire | York and North Yorkshire
NG FES - System Transformation | Total number of domestic heat pumps | Rotherham | 781 | 914 | 920 | 1235 | 1558 | 1893 | 2235 | 2815 | 3380 | 3996 | 4682 | 5463 | 6659 | 7424 | 8449 | 9690 | 11152 | 12585 | 15399 | 18078 | 20639 | 23094 | 26299 | 28576 | 30856 | 33103 | 35287 | 37919 | 39799 | 41513 | 43003 | 44283 | Rotherham | Sheffield City Region
NG FES - System Transformation | Total number of domestic heat pumps | Ryedale | 289 | 345 | 344 | 425 | 502 | 582 | 671 | 832 | 1008 | 1209 | 1439 | 1705 | 2107 | 2344 | 2631 | 2978 | 3386 | 3771 | 4433 | 5067 | 5626 | 6146 | 6774 | 7216 | 7650 | 8076 | 8490 | 8997 | 9354 | 9669 | 9931 | 10147 | Ryedale | York and North Yorkshire
NG FES - System Transformation | Total number of domestic heat pumps | Scarborough | 337 | 412 | 412 | 537 | 658 | 784 | 917 | 1151 | 1389 | 1653 | 1951 | 2293 | 2805 | 3208 | 3707 | 4312 | 5023 | 5666 | 7097 | 8476 | 9798 | 11049 | 12589 | 13728 | 14870 | 15999 | 17102 | 18419 | 19368 | 20231 | 20999 | 21672 | Scarborough | York and North Yorkshire
NG FES - System Transformation | Total number of domestic heat pumps | Selby | 472 | 543 | 541 | 671 | 805 | 936 | 1096 | 1383 | 1694 | 2047 | 2458 | 2941 | 3727 | 4310 | 4832 | 5465 | 6211 | 6903 | 8191 | 9351 | 10432 | 11304 | 12365 | 13089 | 13808 | 14516 | 15203 | 16043 | 16625 | 17156 | 17602 | 17974 | Selby | Leeds City Region | York and North Yorkshire
NG FES - System Transformation | Total number of domestic heat pumps | Sheffield | 1033 | 1201 | 1217 | 1699 | 2194 | 2734 | 3276 | 4211 | 5115 | 6094 | 7179 | 8411 | 10272 | 11428 | 13106 | 15138 | 17530 | 19902 | 24641 | 29363 | 33896 | 38380 | 44240 | 48416 | 52597 | 56713 | 60710 | 65519 | 68956 | 72035 | 74756 | 77099 | Sheffield | Sheffield City Region
NG FES - System Transformation | Total number of domestic heat pumps | South Tyneside | 312 | 372 | 379 | 532 | 695 | 868 | 1045 | 1341 | 1624 | 1927 | 2262 | 2646 | 3205 | 3655 | 4217 | 4897 | 5698 | 6448 | 8123 | 9744 | 11343 | 12870 | 14815 | 16255 | 17704 | 19134 | 20529 | 22198 | 23402 | 24498 | 25471 | 26317 | South Tyneside | North Eastern
NG FES - System Transformation | Total number of domestic heat pumps | Stockton-on-Tees | 501 | 587 | 600 | 839 | 1094 | 1365 | 1642 | 2100 | 2542 | 3015 | 3543 | 4149 | 5048 | 5661 | 6425 | 7351 | 8445 | 9472 | 11546 | 13548 | 15458 | 17277 | 19599 | 21294 | 22993 | 24665 | 26284 | 28236 | 29632 | 30892 | 31991 | 32931 | Stockton-on-Tees | Tees Valley
NG FES - System Transformation | Total number of domestic heat pumps | Sunderland | 515 | 616 | 631 | 906 | 1198 | 1508 | 1822 | 2341 | 2830 | 3350 | 3922 | 4579 | 5547 | 6325 | 7292 | 8464 | 9842 | 11108 | 14068 | 16931 | 19773 | 22479 | 25904 | 28445 | 31002 | 33523 | 35977 | 38905 | 41009 | 42925 | 44644 | 46144 | Sunderland | North Eastern
NG FES - System Transformation | Total number of domestic heat pumps | Wakefield | 881 | 1040 | 1051 | 1461 | 1882 | 2329 | 2783 | 3560 | 4348 | 5204 | 6159 | 7269 | 8980 | 10062 | 11482 | 13210 | 15247 | 17282 | 21138 | 24848 | 28390 | 31710 | 36033 | 39096 | 42166 | 45187 | 48119 | 51660 | 54172 | 56436 | 58412 | 60098 | Wakefield | Leeds City Region
NG FES - System Transformation | Total number of domestic heat pumps | West Lindsey | 227 | 267 | 266 | 339 | 413 | 486 | 588 | 776 | 1002 | 1262 | 1570 | 1944 | 2576 | 3076 | 3482 | 3976 | 4558 | 5073 | 6085 | 6992 | 7833 | 8483 | 9242 | 9765 | 10285 | 10798 | 11297 | 11903 | 12326 | 12709 | 13037 | 13311 | West Lindsey | Greater Lincolnshire
NG FES - System Transformation | Total number of domestic heat pumps | York | 556 | 650 | 658 | 881 | 1117 | 1367 | 1626 | 2067 | 2506 | 2982 | 3517 | 4132 | 5037 | 5657 | 6431 | 7368 | 8476 | 9527 | 11654 | 13707 | 15656 | 17501 | 19827 | 21516 | 23204 | 24864 | 26472 | 28414 | 29774 | 30999 | 32077 | 32997 | York | Leeds City Region | York and North Yorkshire
NG FES - Consumer Transformation | Total number of I&C heat pumps | Barnsley | 157 | 163 | 202 | 230 | 261 | 304 | 354 | 502 | 629 | 759 | 895 | 1032 | 1226 | 1379 | 1532 | 1676 | 1829 | 2040 | 2166 | 2298 | 2427 | 2553 | 2658 | 2739 | 2819 | 2901 | 2978 | 3049 | 3122 | 3199 | 3278 | 3359 | Barnsley | Leeds City Region | Sheffield City Region
NG FES - Consumer Transformation | Total number of I&C heat pumps | Bassetlaw | 15 | 17 | 20 | 23 | 26 | 31 | 36 | 50 | 62 | 76 | 89 | 103 | 121 | 136 | 151 | 166 | 181 | 203 | 214 | 228 | 239 | 253 | 263 | 271 | 280 | 286 | 295 | 301 | 307 | 316 | 322 | 331 | Bassetlaw | Derby, Derbyshire, Nottingham and Nottinghamshire | Sheffield City Region
NG FES - Consumer Transformation | Total number of I&C heat pumps | Bradford | 373 | 389 | 480 | 546 | 613 | 713 | 822 | 1149 | 1436 | 1722 | 2014 | 2306 | 2723 | 3033 | 3340 | 3640 | 3935 | 4354 | 4590 | 4831 | 5063 | 5279 | 5455 | 5574 | 5692 | 5802 | 5909 | 5997 | 6086 | 6179 | 6277 | 6372 | Bradford | Leeds City Region
NG FES - Consumer Transformation | Total number of I&C heat pumps | Calderdale | 162 | 167 | 210 | 237 | 265 | 308 | 356 | 496 | 619 | 744 | 868 | 995 | 1172 | 1308 | 1439 | 1568 | 1697 | 1878 | 1978 | 2082 | 2180 | 2277 | 2351 | 2402 | 2453 | 2502 | 2546 | 2585 | 2622 | 2662 | 2703 | 2748 | Calderdale | Leeds City Region
NG FES - Consumer Transformation | Total number of I&C heat pumps | County Durham | 331 | 355 | 448 | 517 | 588 | 697 | 816 | 1106 | 1383 | 1656 | 1930 | 2210 | 2620 | 2923 | 3213 | 3494 | 3775 | 4183 | 4406 | 4637 | 4851 | 5056 | 5235 | 5347 | 5453 | 5556 | 5650 | 5726 | 5803 | 5887 | 5974 | 6064 | County Durham | North Eastern
NG FES - Consumer Transformation | Total number of I&C heat pumps | Craven | 56 | 59 | 74 | 83 | 93 | 109 | 128 | 178 | 223 | 269 | 315 | 361 | 428 | 478 | 528 | 576 | 625 | 696 | 735 | 778 | 815 | 854 | 886 | 909 | 931 | 952 | 974 | 993 | 1010 | 1032 | 1051 | 1072 | Craven | Leeds City Region | York and North Yorkshire
NG FES - Consumer Transformation | Total number of I&C heat pumps | Darlington | 74 | 80 | 99 | 115 | 132 | 155 | 182 | 247 | 308 | 367 | 429 | 491 | 582 | 649 | 713 | 776 | 837 | 928 | 979 | 1028 | 1077 | 1121 | 1161 | 1187 | 1210 | 1231 | 1252 | 1269 | 1285 | 1305 | 1324 | 1342 | Darlington | Tees Valley
NG FES - Consumer Transformation | Total number of I&C heat pumps | Doncaster | 214 | 225 | 279 | 320 | 361 | 420 | 487 | 689 | 867 | 1048 | 1231 | 1418 | 1684 | 1893 | 2093 | 2297 | 2499 | 2787 | 2959 | 3138 | 3308 | 3475 | 3621 | 3727 | 3833 | 3939 | 4038 | 4134 | 4229 | 4325 | 4426 | 4534 | Doncaster | Sheffield City Region
NG FES - Consumer Transformation | Total number of I&C heat pumps | East Lindsey | 53 | 56 | 69 | 80 | 90 | 105 | 123 | 171 | 215 | 259 | 303 | 351 | 417 | 466 | 517 | 568 | 617 | 687 | 729 | 774 | 817 | 858 | 892 | 917 | 944 | 970 | 992 | 1017 | 1039 | 1062 | 1087 | 1115 | East Lindsey | Greater Lincolnshire
NG FES - Consumer Transformation | Total number of I&C heat pumps | East Riding of Yorkshire | 319 | 337 | 419 | 477 | 541 | 631 | 736 | 1031 | 1295 | 1568 | 1848 | 2130 | 2527 | 2839 | 3145 | 3455 | 3759 | 4193 | 4452 | 4722 | 4980 | 5232 | 5449 | 5611 | 5776 | 5934 | 6092 | 6231 | 6374 | 6519 | 6678 | 6840 | East Riding of Yorkshire | Humber | York and North Yorkshire
NG FES - Consumer Transformation | Total number of I&C heat pumps | Gateshead | 119 | 130 | 161 | 187 | 211 | 250 | 294 | 398 | 496 | 596 | 694 | 794 | 941 | 1050 | 1153 | 1254 | 1356 | 1502 | 1582 | 1662 | 1739 | 1813 | 1877 | 1916 | 1954 | 1990 | 2023 | 2052 | 2077 | 2106 | 2137 | 2169 | Gateshead | North Eastern
NG FES - Consumer Transformation | Total number of I&C heat pumps | Hambleton | 120 | 131 | 165 | 193 | 220 | 263 | 310 | 424 | 533 | 645 | 758 | 873 | 1043 | 1172 | 1298 | 1425 | 1549 | 1732 | 1838 | 1949 | 2056 | 2159 | 2254 | 2320 | 2387 | 2451 | 2512 | 2568 | 2625 | 2685 | 2748 | 2814 | Hambleton | York and North Yorkshire
NG FES - Consumer Transformation | Total number of I&C heat pumps | Harrogate | 177 | 191 | 242 | 282 | 323 | 387 | 457 | 624 | 788 | 953 | 1120 | 1294 | 1551 | 1742 | 1934 | 2124 | 2316 | 2592 | 2758 | 2925 | 3095 | 3256 | 3407 | 3512 | 3619 | 3726 | 3828 | 3920 | 4013 | 4113 | 4216 | 4325 | Harrogate | Leeds City Region | York and North Yorkshire
NG FES - Consumer Transformation | Total number of I&C heat pumps | Hartlepool | 59 | 65 | 81 | 94 | 106 | 126 | 148 | 200 | 249 | 300 | 348 | 399 | 474 | 527 | 580 | 632 | 682 | 756 | 797 | 837 | 877 | 912 | 946 | 966 | 985 | 1004 | 1022 | 1036 | 1048 | 1063 | 1079 | 1095 | Hartlepool | Tees Valley
NG FES - Consumer Transformation | Total number of I&C heat pumps | High Peak | 9 | 10 | 12 | 13 | 15 | 17 | 20 | 28 | 35 | 42 | 49 | 56 | 66 | 74 | 81 | 89 | 96 | 106 | 112 | 118 | 123 | 128 | 133 | 136 | 139 | 141 | 144 | 146 | 148 | 150 | 153 | 155 | High Peak | Derby, Derbyshire, Nottingham and Nottinghamshire,
NG FES - Consumer Transformation | Total number of I&C heat pumps | Kingston upon Hull, City of | 197 | 207 | 254 | 288 | 326 | 375 | 434 | 607 | 760 | 909 | 1062 | 1221 | 1439 | 1610 | 1768 | 1931 | 2087 | 2315 | 2439 | 2570 | 2693 | 2809 | 2908 | 2974 | 3040 | 3101 | 3159 | 3210 | 3259 | 3311 | 3366 | 3421 | Kingston upon Hull, City of | Humber
NG FES - Consumer Transformation | Total number of I&C heat pumps | Kirklees | 309 | 326 | 401 | 458 | 510 | 595 | 687 | 957 | 1196 | 1434 | 1679 | 1923 | 2269 | 2531 | 2783 | 3036 | 3279 | 3630 | 3828 | 4028 | 4220 | 4404 | 4552 | 4656 | 4749 | 4844 | 4934 | 5010 | 5083 | 5159 | 5243 | 5325 | Kirklees | Leeds City Region
NG FES - Consumer Transformation | Total number of I&C heat pumps | Leeds | 587 | 610 | 752 | 860 | 964 | 1118 | 1291 | 1798 | 2254 | 2707 | 3159 | 3614 | 4271 | 4766 | 5238 | 5709 | 6179 | 6836 | 7207 | 7587 | 7947 | 8290 | 8567 | 8762 | 8946 | 9124 | 9290 | 9429 | 9567 | 9713 | 9869 | 10024 | Leeds | Leeds City Region
NG FES - Consumer Transformation | Total number of I&C heat pumps | Middlesbrough | 82 | 89 | 112 | 129 | 147 | 174 | 206 | 277 | 349 | 419 | 489 | 560 | 666 | 743 | 818 | 892 | 966 | 1072 | 1131 | 1192 | 1250 | 1305 | 1355 | 1386 | 1416 | 1446 | 1473 | 1498 | 1520 | 1545 | 1571 | 1598 | Middlesbrough | Tees Valley
NG FES - Consumer Transformation | Total number of I&C heat pumps | Newcastle upon Tyne | 197 | 214 | 270 | 314 | 358 | 425 | 497 | 680 | 854 | 1027 | 1205 | 1387 | 1655 | 1854 | 2048 | 2240 | 2431 | 2711 | 2873 | 3036 | 3192 | 3345 | 3485 | 3579 | 3669 | 3758 | 3846 | 3919 | 3992 | 4076 | 4160 | 4244 | Newcastle upon Tyne | North Eastern
NG FES - Consumer Transformation | Total number of I&C heat pumps | North East Derbyshire | 12 | 13 | 16 | 19 | 21 | 25 | 28 | 41 | 51 | 62 | 72 | 83 | 99 | 111 | 124 | 136 | 148 | 165 | 175 | 186 | 196 | 207 | 215 | 222 | 228 | 234 | 241 | 247 | 252 | 259 | 265 | 272 | North East Derbyshire | Derby, Derbyshire, Nottingham and Nottinghamshire | Sheffield City Region
NG FES - Consumer Transformation | Total number of I&C heat pumps | North East Lincolnshire | 115 | 119 | 147 | 165 | 186 | 217 | 250 | 348 | 436 | 523 | 610 | 699 | 826 | 921 | 1014 | 1105 | 1196 | 1322 | 1396 | 1470 | 1540 | 1607 | 1661 | 1698 | 1735 | 1770 | 1802 | 1830 | 1857 | 1885 | 1918 | 1948 | North East Lincolnshire | Greater Lincolnshire | Humber
NG FES - Consumer Transformation | Total number of I&C heat pumps | North Lincolnshire | 146 | 153 | 190 | 216 | 244 | 285 | 334 | 466 | 587 | 710 | 834 | 962 | 1141 | 1282 | 1418 | 1556 | 1693 | 1887 | 2002 | 2122 | 2237 | 2351 | 2444 | 2516 | 2590 | 2658 | 2726 | 2786 | 2850 | 2913 | 2983 | 3055 | North Lincolnshire | Greater Lincolnshire | Humber
NG FES - Consumer Transformation | Total number of I&C heat pumps | North Tyneside | 110 | 118 | 151 | 173 | 199 | 235 | 280 | 379 | 478 | 577 | 678 | 783 | 933 | 1047 | 1159 | 1270 | 1381 | 1543 | 1637 | 1733 | 1827 | 1919 | 2001 | 2060 | 2115 | 2172 | 2227 | 2273 | 2323 | 2375 | 2428 | 2486 | North Tyneside | North Eastern
NG FES - Consumer Transformation | Total number of I&C heat pumps | Northumberland | 254 | 274 | 347 | 406 | 461 | 548 | 648 | 884 | 1110 | 1338 | 1570 | 1811 | 2161 | 2419 | 2679 | 2936 | 3189 | 3559 | 3777 | 3992 | 4207 | 4414 | 4606 | 4732 | 4861 | 4990 | 5105 | 5213 | 5320 | 5435 | 5556 | 5681 | Northumberland | North Eastern
NG FES - Consumer Transformation | Total number of I&C heat pumps | Pendle | 21 | 22 | 27 | 31 | 34 | 40 | 46 | 65 | 81 | 97 | 113 | 130 | 154 | 172 | 189 | 206 | 223 | 248 | 261 | 275 | 288 | 300 | 311 | 318 | 325 | 331 | 338 | 343 | 349 | 354 | 360 | 366 | Pendle | Lancashire
NG FES - Consumer Transformation | Total number of I&C heat pumps | Redcar and Cleveland | 82 | 88 | 114 | 131 | 150 | 179 | 212 | 288 | 363 | 437 | 515 | 592 | 707 | 794 | 879 | 964 | 1048 | 1171 | 1243 | 1316 | 1389 | 1457 | 1521 | 1565 | 1609 | 1652 | 1693 | 1730 | 1767 | 1806 | 1849 | 1891 | Redcar and Cleveland | Tees Valley
NG FES - Consumer Transformation | Total number of I&C heat pumps | Richmondshire | 68 | 74 | 93 | 109 | 125 | 149 | 177 | 241 | 303 | 367 | 433 | 498 | 597 | 672 | 746 | 819 | 892 | 998 | 1061 | 1126 | 1189 | 1251 | 1308 | 1350 | 1390 | 1430 | 1469 | 1502 | 1538 | 1576 | 1614 | 1656 | Richmondshire | York and North Yorkshire
NG FES - Consumer Transformation | Total number of I&C heat pumps | Rotherham | 171 | 178 | 223 | 254 | 285 | 333 | 386 | 544 | 686 | 829 | 972 | 1120 | 1332 | 1495 | 1655 | 1814 | 1976 | 2203 | 2341 | 2481 | 2616 | 2750 | 2861 | 2946 | 3033 | 3115 | 3196 | 3270 | 3345 | 3426 | 3504 | 3589 | Rotherham | Sheffield City Region
NG FES - Consumer Transformation | Total number of I&C heat pumps | Ryedale | 84 | 92 | 117 | 135 | 156 | 186 | 219 | 299 | 378 | 456 | 538 | 620 | 744 | 835 | 926 | 1018 | 1109 | 1241 | 1320 | 1401 | 1479 | 1556 | 1627 | 1676 | 1728 | 1779 | 1826 | 1870 | 1913 | 1960 | 2010 | 2061 | Ryedale | York and North Yorkshire
NG FES - Consumer Transformation | Total number of I&C heat pumps | Scarborough | 142 | 153 | 194 | 224 | 253 | 302 | 355 | 481 | 603 | 725 | 849 | 972 | 1156 | 1292 | 1427 | 1557 | 1684 | 1875 | 1983 | 2090 | 2194 | 2293 | 2383 | 2443 | 2498 | 2555 | 2607 | 2651 | 2696 | 2746 | 2794 | 2845 | Scarborough | York and North Yorkshire
NG FES - Consumer Transformation | Total number of I&C heat pumps | Selby | 83 | 85 | 108 | 123 | 140 | 164 | 192 | 268 | 339 | 411 | 483 | 557 | 662 | 744 | 824 | 907 | 987 | 1101 | 1172 | 1242 | 1312 | 1380 | 1437 | 1482 | 1527 | 1571 | 1614 | 1653 | 1690 | 1732 | 1776 | 1821 | Selby | Leeds City Region | York and North Yorkshire
NG FES - Consumer Transformation | Total number of I&C heat pumps | Sheffield | 391 | 404 | 497 | 568 | 634 | 735 | 849 | 1189 | 1489 | 1781 | 2082 | 2386 | 2816 | 3142 | 3459 | 3769 | 4076 | 4512 | 4760 | 5008 | 5247 | 5475 | 5657 | 5782 | 5906 | 6026 | 6134 | 6229 | 6320 | 6417 | 6517 | 6623 | Sheffield | Sheffield City Region
NG FES - Consumer Transformation | Total number of I&C heat pumps | South Tyneside | 78 | 84 | 107 | 123 | 140 | 164 | 192 | 262 | 326 | 390 | 456 | 522 | 619 | 690 | 756 | 824 | 891 | 988 | 1038 | 1090 | 1143 | 1190 | 1231 | 1259 | 1284 | 1309 | 1330 | 1346 | 1367 | 1386 | 1405 | 1424 | South Tyneside | North Eastern
NG FES - Consumer Transformation | Total number of I&C heat pumps | Stockton-on-Tees | 108 | 117 | 147 | 170 | 197 | 234 | 277 | 376 | 474 | 573 | 671 | 773 | 923 | 1036 | 1146 | 1256 | 1367 | 1526 | 1618 | 1711 | 1805 | 1896 | 1976 | 2032 | 2089 | 2143 | 2197 | 2242 | 2290 | 2340 | 2393 | 2446 | Stockton-on-Tees | Tees Valley
NG FES - Consumer Transformation | Total number of I&C heat pumps | Sunderland | 165 | 179 | 226 | 262 | 295 | 350 | 411 | 556 | 695 | 835 | 974 | 1114 | 1322 | 1475 | 1622 | 1766 | 1909 | 2116 | 2232 | 2345 | 2459 | 2560 | 2656 | 2713 | 2769 | 2823 | 2873 | 2914 | 2955 | 2997 | 3045 | 3091 | Sunderland | North Eastern
NG FES - Consumer Transformation | Total number of I&C heat pumps | Wakefield | 246 | 257 | 319 | 363 | 413 | 482 | 561 | 789 | 992 | 1197 | 1406 | 1622 | 1921 | 2157 | 2387 | 2621 | 2854 | 3181 | 3378 | 3576 | 3776 | 3965 | 4128 | 4247 | 4369 | 4489 | 4607 | 4711 | 4818 | 4929 | 5048 | 5171 | Wakefield | Leeds City Region
NG FES - Consumer Transformation | Total number of I&C heat pumps | West Lindsey | 72 | 78 | 93 | 107 | 122 | 143 | 167 | 232 | 294 | 355 | 416 | 478 | 571 | 641 | 710 | 780 | 850 | 947 | 1006 | 1066 | 1125 | 1182 | 1229 | 1268 | 1305 | 1340 | 1375 | 1408 | 1440 | 1474 | 1509 | 1545 | West Lindsey | Greater Lincolnshire
NG FES - Consumer Transformation | Total number of I&C heat pumps | York | 166 | 179 | 225 | 260 | 298 | 352 | 414 | 558 | 697 | 838 | 978 | 1119 | 1328 | 1479 | 1629 | 1773 | 1916 | 2126 | 2240 | 2357 | 2467 | 2572 | 2665 | 2724 | 2780 | 2835 | 2883 | 2924 | 2964 | 3007 | 3054 | 3101 | York | Leeds City Region | York and North Yorkshire
NG FES - Leading the Way | Total number of I&C heat pumps | Barnsley | 157 | 163 | 186 | 218 | 256 | 303 | 355 | 426 | 543 | 683 | 823 | 966 | 1108 | 1254 | 1398 | 1542 | 1691 | 1838 | 1967 | 2098 | 2229 | 2359 | 2469 | 2537 | 2606 | 2671 | 2737 | 2804 | 2861 | 2918 | 2979 | 3039 | Barnsley | Leeds City Region | Sheffield City Region
NG FES - Leading the Way | Total number of I&C heat pumps | Bassetlaw | 15 | 17 | 19 | 21 | 26 | 31 | 36 | 43 | 54 | 68 | 82 | 96 | 110 | 124 | 139 | 154 | 168 | 182 | 195 | 207 | 220 | 233 | 243 | 251 | 258 | 265 | 270 | 277 | 282 | 288 | 293 | 299 | Bassetlaw | Derby, Derbyshire, Nottingham and Nottinghamshire | Sheffield City Region
NG FES - Leading the Way | Total number of I&C heat pumps | Bradford | 373 | 389 | 446 | 517 | 604 | 711 | 829 | 981 | 1241 | 1547 | 1853 | 2157 | 2459 | 2762 | 3057 | 3353 | 3644 | 3926 | 4166 | 4411 | 4648 | 4882 | 5062 | 5166 | 5259 | 5347 | 5430 | 5516 | 5575 | 5639 | 5705 | 5769 | Bradford | Leeds City Region
NG FES - Leading the Way | Total number of I&C heat pumps | Calderdale | 162 | 167 | 193 | 220 | 261 | 308 | 357 | 424 | 536 | 667 | 798 | 931 | 1061 | 1190 | 1318 | 1445 | 1570 | 1695 | 1798 | 1899 | 2004 | 2106 | 2180 | 2227 | 2267 | 2304 | 2339 | 2377 | 2403 | 2429 | 2457 | 2486 | Calderdale | Leeds City Region
NG FES - Leading the Way | Total number of I&C heat pumps | County Durham | 331 | 355 | 407 | 473 | 566 | 677 | 794 | 967 | 1169 | 1455 | 1744 | 2028 | 2330 | 2610 | 2890 | 3163 | 3434 | 3749 | 3976 | 4202 | 4427 | 4644 | 4837 | 4933 | 5019 | 5096 | 5174 | 5264 | 5319 | 5372 | 5431 | 5486 | County Durham | North Eastern
NG FES - Leading the Way | Total number of I&C heat pumps | Craven | 56 | 59 | 69 | 78 | 92 | 109 | 128 | 151 | 193 | 240 | 288 | 338 | 386 | 434 | 484 | 531 | 579 | 626 | 668 | 709 | 750 | 790 | 823 | 841 | 861 | 878 | 895 | 913 | 928 | 942 | 956 | 971 | Craven | Leeds City Region | York and North Yorkshire
NG FES - Leading the Way | Total number of I&C heat pumps | Darlington | 74 | 80 | 91 | 105 | 126 | 151 | 177 | 214 | 260 | 323 | 387 | 451 | 518 | 581 | 642 | 702 | 763 | 832 | 883 | 933 | 981 | 1029 | 1073 | 1095 | 1113 | 1131 | 1146 | 1168 | 1180 | 1189 | 1202 | 1215 | Darlington | Tees Valley
NG FES - Leading the Way | Total number of I&C heat pumps | Doncaster | 214 | 225 | 259 | 301 | 357 | 419 | 489 | 589 | 749 | 938 | 1132 | 1324 | 1524 | 1720 | 1916 | 2115 | 2316 | 2514 | 2686 | 2862 | 3040 | 3216 | 3359 | 3452 | 3543 | 3627 | 3710 | 3800 | 3875 | 3948 | 4026 | 4102 | Doncaster | Sheffield City Region
NG FES - Leading the Way | Total number of I&C heat pumps | East Lindsey | 53 | 56 | 64 | 75 | 88 | 105 | 123 | 145 | 185 | 231 | 279 | 328 | 377 | 425 | 473 | 523 | 572 | 621 | 664 | 705 | 750 | 792 | 827 | 850 | 872 | 894 | 913 | 934 | 954 | 971 | 989 | 1008 | East Lindsey | Greater Lincolnshire
NG FES - Leading the Way | Total number of I&C heat pumps | East Riding of Yorkshire | 319 | 337 | 386 | 449 | 528 | 627 | 736 | 880 | 1118 | 1408 | 1695 | 1990 | 2284 | 2583 | 2878 | 3177 | 3481 | 3779 | 4041 | 4309 | 4576 | 4844 | 5058 | 5199 | 5335 | 5466 | 5600 | 5730 | 5841 | 5952 | 6070 | 6186 | East Riding of Yorkshire | Humber | York and North Yorkshire
NG FES - Leading the Way | Total number of I&C heat pumps | Gateshead | 119 | 130 | 147 | 169 | 205 | 243 | 286 | 346 | 421 | 523 | 626 | 729 | 837 | 938 | 1040 | 1134 | 1232 | 1346 | 1427 | 1506 | 1588 | 1666 | 1736 | 1770 | 1799 | 1827 | 1855 | 1885 | 1904 | 1922 | 1944 | 1962 | Gateshead | North Eastern
NG FES - Leading the Way | Total number of I&C heat pumps | Hambleton | 120 | 131 | 150 | 174 | 212 | 254 | 303 | 370 | 452 | 567 | 684 | 801 | 928 | 1048 | 1169 | 1288 | 1409 | 1553 | 1658 | 1765 | 1876 | 1983 | 2083 | 2142 | 2196 | 2248 | 2301 | 2361 | 2405 | 2452 | 2497 | 2546 | Hambleton | York and North Yorkshire
NG FES - Leading the Way | Total number of I&C heat pumps | Harrogate | 177 | 191 | 220 | 259 | 311 | 375 | 444 | 543 | 669 | 839 | 1011 | 1189 | 1379 | 1559 | 1743 | 1924 | 2111 | 2322 | 2484 | 2657 | 2826 | 2992 | 3149 | 3244 | 3334 | 3420 | 3506 | 3606 | 3679 | 3754 | 3834 | 3915 | Harrogate | Leeds City Region | York and North Yorkshire
NG FES - Leading the Way | Total number of I&C heat pumps | Hartlepool | 59 | 65 | 73 | 86 | 102 | 122 | 144 | 174 | 212 | 264 | 315 | 366 | 420 | 471 | 522 | 572 | 620 | 677 | 718 | 759 | 801 | 839 | 875 | 892 | 906 | 922 | 934 | 952 | 962 | 971 | 981 | 991 | Hartlepool | Tees Valley
NG FES - Leading the Way | Total number of I&C heat pumps | High Peak | 9 | 10 | 11 | 13 | 15 | 17 | 20 | 24 | 30 | 38 | 45 | 53 | 60 | 67 | 74 | 82 | 89 | 96 | 101 | 107 | 113 | 119 | 123 | 126 | 128 | 130 | 132 | 134 | 136 | 137 | 139 | 140 | High Peak | Derby, Derbyshire, Nottingham and Nottinghamshire,
NG FES - Leading the Way | Total number of I&C heat pumps | Kingston upon Hull, City of | 197 | 207 | 234 | 272 | 317 | 375 | 435 | 518 | 655 | 817 | 979 | 1144 | 1303 | 1461 | 1622 | 1780 | 1931 | 2086 | 2215 | 2346 | 2476 | 2600 | 2697 | 2754 | 2806 | 2857 | 2904 | 2951 | 2985 | 3021 | 3060 | 3094 | Kingston upon Hull, City of | Humber
NG FES - Leading the Way | Total number of I&C heat pumps | Kirklees | 309 | 326 | 373 | 431 | 504 | 594 | 690 | 819 | 1034 | 1287 | 1542 | 1795 | 2051 | 2302 | 2549 | 2796 | 3038 | 3274 | 3476 | 3677 | 3879 | 4076 | 4224 | 4310 | 4390 | 4464 | 4533 | 4603 | 4659 | 4708 | 4764 | 4820 | Kirklees | Leeds City Region
NG FES - Leading the Way | Total number of I&C heat pumps | Leeds | 587 | 610 | 704 | 809 | 953 | 1116 | 1299 | 1541 | 1943 | 2424 | 2901 | 3389 | 3861 | 4331 | 4795 | 5259 | 5717 | 6166 | 6546 | 6926 | 7304 | 7670 | 7949 | 8115 | 8262 | 8406 | 8534 | 8670 | 8772 | 8866 | 8969 | 9073 | Leeds | Leeds City Region
NG FES - Leading the Way | Total number of I&C heat pumps | Middlesbrough | 82 | 89 | 102 | 118 | 143 | 169 | 201 | 243 | 294 | 368 | 441 | 513 | 591 | 663 | 736 | 808 | 878 | 961 | 1021 | 1080 | 1142 | 1200 | 1253 | 1280 | 1304 | 1328 | 1349 | 1377 | 1394 | 1411 | 1429 | 1447 | Middlesbrough | Tees Valley
NG FES - Leading the Way | Total number of I&C heat pumps | Newcastle upon Tyne | 197 | 214 | 241 | 285 | 343 | 410 | 489 | 593 | 723 | 905 | 1087 | 1271 | 1470 | 1658 | 1841 | 2027 | 2214 | 2431 | 2587 | 2751 | 2914 | 3074 | 3218 | 3301 | 3376 | 3449 | 3518 | 3603 | 3660 | 3718 | 3781 | 3841 | Newcastle upon Tyne | North Eastern
NG FES - Leading the Way | Total number of I&C heat pumps | North East Derbyshire | 12 | 13 | 15 | 18 | 21 | 25 | 28 | 34 | 44 | 55 | 66 | 79 | 90 | 101 | 113 | 125 | 137 | 149 | 159 | 169 | 181 | 191 | 199 | 206 | 211 | 216 | 221 | 227 | 231 | 236 | 241 | 245 | North East Derbyshire | Derby, Derbyshire, Nottingham and Nottinghamshire | Sheffield City Region
NG FES - Leading the Way | Total number of I&C heat pumps | North East Lincolnshire | 115 | 119 | 134 | 157 | 184 | 215 | 250 | 298 | 376 | 467 | 561 | 653 | 748 | 839 | 927 | 1017 | 1106 | 1195 | 1267 | 1341 | 1415 | 1486 | 1541 | 1572 | 1603 | 1631 | 1655 | 1683 | 1701 | 1722 | 1743 | 1762 | North East Lincolnshire | Greater Lincolnshire | Humber
NG FES - Leading the Way | Total number of I&C heat pumps | North Lincolnshire | 146 | 153 | 175 | 204 | 243 | 284 | 335 | 398 | 508 | 638 | 769 | 898 | 1034 | 1164 | 1298 | 1433 | 1566 | 1703 | 1817 | 1936 | 2053 | 2173 | 2269 | 2333 | 2392 | 2446 | 2506 | 2562 | 2611 | 2657 | 2711 | 2763 | North Lincolnshire | Greater Lincolnshire | Humber
NG FES - Leading the Way | Total number of I&C heat pumps | North Tyneside | 110 | 118 | 135 | 159 | 191 | 230 | 272 | 332 | 406 | 510 | 611 | 717 | 829 | 936 | 1042 | 1151 | 1256 | 1381 | 1475 | 1573 | 1666 | 1763 | 1849 | 1900 | 1947 | 1995 | 2039 | 2091 | 2130 | 2169 | 2210 | 2249 | North Tyneside | North Eastern
NG FES - Leading the Way | Total number of I&C heat pumps | Northumberland | 254 | 274 | 314 | 369 | 443 | 531 | 632 | 769 | 942 | 1179 | 1418 | 1661 | 1921 | 2165 | 2411 | 2657 | 2903 | 3189 | 3404 | 3622 | 3841 | 4058 | 4256 | 4369 | 4474 | 4577 | 4675 | 4796 | 4877 | 4962 | 5051 | 5142 | Northumberland | North Eastern
NG FES - Leading the Way | Total number of I&C heat pumps | Pendle | 21 | 22 | 25 | 29 | 34 | 40 | 46 | 56 | 70 | 87 | 104 | 121 | 138 | 156 | 173 | 189 | 206 | 223 | 236 | 250 | 264 | 277 | 288 | 294 | 300 | 305 | 311 | 315 | 319 | 323 | 327 | 331 | Pendle | Lancashire
NG FES - Leading the Way | Total number of I&C heat pumps | Redcar and Cleveland | 82 | 88 | 102 | 120 | 145 | 174 | 207 | 252 | 307 | 386 | 464 | 544 | 628 | 709 | 790 | 873 | 954 | 1050 | 1120 | 1193 | 1266 | 1339 | 1405 | 1444 | 1481 | 1516 | 1550 | 1591 | 1619 | 1650 | 1680 | 1712 | Redcar and Cleveland | Tees Valley
NG FES - Leading the Way | Total number of I&C heat pumps | Richmondshire | 68 | 74 | 85 | 99 | 120 | 146 | 172 | 210 | 257 | 324 | 390 | 460 | 532 | 600 | 670 | 740 | 813 | 894 | 957 | 1021 | 1086 | 1150 | 1210 | 1247 | 1280 | 1311 | 1344 | 1381 | 1410 | 1438 | 1468 | 1497 | Richmondshire | York and North Yorkshire
NG FES - Leading the Way | Total number of I&C heat pumps | Rotherham | 171 | 178 | 206 | 237 | 283 | 333 | 388 | 464 | 590 | 742 | 893 | 1048 | 1202 | 1357 | 1517 | 1673 | 1830 | 1987 | 2122 | 2263 | 2404 | 2545 | 2654 | 2729 | 2801 | 2870 | 2937 | 3010 | 3063 | 3123 | 3186 | 3249 | Rotherham | Sheffield City Region
NG FES - Leading the Way | Total number of I&C heat pumps | Ryedale | 84 | 92 | 106 | 123 | 149 | 179 | 213 | 261 | 320 | 402 | 485 | 570 | 661 | 747 | 835 | 921 | 1010 | 1113 | 1190 | 1271 | 1352 | 1430 | 1504 | 1549 | 1590 | 1632 | 1672 | 1719 | 1754 | 1790 | 1828 | 1866 | Ryedale | York and North Yorkshire
NG FES - Leading the Way | Total number of I&C heat pumps | Scarborough | 142 | 153 | 176 | 204 | 246 | 292 | 345 | 421 | 513 | 639 | 766 | 894 | 1030 | 1158 | 1285 | 1411 | 1537 | 1681 | 1789 | 1895 | 2006 | 2108 | 2202 | 2254 | 2301 | 2346 | 2387 | 2436 | 2471 | 2504 | 2540 | 2576 | Scarborough | York and North Yorkshire
NG FES - Leading the Way | Total number of I&C heat pumps | Selby | 83 | 85 | 101 | 117 | 139 | 164 | 192 | 229 | 294 | 368 | 444 | 520 | 600 | 677 | 755 | 835 | 914 | 993 | 1061 | 1133 | 1207 | 1278 | 1334 | 1374 | 1410 | 1447 | 1481 | 1519 | 1550 | 1581 | 1615 | 1649 | Selby | Leeds City Region | York and North Yorkshire
NG FES - Leading the Way | Total number of I&C heat pumps | Sheffield | 391 | 404 | 461 | 533 | 622 | 735 | 854 | 1015 | 1285 | 1603 | 1917 | 2231 | 2547 | 2861 | 3165 | 3471 | 3771 | 4069 | 4319 | 4570 | 4820 | 5062 | 5249 | 5360 | 5456 | 5545 | 5634 | 5730 | 5790 | 5858 | 5924 | 5995 | Sheffield | Sheffield City Region
NG FES - Leading the Way | Total number of I&C heat pumps | South Tyneside | 78 | 84 | 96 | 112 | 134 | 159 | 189 | 227 | 275 | 343 | 412 | 478 | 550 | 617 | 681 | 747 | 810 | 883 | 937 | 990 | 1042 | 1094 | 1138 | 1161 | 1183 | 1199 | 1216 | 1241 | 1251 | 1263 | 1277 | 1289 | South Tyneside | North Eastern
NG FES - Leading the Way | Total number of I&C heat pumps | Stockton-on-Tees | 108 | 117 | 133 | 157 | 189 | 226 | 269 | 330 | 400 | 503 | 604 | 711 | 821 | 928 | 1032 | 1137 | 1243 | 1367 | 1459 | 1553 | 1649 | 1743 | 1828 | 1876 | 1923 | 1967 | 2011 | 2062 | 2098 | 2134 | 2174 | 2214 | Stockton-on-Tees | Tees Valley
NG FES - Leading the Way | Total number of I&C heat pumps | Sunderland | 165 | 179 | 205 | 237 | 284 | 338 | 400 | 485 | 591 | 734 | 876 | 1023 | 1175 | 1319 | 1459 | 1598 | 1736 | 1896 | 2012 | 2126 | 2244 | 2354 | 2453 | 2504 | 2549 | 2590 | 2629 | 2679 | 2708 | 2736 | 2768 | 2799 | Sunderland | North Eastern
NG FES - Leading the Way | Total number of I&C heat pumps | Wakefield | 246 | 257 | 297 | 346 | 409 | 480 | 563 | 672 | 854 | 1073 | 1293 | 1516 | 1740 | 1962 | 2190 | 2416 | 2641 | 2869 | 3066 | 3265 | 3468 | 3666 | 3827 | 3937 | 4039 | 4133 | 4231 | 4336 | 4415 | 4501 | 4588 | 4679 | Wakefield | Leeds City Region
NG FES - Leading the Way | Total number of I&C heat pumps | West Lindsey | 72 | 78 | 89 | 102 | 119 | 143 | 167 | 199 | 254 | 318 | 385 | 450 | 517 | 584 | 650 | 718 | 787 | 856 | 913 | 973 | 1033 | 1094 | 1141 | 1174 | 1204 | 1235 | 1264 | 1294 | 1319 | 1344 | 1372 | 1398 | West Lindsey | Greater Lincolnshire
NG FES - Leading the Way | Total number of I&C heat pumps | York | 166 | 179 | 204 | 237 | 286 | 342 | 403 | 489 | 590 | 736 | 882 | 1028 | 1180 | 1324 | 1465 | 1605 | 1744 | 1904 | 2021 | 2134 | 2251 | 2362 | 2463 | 2514 | 2559 | 2599 | 2640 | 2690 | 2719 | 2745 | 2776 | 2809 | York | Leeds City Region | York and North Yorkshire
NPg Planning Scenario | Total number of I&C heat pumps | Barnsley | 157 | 163 | 174 | 197 | 225 | 254 | 293 | 333 | 376 | 426 | 498 | 587 | 687 | 795 | 909 | 1035 | 1167 | 1306 | 1499 | 1725 | 1989 | 2234 | 2493 | 2751 | 3019 | 3289 | 3562 | 3844 | 4120 | 4390 | 4602 | 4729 | Barnsley | Leeds City Region | Sheffield City Region
NPg Planning Scenario | Total number of I&C heat pumps | Bassetlaw | 15 | 16 | 17 | 20 | 22 | 26 | 30 | 32 | 38 | 43 | 50 | 58 | 69 | 79 | 90 | 103 | 116 | 130 | 150 | 171 | 197 | 222 | 246 | 272 | 298 | 325 | 352 | 380 | 406 | 433 | 452 | 465 | Bassetlaw | Derby, Derbyshire, Nottingham and Nottinghamshire | Sheffield City Region
NPg Planning Scenario | Total number of I&C heat pumps | Bradford | 373 | 385 | 415 | 462 | 525 | 595 | 679 | 765 | 865 | 968 | 1116 | 1310 | 1531 | 1748 | 1990 | 2248 | 2515 | 2791 | 3179 | 3628 | 4144 | 4625 | 5109 | 5606 | 6091 | 6581 | 7069 | 7561 | 8032 | 8477 | 8814 | 8973 | Bradford | Leeds City Region
NPg Planning Scenario | Total number of I&C heat pumps | Calderdale | 162 | 166 | 181 | 201 | 226 | 257 | 294 | 331 | 371 | 416 | 483 | 566 | 660 | 756 | 857 | 968 | 1083 | 1204 | 1374 | 1565 | 1788 | 1993 | 2205 | 2416 | 2627 | 2837 | 3044 | 3254 | 3461 | 3651 | 3795 | 3866 | Calderdale | Leeds City Region
NPg Planning Scenario | Total number of I&C heat pumps | County Durham | 331 | 344 | 377 | 424 | 486 | 559 | 647 | 742 | 845 | 953 | 1139 | 1368 | 1634 | 1882 | 2150 | 2437 | 2736 | 3042 | 3377 | 3765 | 4207 | 4688 | 5180 | 5676 | 6171 | 6666 | 7161 | 7651 | 8127 | 8574 | 8909 | 9073 | County Durham | North Eastern
NPg Planning Scenario | Total number of I&C heat pumps | Craven | 56 | 59 | 64 | 71 | 81 | 91 | 105 | 118 | 133 | 150 | 175 | 205 | 240 | 276 | 314 | 356 | 400 | 446 | 509 | 582 | 668 | 749 | 831 | 914 | 997 | 1081 | 1166 | 1251 | 1334 | 1416 | 1476 | 1510 | Craven | Leeds City Region | York and North Yorkshire
NPg Planning Scenario | Total number of I&C heat pumps | Darlington | 74 | 77 | 83 | 95 | 109 | 125 | 144 | 164 | 187 | 212 | 253 | 304 | 364 | 417 | 478 | 540 | 607 | 676 | 749 | 836 | 933 | 1042 | 1149 | 1260 | 1369 | 1478 | 1587 | 1696 | 1801 | 1899 | 1974 | 2010 | Darlington | Tees Valley
NPg Planning Scenario | Total number of I&C heat pumps | Doncaster | 214 | 223 | 244 | 271 | 308 | 352 | 404 | 459 | 522 | 588 | 684 | 804 | 948 | 1089 | 1246 | 1418 | 1598 | 1786 | 2049 | 2358 | 2710 | 3046 | 3388 | 3745 | 4101 | 4465 | 4835 | 5208 | 5575 | 5934 | 6216 | 6385 | Doncaster | Sheffield City Region
NPg Planning Scenario | Total number of I&C heat pumps | East Lindsey | 53 | 55 | 60 | 65 | 77 | 88 | 101 | 113 | 129 | 145 | 170 | 199 | 235 | 270 | 308 | 351 | 395 | 442 | 506 | 581 | 670 | 750 | 835 | 923 | 1009 | 1098 | 1190 | 1282 | 1372 | 1458 | 1528 | 1569 | East Lindsey | Greater Lincolnshire
NPg Planning Scenario | Total number of I&C heat pumps | East Riding of Yorkshire | 319 | 330 | 363 | 403 | 460 | 527 | 601 | 684 | 783 | 879 | 1027 | 1208 | 1421 | 1638 | 1880 | 2135 | 2404 | 2689 | 3086 | 3549 | 4086 | 4587 | 5110 | 5642 | 6183 | 6732 | 7286 | 7856 | 8413 | 8953 | 9381 | 9635 | East Riding of Yorkshire | Humber | York and North Yorkshire
NPg Planning Scenario | Total number of I&C heat pumps | Gateshead | 119 | 123 | 136 | 152 | 175 | 201 | 231 | 266 | 305 | 343 | 410 | 492 | 587 | 675 | 772 | 875 | 981 | 1094 | 1211 | 1350 | 1508 | 1681 | 1856 | 2035 | 2212 | 2389 | 2565 | 2739 | 2908 | 3069 | 3187 | 3246 | Gateshead | North Eastern
NPg Planning Scenario | Total number of I&C heat pumps | Hambleton | 120 | 127 | 139 | 159 | 184 | 212 | 247 | 286 | 326 | 372 | 448 | 540 | 650 | 755 | 869 | 992 | 1123 | 1259 | 1408 | 1582 | 1782 | 2003 | 2230 | 2463 | 2700 | 2941 | 3185 | 3432 | 3676 | 3911 | 4098 | 4209 | Hambleton | York and North Yorkshire
NPg Planning Scenario | Total number of I&C heat pumps | Harrogate | 177 | 184 | 205 | 233 | 267 | 312 | 362 | 419 | 482 | 548 | 660 | 796 | 961 | 1117 | 1286 | 1471 | 1666 | 1870 | 2098 | 2365 | 2674 | 3009 | 3357 | 3718 | 4083 | 4456 | 4833 | 5220 | 5600 | 5970 | 6267 | 6451 | Harrogate | Leeds City Region | York and North Yorkshire
NPg Planning Scenario | Total number of I&C heat pumps | Hartlepool | 59 | 62 | 68 | 76 | 88 | 102 | 116 | 133 | 153 | 172 | 205 | 247 | 295 | 341 | 389 | 440 | 494 | 550 | 610 | 680 | 760 | 846 | 936 | 1026 | 1115 | 1205 | 1294 | 1384 | 1469 | 1549 | 1609 | 1640 | Hartlepool | Tees Valley
NPg Planning Scenario | Total number of I&C heat pumps | High Peak | 9 | 9 | 10 | 11 | 13 | 15 | 16 | 19 | 21 | 24 | 27 | 32 | 37 | 43 | 48 | 55 | 61 | 68 | 77 | 88 | 101 | 113 | 124 | 136 | 148 | 160 | 172 | 184 | 195 | 206 | 214 | 218 | High Peak | Derby, Derbyshire, Nottingham and Nottinghamshire,
NPg Planning Scenario | Total number of I&C heat pumps | Kingston upon Hull, City of | 197 | 205 | 219 | 245 | 277 | 314 | 357 | 404 | 458 | 510 | 595 | 693 | 810 | 927 | 1053 | 1192 | 1332 | 1484 | 1688 | 1931 | 2208 | 2460 | 2722 | 2987 | 3251 | 3513 | 3780 | 4044 | 4301 | 4542 | 4725 | 4816 | Kingston upon Hull, City of | Humber
NPg Planning Scenario | Total number of I&C heat pumps | Kirklees | 309 | 322 | 347 | 385 | 437 | 494 | 565 | 639 | 722 | 804 | 933 | 1090 | 1275 | 1459 | 1659 | 1874 | 2097 | 2326 | 2653 | 3027 | 3462 | 3858 | 4263 | 4674 | 5083 | 5493 | 5904 | 6307 | 6707 | 7081 | 7356 | 7497 | Kirklees | Leeds City Region
NPg Planning Scenario | Total number of I&C heat pumps | Leeds | 587 | 606 | 660 | 729 | 825 | 931 | 1061 | 1203 | 1352 | 1513 | 1756 | 2054 | 2402 | 2747 | 3121 | 3529 | 3947 | 4378 | 4992 | 5704 | 6515 | 7263 | 8033 | 8803 | 9572 | 10344 | 11114 | 11881 | 12623 | 13329 | 13853 | 14119 | Leeds | Leeds City Region
NPg Planning Scenario | Total number of I&C heat pumps | Middlesbrough | 82 | 85 | 94 | 106 | 123 | 140 | 164 | 187 | 212 | 241 | 288 | 347 | 414 | 478 | 547 | 622 | 698 | 780 | 867 | 969 | 1083 | 1211 | 1341 | 1471 | 1603 | 1735 | 1868 | 2001 | 2128 | 2250 | 2343 | 2392 | Middlesbrough | Tees Valley
NPg Planning Scenario | Total number of I&C heat pumps | Newcastle upon Tyne | 197 | 204 | 227 | 253 | 295 | 342 | 397 | 455 | 520 | 592 | 711 | 857 | 1030 | 1192 | 1370 | 1562 | 1762 | 1973 | 2200 | 2465 | 2769 | 3103 | 3448 | 3800 | 4151 | 4509 | 4871 | 5238 | 5594 | 5936 | 6202 | 6352 | Newcastle upon Tyne | North Eastern
NPg Planning Scenario | Total number of I&C heat pumps | North East Derbyshire | 12 | 13 | 14 | 16 | 18 | 21 | 24 | 27 | 30 | 34 | 41 | 47 | 56 | 64 | 74 | 84 | 94 | 106 | 122 | 139 | 161 | 180 | 202 | 222 | 244 | 266 | 288 | 311 | 333 | 355 | 372 | 383 | North East Derbyshire | Derby, Derbyshire, Nottingham and Nottinghamshire | Sheffield City Region
NPg Planning Scenario | Total number of I&C heat pumps | North East Lincolnshire | 115 | 115 | 127 | 141 | 158 | 180 | 207 | 233 | 262 | 293 | 340 | 396 | 465 | 531 | 606 | 683 | 764 | 848 | 966 | 1102 | 1261 | 1408 | 1555 | 1707 | 1856 | 2007 | 2156 | 2306 | 2451 | 2588 | 2690 | 2744 | North East Lincolnshire | Greater Lincolnshire | Humber
NPg Planning Scenario | Total number of I&C heat pumps | North Lincolnshire | 146 | 153 | 167 | 184 | 211 | 240 | 274 | 312 | 354 | 396 | 465 | 547 | 642 | 739 | 845 | 962 | 1081 | 1208 | 1387 | 1595 | 1833 | 2058 | 2294 | 2530 | 2770 | 3014 | 3262 | 3513 | 3756 | 3997 | 4188 | 4297 | North Lincolnshire | Greater Lincolnshire | Humber
NPg Planning Scenario | Total number of I&C heat pumps | North Tyneside | 110 | 114 | 125 | 142 | 163 | 191 | 222 | 256 | 294 | 333 | 400 | 482 | 583 | 674 | 774 | 886 | 1002 | 1123 | 1255 | 1408 | 1586 | 1779 | 1979 | 2187 | 2395 | 2608 | 2822 | 3039 | 3253 | 3460 | 3623 | 3721 | North Tyneside | North Eastern
NPg Planning Scenario | Total number of I&C heat pumps | Northumberland | 254 | 265 | 294 | 330 | 381 | 442 | 513 | 594 | 679 | 771 | 928 | 1121 | 1348 | 1558 | 1792 | 2049 | 2311 | 2588 | 2891 | 3246 | 3649 | 4095 | 4555 | 5025 | 5502 | 5983 | 6474 | 6968 | 7449 | 7919 | 8287 | 8504 | Northumberland | North Eastern
NPg Planning Scenario | Total number of I&C heat pumps | Pendle | 21 | 21 | 23 | 26 | 30 | 33 | 38 | 43 | 48 | 55 | 63 | 73 | 86 | 99 | 112 | 127 | 142 | 159 | 180 | 206 | 236 | 263 | 291 | 319 | 348 | 376 | 404 | 432 | 460 | 487 | 505 | 516 | Pendle | Lancashire
NPg Planning Scenario | Total number of I&C heat pumps | Redcar and Cleveland | 82 | 86 | 94 | 107 | 124 | 144 | 168 | 193 | 221 | 252 | 304 | 366 | 441 | 510 | 589 | 673 | 759 | 851 | 952 | 1070 | 1204 | 1352 | 1506 | 1663 | 1821 | 1982 | 2147 | 2312 | 2475 | 2632 | 2757 | 2830 | Redcar and Cleveland | Tees Valley
NPg Planning Scenario | Total number of I&C heat pumps | Richmondshire | 68 | 71 | 79 | 90 | 103 | 122 | 141 | 163 | 186 | 212 | 256 | 309 | 372 | 434 | 497 | 570 | 647 | 725 | 813 | 914 | 1031 | 1160 | 1295 | 1432 | 1575 | 1716 | 1861 | 2008 | 2154 | 2295 | 2408 | 2478 | Richmondshire | York and North Yorkshire
NPg Planning Scenario | Total number of I&C heat pumps | Rotherham | 171 | 177 | 195 | 213 | 244 | 280 | 318 | 361 | 410 | 464 | 541 | 636 | 748 | 861 | 986 | 1123 | 1265 | 1411 | 1619 | 1864 | 2145 | 2409 | 2682 | 2963 | 3246 | 3534 | 3825 | 4120 | 4411 | 4697 | 4921 | 5054 | Rotherham | Sheffield City Region
NPg Planning Scenario | Total number of I&C heat pumps | Ryedale | 84 | 87 | 97 | 110 | 129 | 150 | 173 | 202 | 230 | 263 | 316 | 382 | 461 | 534 | 617 | 704 | 798 | 896 | 1004 | 1133 | 1280 | 1440 | 1605 | 1775 | 1949 | 2127 | 2307 | 2491 | 2672 | 2848 | 2989 | 3076 | Ryedale | York and North Yorkshire
NPg Planning Scenario | Total number of I&C heat pumps | Scarborough | 142 | 148 | 162 | 183 | 212 | 245 | 281 | 324 | 369 | 416 | 500 | 599 | 718 | 831 | 949 | 1079 | 1217 | 1355 | 1511 | 1691 | 1898 | 2123 | 2352 | 2586 | 2820 | 3057 | 3295 | 3530 | 3765 | 3986 | 4155 | 4247 | Scarborough | York and North Yorkshire
NPg Planning Scenario | Total number of I&C heat pumps | Selby | 83 | 85 | 95 | 103 | 121 | 139 | 157 | 179 | 204 | 229 | 267 | 316 | 373 | 428 | 494 | 562 | 633 | 708 | 814 | 936 | 1077 | 1212 | 1350 | 1493 | 1636 | 1783 | 1934 | 2084 | 2235 | 2380 | 2498 | 2569 | Selby | Leeds City Region | York and North Yorkshire
NPg Planning Scenario | Total number of I&C heat pumps | Sheffield | 391 | 400 | 431 | 478 | 543 | 617 | 698 | 795 | 894 | 1000 | 1162 | 1353 | 1586 | 1810 | 2061 | 2327 | 2606 | 2892 | 3294 | 3763 | 4299 | 4794 | 5298 | 5807 | 6320 | 6828 | 7337 | 7845 | 8336 | 8804 | 9153 | 9320 | Sheffield | Sheffield City Region
NPg Planning Scenario | Total number of I&C heat pumps | South Tyneside | 78 | 80 | 89 | 100 | 115 | 133 | 154 | 175 | 200 | 226 | 268 | 321 | 386 | 444 | 507 | 575 | 644 | 717 | 797 | 886 | 992 | 1104 | 1219 | 1336 | 1453 | 1570 | 1686 | 1801 | 1911 | 2018 | 2095 | 2134 | South Tyneside | North Eastern
NPg Planning Scenario | Total number of I&C heat pumps | Stockton-on-Tees | 108 | 115 | 126 | 142 | 162 | 189 | 219 | 253 | 290 | 330 | 398 | 478 | 576 | 666 | 767 | 876 | 989 | 1108 | 1238 | 1390 | 1566 | 1757 | 1957 | 2159 | 2365 | 2572 | 2784 | 2997 | 3205 | 3410 | 3567 | 3662 | Stockton-on-Tees | Tees Valley
NPg Planning Scenario | Total number of I&C heat pumps | Sunderland | 165 | 174 | 189 | 212 | 245 | 283 | 325 | 373 | 426 | 480 | 575 | 689 | 824 | 951 | 1085 | 1231 | 1382 | 1539 | 1708 | 1905 | 2132 | 2377 | 2628 | 2882 | 3135 | 3389 | 3640 | 3893 | 4135 | 4367 | 4540 | 4627 | Sunderland | North Eastern
NPg Planning Scenario | Total number of I&C heat pumps | Wakefield | 246 | 254 | 279 | 310 | 355 | 403 | 461 | 524 | 597 | 669 | 783 | 919 | 1082 | 1244 | 1424 | 1620 | 1826 | 2037 | 2334 | 2686 | 3090 | 3473 | 3865 | 4269 | 4675 | 5090 | 5511 | 5937 | 6357 | 6763 | 7087 | 7279 | Wakefield | Leeds City Region
NPg Planning Scenario | Total number of I&C heat pumps | West Lindsey | 72 | 75 | 82 | 91 | 105 | 119 | 137 | 156 | 176 | 199 | 231 | 273 | 320 | 372 | 425 | 483 | 542 | 607 | 696 | 801 | 923 | 1036 | 1152 | 1275 | 1396 | 1521 | 1645 | 1774 | 1899 | 2021 | 2118 | 2176 | West Lindsey | Greater Lincolnshire
NPg Planning Scenario | Total number of I&C heat pumps | York | 166 | 174 | 193 | 213 | 246 | 284 | 328 | 374 | 427 | 481 | 575 | 692 | 827 | 953 | 1089 | 1236 | 1390 | 1544 | 1715 | 1915 | 2140 | 2385 | 2635 | 2893 | 3146 | 3401 | 3654 | 3906 | 4153 | 4382 | 4557 | 4644 | York | Leeds City Region | York and North Yorkshire
NG FES - Steady Progression | Total number of I&C heat pumps | Barnsley | 157 | 163 | 163 | 166 | 171 | 176 | 182 | 191 | 198 | 205 | 228 | 253 | 285 | 314 | 346 | 383 | 414 | 441 | 467 | 491 | 516 | 542 | 574 | 597 | 622 | 645 | 675 | 705 | 734 | 760 | 785 | 814 | Barnsley | Leeds City Region | Sheffield City Region
NG FES - Steady Progression | Total number of I&C heat pumps | Bassetlaw | 15 | 17 | 16 | 17 | 17 | 17 | 19 | 20 | 20 | 21 | 23 | 25 | 28 | 32 | 35 | 38 | 41 | 44 | 47 | 49 | 51 | 54 | 58 | 59 | 62 | 64 | 66 | 70 | 73 | 75 | 77 | 80 | Bassetlaw | Derby, Derbyshire, Nottingham and Nottinghamshire | Sheffield City Region
NG FES - Steady Progression | Total number of I&C heat pumps | Bradford | 373 | 389 | 385 | 391 | 404 | 414 | 424 | 439 | 448 | 464 | 516 | 570 | 634 | 696 | 759 | 830 | 896 | 947 | 992 | 1036 | 1076 | 1116 | 1174 | 1219 | 1255 | 1293 | 1332 | 1391 | 1431 | 1475 | 1505 | 1542 | Bradford | Leeds City Region
NG FES - Steady Progression | Total number of I&C heat pumps | Calderdale | 162 | 167 | 165 | 167 | 172 | 179 | 183 | 190 | 194 | 201 | 220 | 246 | 273 | 302 | 327 | 357 | 386 | 409 | 427 | 445 | 464 | 483 | 507 | 522 | 541 | 559 | 576 | 599 | 617 | 636 | 648 | 666 | Calderdale | Leeds City Region
NG FES - Steady Progression | Total number of I&C heat pumps | County Durham | 331 | 355 | 341 | 347 | 355 | 367 | 379 | 389 | 401 | 440 | 494 | 544 | 602 | 663 | 721 | 787 | 847 | 896 | 938 | 976 | 1015 | 1053 | 1104 | 1141 | 1175 | 1210 | 1247 | 1296 | 1331 | 1371 | 1398 | 1430 | County Durham | North Eastern
NG FES - Steady Progression | Total number of I&C heat pumps | Craven | 56 | 59 | 59 | 59 | 61 | 64 | 65 | 69 | 70 | 73 | 80 | 88 | 101 | 109 | 119 | 132 | 142 | 151 | 159 | 166 | 174 | 181 | 192 | 197 | 205 | 212 | 221 | 231 | 239 | 246 | 252 | 260 | Craven | Leeds City Region | York and North Yorkshire
NG FES - Steady Progression | Total number of I&C heat pumps | Darlington | 74 | 80 | 75 | 77 | 80 | 81 | 83 | 87 | 91 | 97 | 109 | 121 | 134 | 145 | 160 | 173 | 187 | 200 | 207 | 217 | 226 | 235 | 244 | 254 | 261 | 268 | 276 | 288 | 296 | 303 | 309 | 317 | Darlington | Tees Valley
NG FES - Steady Progression | Total number of I&C heat pumps | Doncaster | 214 | 225 | 223 | 227 | 234 | 247 | 254 | 263 | 271 | 281 | 314 | 350 | 391 | 434 | 478 | 522 | 567 | 609 | 641 | 674 | 703 | 739 | 782 | 812 | 848 | 877 | 911 | 960 | 993 | 1029 | 1064 | 1095 | Doncaster | Sheffield City Region
NG FES - Steady Progression | Total number of I&C heat pumps | East Lindsey | 53 | 56 | 55 | 58 | 58 | 60 | 63 | 64 | 67 | 70 | 77 | 87 | 97 | 108 | 118 | 129 | 140 | 149 | 156 | 166 | 173 | 182 | 192 | 199 | 208 | 215 | 224 | 237 | 245 | 254 | 261 | 269 | East Lindsey | Greater Lincolnshire
NG FES - Steady Progression | Total number of I&C heat pumps | East Riding of Yorkshire | 319 | 337 | 330 | 344 | 353 | 366 | 379 | 393 | 406 | 423 | 468 | 526 | 590 | 653 | 714 | 784 | 856 | 914 | 959 | 1009 | 1058 | 1109 | 1176 | 1222 | 1274 | 1325 | 1374 | 1447 | 1500 | 1555 | 1605 | 1655 | East Riding of Yorkshire | Humber | York and North Yorkshire
NG FES - Steady Progression | Total number of I&C heat pumps | Gateshead | 119 | 130 | 121 | 125 | 130 | 131 | 136 | 139 | 146 | 157 | 175 | 196 | 215 | 239 | 260 | 283 | 305 | 323 | 336 | 349 | 362 | 377 | 398 | 408 | 422 | 435 | 445 | 464 | 477 | 492 | 501 | 513 | Gateshead | North Eastern
NG FES - Steady Progression | Total number of I&C heat pumps | Hambleton | 120 | 131 | 127 | 129 | 135 | 138 | 144 | 150 | 155 | 171 | 193 | 216 | 241 | 264 | 292 | 319 | 348 | 372 | 391 | 410 | 430 | 449 | 475 | 494 | 515 | 533 | 556 | 582 | 603 | 624 | 644 | 664 | Hambleton | York and North Yorkshire
NG FES - Steady Progression | Total number of I&C heat pumps | Harrogate | 177 | 191 | 184 | 191 | 198 | 207 | 212 | 222 | 233 | 252 | 285 | 318 | 357 | 395 | 435 | 479 | 520 | 556 | 584 | 616 | 646 | 679 | 718 | 751 | 781 | 813 | 847 | 890 | 923 | 957 | 990 | 1024 | Harrogate | Leeds City Region | York and North Yorkshire
NG FES - Steady Progression | Total number of I&C heat pumps | Hartlepool | 59 | 65 | 61 | 63 | 65 | 66 | 68 | 70 | 73 | 79 | 88 | 98 | 108 | 120 | 130 | 142 | 153 | 162 | 169 | 176 | 183 | 190 | 199 | 205 | 212 | 219 | 226 | 235 | 241 | 248 | 253 | 259 | Hartlepool | Tees Valley
NG FES - Steady Progression | Total number of I&C heat pumps | High Peak | 9 | 10 | 9 | 10 | 10 | 10 | 10 | 11 | 11 | 11 | 13 | 14 | 15 | 17 | 18 | 20 | 22 | 23 | 24 | 25 | 26 | 27 | 29 | 30 | 31 | 32 | 32 | 34 | 35 | 36 | 37 | 38 | High Peak | Derby, Derbyshire, Nottingham and Nottinghamshire,
NG FES - Steady Progression | Total number of I&C heat pumps | Kingston upon Hull, City of | 197 | 207 | 201 | 207 | 211 | 219 | 225 | 231 | 239 | 247 | 272 | 301 | 334 | 370 | 402 | 438 | 477 | 504 | 526 | 550 | 571 | 598 | 628 | 648 | 671 | 692 | 712 | 744 | 767 | 788 | 807 | 829 | Kingston upon Hull, City of | Humber
NG FES - Steady Progression | Total number of I&C heat pumps | Kirklees | 309 | 326 | 318 | 328 | 337 | 343 | 352 | 366 | 377 | 385 | 430 | 472 | 529 | 580 | 632 | 691 | 746 | 791 | 827 | 860 | 898 | 936 | 982 | 1013 | 1047 | 1080 | 1115 | 1160 | 1193 | 1230 | 1260 | 1289 | Kirklees | Leeds City Region
NG FES - Steady Progression | Total number of I&C heat pumps | Leeds | 587 | 610 | 602 | 613 | 632 | 647 | 667 | 685 | 706 | 730 | 804 | 894 | 996 | 1096 | 1188 | 1302 | 1408 | 1490 | 1556 | 1620 | 1687 | 1755 | 1855 | 1913 | 1973 | 2033 | 2100 | 2187 | 2252 | 2312 | 2367 | 2425 | Leeds | Leeds City Region
NG FES - Steady Progression | Total number of I&C heat pumps | Middlesbrough | 82 | 89 | 84 | 86 | 90 | 92 | 95 | 98 | 102 | 110 | 125 | 137 | 152 | 169 | 184 | 201 | 216 | 229 | 239 | 250 | 262 | 272 | 284 | 295 | 305 | 314 | 326 | 339 | 349 | 360 | 368 | 377 | Middlesbrough | Tees Valley
NG FES - Steady Progression | Total number of I&C heat pumps | Newcastle upon Tyne | 197 | 214 | 203 | 209 | 216 | 225 | 231 | 240 | 251 | 272 | 308 | 341 | 382 | 421 | 458 | 504 | 545 | 582 | 611 | 639 | 666 | 697 | 734 | 762 | 791 | 818 | 846 | 888 | 918 | 946 | 977 | 1002 | Newcastle upon Tyne | North Eastern
NG FES - Steady Progression | Total number of I&C heat pumps | North East Derbyshire | 12 | 13 | 13 | 13 | 14 | 14 | 15 | 15 | 16 | 17 | 18 | 21 | 23 | 26 | 28 | 31 | 34 | 36 | 38 | 40 | 41 | 44 | 46 | 49 | 51 | 52 | 54 | 57 | 59 | 62 | 64 | 65 | North East Derbyshire | Derby, Derbyshire, Nottingham and Nottinghamshire | Sheffield City Region
NG FES - Steady Progression | Total number of I&C heat pumps | North East Lincolnshire | 115 | 119 | 115 | 120 | 122 | 125 | 128 | 131 | 135 | 141 | 157 | 174 | 190 | 211 | 231 | 250 | 273 | 289 | 304 | 316 | 330 | 341 | 360 | 372 | 383 | 396 | 408 | 424 | 437 | 450 | 463 | 470 | North East Lincolnshire | Greater Lincolnshire | Humber
NG FES - Steady Progression | Total number of I&C heat pumps | North Lincolnshire | 146 | 153 | 153 | 154 | 163 | 167 | 172 | 175 | 184 | 193 | 213 | 238 | 264 | 295 | 322 | 355 | 384 | 411 | 432 | 456 | 476 | 498 | 529 | 549 | 572 | 593 | 619 | 645 | 671 | 694 | 715 | 738 | North Lincolnshire | Greater Lincolnshire | Humber
NG FES - Steady Progression | Total number of I&C heat pumps | North Tyneside | 110 | 118 | 113 | 116 | 121 | 125 | 130 | 135 | 141 | 153 | 173 | 192 | 215 | 237 | 261 | 285 | 310 | 331 | 348 | 366 | 380 | 400 | 422 | 439 | 455 | 473 | 491 | 517 | 535 | 551 | 571 | 588 | North Tyneside | North Eastern
NG FES - Steady Progression | Total number of I&C heat pumps | Northumberland | 254 | 274 | 264 | 270 | 281 | 289 | 300 | 310 | 322 | 354 | 398 | 444 | 496 | 547 | 601 | 660 | 717 | 761 | 800 | 841 | 879 | 920 | 971 | 1008 | 1045 | 1088 | 1129 | 1181 | 1223 | 1265 | 1303 | 1341 | Northumberland | North Eastern
NG FES - Steady Progression | Total number of I&C heat pumps | Pendle | 21 | 22 | 21 | 22 | 22 | 23 | 24 | 25 | 25 | 26 | 29 | 32 | 35 | 39 | 43 | 47 | 51 | 54 | 57 | 59 | 61 | 64 | 68 | 69 | 71 | 73 | 76 | 80 | 82 | 84 | 86 | 89 | Pendle | Lancashire
NG FES - Steady Progression | Total number of I&C heat pumps | Redcar and Cleveland | 82 | 88 | 85 | 87 | 91 | 94 | 98 | 102 | 105 | 115 | 130 | 145 | 162 | 179 | 199 | 216 | 235 | 250 | 264 | 277 | 290 | 303 | 320 | 334 | 347 | 360 | 373 | 392 | 406 | 419 | 434 | 447 | Redcar and Cleveland | Tees Valley
NG FES - Steady Progression | Total number of I&C heat pumps | Richmondshire | 68 | 74 | 70 | 73 | 76 | 79 | 81 | 86 | 89 | 96 | 110 | 122 | 138 | 152 | 168 | 183 | 200 | 215 | 225 | 237 | 249 | 261 | 276 | 288 | 299 | 311 | 324 | 340 | 353 | 365 | 379 | 392 | Richmondshire | York and North Yorkshire
NG FES - Steady Progression | Total number of I&C heat pumps | Rotherham | 171 | 178 | 177 | 181 | 185 | 194 | 200 | 207 | 214 | 223 | 247 | 278 | 310 | 342 | 378 | 414 | 448 | 479 | 505 | 532 | 556 | 583 | 616 | 643 | 670 | 696 | 724 | 759 | 785 | 816 | 842 | 870 | Rotherham | Sheffield City Region
NG FES - Steady Progression | Total number of I&C heat pumps | Ryedale | 84 | 92 | 87 | 91 | 96 | 98 | 102 | 106 | 110 | 121 | 137 | 152 | 170 | 190 | 208 | 228 | 249 | 266 | 280 | 295 | 309 | 324 | 344 | 357 | 373 | 388 | 403 | 425 | 440 | 456 | 472 | 488 | Ryedale | York and North Yorkshire
NG FES - Steady Progression | Total number of I&C heat pumps | Scarborough | 142 | 153 | 146 | 149 | 157 | 160 | 165 | 172 | 176 | 193 | 215 | 239 | 266 | 293 | 321 | 351 | 377 | 402 | 421 | 441 | 458 | 479 | 503 | 519 | 537 | 556 | 575 | 601 | 620 | 638 | 656 | 673 | Scarborough | York and North Yorkshire
NG FES - Steady Progression | Total number of I&C heat pumps | Selby | 83 | 85 | 85 | 90 | 93 | 95 | 99 | 102 | 106 | 111 | 122 | 138 | 155 | 171 | 187 | 206 | 224 | 241 | 253 | 266 | 279 | 294 | 311 | 323 | 337 | 351 | 365 | 383 | 397 | 414 | 424 | 441 | Selby | Leeds City Region | York and North Yorkshire
NG FES - Steady Progression | Total number of I&C heat pumps | Sheffield | 391 | 404 | 400 | 406 | 414 | 425 | 442 | 454 | 466 | 481 | 529 | 590 | 655 | 720 | 788 | 856 | 927 | 982 | 1030 | 1074 | 1117 | 1162 | 1222 | 1265 | 1302 | 1344 | 1383 | 1448 | 1485 | 1526 | 1564 | 1602 | Sheffield | Sheffield City Region
NG FES - Steady Progression | Total number of I&C heat pumps | South Tyneside | 78 | 84 | 80 | 82 | 84 | 87 | 89 | 92 | 96 | 102 | 115 | 127 | 142 | 155 | 172 | 187 | 201 | 211 | 221 | 229 | 239 | 249 | 259 | 267 | 275 | 286 | 294 | 305 | 314 | 320 | 330 | 335 | South Tyneside | North Eastern
NG FES - Steady Progression | Total number of I&C heat pumps | Stockton-on-Tees | 108 | 117 | 114 | 116 | 120 | 125 | 127 | 132 | 138 | 153 | 170 | 189 | 212 | 235 | 257 | 284 | 306 | 329 | 344 | 360 | 377 | 394 | 417 | 433 | 451 | 468 | 485 | 508 | 525 | 546 | 562 | 578 | Stockton-on-Tees | Tees Valley
NG FES - Steady Progression | Total number of I&C heat pumps | Sunderland | 165 | 179 | 172 | 174 | 179 | 185 | 190 | 197 | 205 | 220 | 247 | 274 | 304 | 336 | 364 | 397 | 428 | 452 | 473 | 495 | 514 | 534 | 559 | 577 | 598 | 614 | 633 | 660 | 678 | 697 | 713 | 730 | Sunderland | North Eastern
NG FES - Steady Progression | Total number of I&C heat pumps | Wakefield | 246 | 257 | 254 | 263 | 270 | 279 | 291 | 299 | 309 | 322 | 358 | 400 | 449 | 495 | 544 | 596 | 649 | 692 | 731 | 766 | 802 | 843 | 890 | 926 | 962 | 1000 | 1040 | 1092 | 1135 | 1176 | 1210 | 1253 | Wakefield | Leeds City Region
NG FES - Steady Progression | Total number of I&C heat pumps | West Lindsey | 72 | 78 | 75 | 78 | 79 | 82 | 85 | 90 | 92 | 95 | 106 | 118 | 131 | 148 | 161 | 178 | 193 | 206 | 217 | 229 | 240 | 250 | 267 | 276 | 287 | 299 | 311 | 327 | 339 | 352 | 361 | 373 | West Lindsey | Greater Lincolnshire
NG FES - Steady Progression | Total number of I&C heat pumps | York | 166 | 179 | 171 | 176 | 180 | 185 | 193 | 195 | 205 | 224 | 248 | 275 | 305 | 336 | 365 | 398 | 430 | 454 | 475 | 496 | 514 | 536 | 562 | 580 | 598 | 618 | 637 | 661 | 681 | 699 | 716 | 730 | York | Leeds City Region | York and North Yorkshire
NG FES - System Transformation | Total number of I&C heat pumps | Barnsley | 157 | 163 | 171 | 188 | 203 | 221 | 240 | 284 | 375 | 467 | 564 | 663 | 812 | 925 | 1035 | 1148 | 1262 | 1503 | 1631 | 1747 | 1865 | 1987 | 2154 | 2228 | 2306 | 2381 | 2454 | 2559 | 2626 | 2695 | 2764 | 2832 | Barnsley | Leeds City Region | Sheffield City Region
NG FES - System Transformation | Total number of I&C heat pumps | Bassetlaw | 15 | 17 | 17 | 19 | 20 | 21 | 24 | 28 | 37 | 47 | 56 | 66 | 81 | 92 | 103 | 113 | 125 | 150 | 162 | 173 | 184 | 197 | 214 | 220 | 228 | 235 | 242 | 253 | 258 | 265 | 272 | 279 | Bassetlaw | Derby, Derbyshire, Nottingham and Nottinghamshire | Sheffield City Region
NG FES - System Transformation | Total number of I&C heat pumps | Bradford | 373 | 389 | 410 | 446 | 478 | 515 | 555 | 649 | 860 | 1061 | 1274 | 1478 | 1805 | 2034 | 2262 | 2491 | 2719 | 3214 | 3452 | 3669 | 3894 | 4110 | 4421 | 4536 | 4648 | 4760 | 4861 | 5031 | 5122 | 5204 | 5290 | 5375 | Bradford | Leeds City Region
NG FES - System Transformation | Total number of I&C heat pumps | Calderdale | 162 | 167 | 175 | 193 | 206 | 220 | 240 | 282 | 369 | 459 | 548 | 638 | 779 | 877 | 974 | 1073 | 1172 | 1384 | 1491 | 1584 | 1677 | 1771 | 1907 | 1955 | 2002 | 2053 | 2097 | 2168 | 2207 | 2243 | 2277 | 2315 | Calderdale | Leeds City Region
NG FES - System Transformation | Total number of I&C heat pumps | County Durham | 331 | 355 | 366 | 405 | 437 | 473 | 514 | 648 | 851 | 1052 | 1257 | 1464 | 1769 | 1993 | 2214 | 2434 | 2654 | 3124 | 3353 | 3562 | 3771 | 3979 | 4259 | 4366 | 4471 | 4570 | 4669 | 4827 | 4904 | 4984 | 5056 | 5131 | County Durham | North Eastern
NG FES - System Transformation | Total number of I&C heat pumps | Craven | 56 | 59 | 62 | 69 | 74 | 77 | 86 | 101 | 132 | 166 | 197 | 232 | 283 | 319 | 356 | 395 | 431 | 513 | 553 | 591 | 628 | 664 | 718 | 740 | 761 | 781 | 802 | 833 | 851 | 869 | 886 | 905 | Craven | Leeds City Region | York and North Yorkshire
NG FES - System Transformation | Total number of I&C heat pumps | Darlington | 74 | 80 | 81 | 91 | 97 | 105 | 115 | 144 | 188 | 235 | 280 | 325 | 393 | 443 | 491 | 540 | 588 | 693 | 746 | 790 | 837 | 883 | 946 | 969 | 992 | 1014 | 1036 | 1070 | 1087 | 1103 | 1120 | 1136 | Darlington | Tees Valley
NG FES - System Transformation | Total number of I&C heat pumps | Doncaster | 214 | 225 | 235 | 260 | 280 | 304 | 327 | 391 | 521 | 644 | 775 | 910 | 1116 | 1267 | 1418 | 1572 | 1728 | 2061 | 2229 | 2383 | 2542 | 2708 | 2934 | 3033 | 3131 | 3229 | 3325 | 3470 | 3556 | 3641 | 3734 | 3823 | Doncaster | Sheffield City Region
NG FES - System Transformation | Total number of I&C heat pumps | East Lindsey | 53 | 56 | 59 | 64 | 69 | 75 | 81 | 97 | 128 | 159 | 192 | 224 | 276 | 314 | 351 | 387 | 427 | 508 | 550 | 589 | 627 | 667 | 723 | 747 | 771 | 795 | 820 | 852 | 874 | 896 | 916 | 939 | East Lindsey | Greater Lincolnshire
NG FES - System Transformation | Total number of I&C heat pumps | East Riding of Yorkshire | 319 | 337 | 353 | 390 | 420 | 454 | 493 | 586 | 775 | 966 | 1164 | 1365 | 1676 | 1901 | 2129 | 2363 | 2597 | 3096 | 3350 | 3586 | 3830 | 4076 | 4422 | 4570 | 4720 | 4866 | 5011 | 5227 | 5359 | 5497 | 5629 | 5765 | East Riding of Yorkshire | Humber | York and North Yorkshire
NG FES - System Transformation | Total number of I&C heat pumps | Gateshead | 119 | 130 | 131 | 147 | 156 | 168 | 186 | 231 | 305 | 377 | 453 | 525 | 634 | 714 | 796 | 874 | 952 | 1122 | 1204 | 1278 | 1353 | 1427 | 1529 | 1565 | 1602 | 1639 | 1671 | 1729 | 1756 | 1782 | 1811 | 1836 | Gateshead | North Eastern
NG FES - System Transformation | Total number of I&C heat pumps | Hambleton | 120 | 131 | 136 | 150 | 164 | 177 | 196 | 249 | 328 | 410 | 494 | 578 | 704 | 798 | 896 | 990 | 1089 | 1293 | 1399 | 1498 | 1597 | 1698 | 1835 | 1896 | 1957 | 2016 | 2077 | 2165 | 2220 | 2273 | 2328 | 2381 | Hambleton | York and North Yorkshire
NG FES - System Transformation | Total number of I&C heat pumps | Harrogate | 177 | 191 | 199 | 222 | 238 | 263 | 289 | 365 | 484 | 606 | 727 | 854 | 1046 | 1185 | 1330 | 1478 | 1628 | 1933 | 2096 | 2247 | 2403 | 2559 | 2772 | 2868 | 2967 | 3065 | 3162 | 3302 | 3392 | 3480 | 3572 | 3661 | Harrogate | Leeds City Region | York and North Yorkshire
NG FES - System Transformation | Total number of I&C heat pumps | Hartlepool | 59 | 65 | 66 | 73 | 79 | 86 | 92 | 116 | 154 | 190 | 227 | 265 | 320 | 359 | 399 | 440 | 480 | 564 | 605 | 644 | 681 | 719 | 769 | 788 | 807 | 826 | 844 | 871 | 886 | 900 | 915 | 927 | Hartlepool | Tees Valley
NG FES - System Transformation | Total number of I&C heat pumps | High Peak | 9 | 10 | 10 | 11 | 12 | 12 | 13 | 16 | 21 | 26 | 31 | 36 | 44 | 50 | 55 | 61 | 66 | 78 | 84 | 89 | 95 | 100 | 108 | 110 | 113 | 116 | 118 | 122 | 125 | 127 | 129 | 131 | High Peak | Derby, Derbyshire, Nottingham and Nottinghamshire,
NG FES - System Transformation | Total number of I&C heat pumps | Kingston upon Hull, City of | 197 | 207 | 216 | 234 | 251 | 272 | 292 | 346 | 454 | 560 | 671 | 783 | 954 | 1075 | 1198 | 1320 | 1441 | 1708 | 1837 | 1953 | 2069 | 2189 | 2355 | 2419 | 2483 | 2544 | 2597 | 2693 | 2738 | 2792 | 2838 | 2882 | Kingston upon Hull, City of | Humber
NG FES - System Transformation | Total number of I&C heat pumps | Kirklees | 309 | 326 | 341 | 371 | 397 | 428 | 462 | 545 | 716 | 884 | 1058 | 1232 | 1502 | 1695 | 1884 | 2077 | 2264 | 2681 | 2883 | 3064 | 3243 | 3431 | 3691 | 3784 | 3878 | 3972 | 4058 | 4203 | 4277 | 4348 | 4418 | 4488 | Kirklees | Leeds City Region
NG FES - System Transformation | Total number of I&C heat pumps | Leeds | 587 | 610 | 643 | 702 | 744 | 804 | 867 | 1021 | 1348 | 1669 | 1994 | 2323 | 2836 | 3192 | 3555 | 3912 | 4267 | 5047 | 5425 | 5769 | 6107 | 6456 | 6948 | 7127 | 7307 | 7480 | 7643 | 7914 | 8052 | 8186 | 8320 | 8449 | Leeds | Leeds City Region
NG FES - System Transformation | Total number of I&C heat pumps | Middlesbrough | 82 | 89 | 92 | 102 | 109 | 118 | 130 | 165 | 215 | 267 | 318 | 371 | 448 | 507 | 564 | 620 | 678 | 801 | 861 | 915 | 971 | 1028 | 1101 | 1131 | 1162 | 1190 | 1217 | 1261 | 1285 | 1308 | 1332 | 1353 | Middlesbrough | Tees Valley
NG FES - System Transformation | Total number of I&C heat pumps | Newcastle upon Tyne | 197 | 214 | 219 | 243 | 265 | 290 | 315 | 401 | 528 | 652 | 783 | 920 | 1116 | 1264 | 1411 | 1561 | 1710 | 2023 | 2183 | 2333 | 2482 | 2633 | 2836 | 2920 | 3009 | 3092 | 3175 | 3302 | 3374 | 3451 | 3521 | 3594 | Newcastle upon Tyne | North Eastern
NG FES - System Transformation | Total number of I&C heat pumps | North East Derbyshire | 12 | 13 | 14 | 15 | 16 | 18 | 19 | 23 | 30 | 38 | 46 | 54 | 66 | 75 | 84 | 93 | 102 | 122 | 132 | 141 | 151 | 161 | 175 | 180 | 187 | 192 | 199 | 207 | 212 | 218 | 223 | 229 | North East Derbyshire | Derby, Derbyshire, Nottingham and Nottinghamshire | Sheffield City Region
NG FES - System Transformation | Total number of I&C heat pumps | North East Lincolnshire | 115 | 119 | 124 | 134 | 144 | 157 | 168 | 200 | 259 | 322 | 387 | 448 | 548 | 619 | 687 | 756 | 827 | 978 | 1051 | 1119 | 1183 | 1251 | 1348 | 1380 | 1416 | 1451 | 1482 | 1535 | 1564 | 1591 | 1616 | 1643 | North East Lincolnshire | Greater Lincolnshire | Humber
NG FES - System Transformation | Total number of I&C heat pumps | North Lincolnshire | 146 | 153 | 163 | 175 | 191 | 208 | 225 | 264 | 350 | 435 | 526 | 619 | 754 | 859 | 962 | 1066 | 1168 | 1392 | 1508 | 1613 | 1718 | 1829 | 1981 | 2049 | 2114 | 2180 | 2243 | 2341 | 2398 | 2455 | 2514 | 2573 | North Lincolnshire | Greater Lincolnshire | Humber
NG FES - System Transformation | Total number of I&C heat pumps | North Tyneside | 110 | 118 | 124 | 136 | 147 | 160 | 175 | 222 | 296 | 367 | 442 | 518 | 629 | 714 | 799 | 884 | 971 | 1151 | 1246 | 1330 | 1419 | 1508 | 1629 | 1682 | 1736 | 1787 | 1840 | 1917 | 1962 | 2010 | 2058 | 2105 | North Tyneside | North Eastern
NG FES - System Transformation | Total number of I&C heat pumps | Northumberland | 254 | 274 | 284 | 315 | 341 | 372 | 408 | 517 | 684 | 851 | 1020 | 1197 | 1455 | 1653 | 1848 | 2044 | 2243 | 2659 | 2874 | 3067 | 3269 | 3473 | 3746 | 3864 | 3984 | 4103 | 4220 | 4392 | 4498 | 4602 | 4708 | 4810 | Northumberland | North Eastern
NG FES - System Transformation | Total number of I&C heat pumps | Pendle | 21 | 22 | 22 | 25 | 27 | 29 | 31 | 37 | 48 | 60 | 72 | 83 | 102 | 115 | 128 | 141 | 154 | 183 | 197 | 209 | 222 | 234 | 252 | 259 | 265 | 272 | 277 | 288 | 293 | 298 | 304 | 309 | Pendle | Lancashire
NG FES - System Transformation | Total number of I&C heat pumps | Redcar and Cleveland | 82 | 88 | 92 | 103 | 111 | 122 | 133 | 168 | 224 | 279 | 334 | 391 | 477 | 541 | 606 | 670 | 737 | 875 | 945 | 1011 | 1078 | 1148 | 1238 | 1278 | 1318 | 1360 | 1400 | 1458 | 1494 | 1528 | 1566 | 1601 | Redcar and Cleveland | Tees Valley
NG FES - System Transformation | Total number of I&C heat pumps | Richmondshire | 68 | 74 | 76 | 86 | 93 | 102 | 111 | 142 | 187 | 233 | 281 | 331 | 403 | 459 | 514 | 570 | 625 | 745 | 808 | 866 | 925 | 985 | 1065 | 1102 | 1140 | 1176 | 1213 | 1266 | 1299 | 1334 | 1368 | 1401 | Richmondshire | York and North Yorkshire
NG FES - System Transformation | Total number of I&C heat pumps | Rotherham | 171 | 178 | 186 | 207 | 222 | 241 | 259 | 310 | 407 | 509 | 612 | 719 | 882 | 1002 | 1123 | 1241 | 1363 | 1627 | 1760 | 1885 | 2011 | 2142 | 2322 | 2398 | 2477 | 2555 | 2632 | 2745 | 2815 | 2885 | 2955 | 3026 | Rotherham | Sheffield City Region
NG FES - System Transformation | Total number of I&C heat pumps | Ryedale | 84 | 92 | 96 | 106 | 115 | 126 | 138 | 175 | 233 | 290 | 348 | 411 | 501 | 569 | 638 | 708 | 778 | 926 | 1004 | 1075 | 1149 | 1225 | 1324 | 1369 | 1416 | 1463 | 1507 | 1573 | 1617 | 1660 | 1701 | 1745 | Ryedale | York and North Yorkshire
NG FES - System Transformation | Total number of I&C heat pumps | Scarborough | 142 | 153 | 160 | 176 | 190 | 205 | 225 | 282 | 371 | 461 | 551 | 643 | 781 | 881 | 983 | 1084 | 1183 | 1399 | 1506 | 1606 | 1704 | 1805 | 1939 | 1992 | 2046 | 2103 | 2153 | 2233 | 2277 | 2323 | 2368 | 2408 | Scarborough | York and North Yorkshire
NG FES - System Transformation | Total number of I&C heat pumps | Selby | 83 | 85 | 93 | 101 | 108 | 118 | 127 | 153 | 203 | 253 | 303 | 358 | 439 | 498 | 560 | 621 | 682 | 815 | 882 | 944 | 1009 | 1074 | 1167 | 1208 | 1248 | 1288 | 1329 | 1387 | 1423 | 1460 | 1498 | 1536 | Selby | Leeds City Region | York and North Yorkshire
NG FES - System Transformation | Total number of I&C heat pumps | Sheffield | 391 | 404 | 418 | 460 | 492 | 528 | 572 | 673 | 888 | 1095 | 1312 | 1531 | 1868 | 2104 | 2343 | 2580 | 2816 | 3332 | 3587 | 3810 | 4033 | 4261 | 4587 | 4706 | 4824 | 4941 | 5050 | 5224 | 5317 | 5404 | 5493 | 5584 | Sheffield | Sheffield City Region
NG FES - System Transformation | Total number of I&C heat pumps | South Tyneside | 78 | 84 | 87 | 96 | 102 | 112 | 123 | 154 | 202 | 249 | 298 | 345 | 417 | 467 | 522 | 575 | 626 | 737 | 789 | 839 | 888 | 937 | 1004 | 1028 | 1053 | 1077 | 1098 | 1135 | 1153 | 1169 | 1188 | 1207 | South Tyneside | North Eastern
NG FES - System Transformation | Total number of I&C heat pumps | Stockton-on-Tees | 108 | 117 | 120 | 134 | 144 | 160 | 174 | 222 | 293 | 365 | 437 | 512 | 623 | 706 | 790 | 874 | 960 | 1139 | 1230 | 1316 | 1403 | 1492 | 1607 | 1661 | 1710 | 1766 | 1813 | 1890 | 1936 | 1981 | 2027 | 2070 | Stockton-on-Tees | Tees Valley
NG FES - System Transformation | Total number of I&C heat pumps | Sunderland | 165 | 179 | 185 | 205 | 220 | 237 | 259 | 325 | 428 | 529 | 633 | 738 | 892 | 1005 | 1117 | 1230 | 1341 | 1579 | 1698 | 1804 | 1909 | 2017 | 2160 | 2215 | 2271 | 2321 | 2374 | 2455 | 2496 | 2536 | 2577 | 2617 | Sunderland | North Eastern
NG FES - System Transformation | Total number of I&C heat pumps | Wakefield | 246 | 257 | 271 | 300 | 319 | 349 | 377 | 447 | 591 | 737 | 885 | 1039 | 1275 | 1448 | 1620 | 1792 | 1969 | 2349 | 2541 | 2719 | 2901 | 3087 | 3347 | 3458 | 3570 | 3682 | 3793 | 3954 | 4056 | 4153 | 4257 | 4357 | Wakefield | Leeds City Region
NG FES - System Transformation | Total number of I&C heat pumps | West Lindsey | 72 | 78 | 80 | 89 | 94 | 102 | 112 | 131 | 175 | 217 | 262 | 308 | 378 | 430 | 482 | 534 | 587 | 700 | 756 | 811 | 864 | 921 | 998 | 1031 | 1066 | 1099 | 1132 | 1180 | 1210 | 1243 | 1272 | 1304 | West Lindsey | Greater Lincolnshire
NG FES - System Transformation | Total number of I&C heat pumps | York | 166 | 179 | 183 | 205 | 221 | 237 | 258 | 328 | 430 | 533 | 636 | 739 | 897 | 1009 | 1124 | 1235 | 1344 | 1586 | 1703 | 1810 | 1917 | 2026 | 2170 | 2224 | 2279 | 2333 | 2382 | 2464 | 2506 | 2546 | 2588 | 2626 | York | Leeds City Region | York and North Yorkshire
NG FES - Consumer Transformation | Number of heat pumps (total) | Barnsley | 988 | 1160 | 1453 | 2046 | 2691 | 3445 | 4338 | 5681 | 7274 | 9673 | 13031 | 16881 | 22044 | 27425 | 32726 | 37801 | 42734 | 49967 | 55822 | 61614 | 67279 | 72813 | 78615 | 83942 | 88326 | 91980 | 94819 | 97247 | 99199 | 100831 | 102483 | 104145 | Barnsley | Leeds City Region | Sheffield City Region
NG FES - Consumer Transformation | Number of heat pumps (total) | Bassetlaw | 94 | 114 | 140 | 185 | 233 | 291 | 360 | 466 | 589 | 771 | 1006 | 1275 | 1628 | 2011 | 2377 | 2740 | 3087 | 3597 | 4006 | 4409 | 4801 | 5185 | 5590 | 5959 | 6259 | 6510 | 6713 | 6884 | 7014 | 7121 | 7231 | 7341 | Bassetlaw | Derby, Derbyshire, Nottingham and Nottinghamshire | Sheffield City Region
NG FES - Consumer Transformation | Number of heat pumps (total) | Bradford | 1274 | 1416 | 1806 | 2701 | 3730 | 4901 | 6223 | 8220 | 10540 | 13965 | 18811 | 25099 | 33637 | 42889 | 52251 | 61536 | 70891 | 84792 | 96017 | 107101 | 117977 | 128546 | 139495 | 149599 | 157835 | 164596 | 169497 | 173640 | 177002 | 179732 | 182494 | 185255 | Bradford | Leeds City Region
NG FES - Consumer Transformation | Number of heat pumps (total) | Calderdale | 525 | 584 | 737 | 1079 | 1470 | 1915 | 2427 | 3210 | 4113 | 5430 | 7279 | 9775 | 13172 | 16933 | 20742 | 24630 | 28595 | 34515 | 39273 | 43973 | 48521 | 52935 | 57514 | 61732 | 65149 | 67947 | 69986 | 71697 | 73059 | 74150 | 75251 | 76355 | Calderdale | Leeds City Region
NG FES - Consumer Transformation | Number of heat pumps (total) | County Durham | 1887 | 2291 | 2864 | 4069 | 5388 | 6909 | 8667 | 11038 | 14034 | 18496 | 24672 | 32223 | 42622 | 53532 | 64327 | 75064 | 85752 | 101734 | 114437 | 126987 | 139151 | 151395 | 164776 | 175720 | 185089 | 192680 | 199079 | 204233 | 207432 | 210685 | 213967 | 217252 | County Durham | North Eastern
NG FES - Consumer Transformation | Number of heat pumps (total) | Craven | 203 | 227 | 278 | 377 | 487 | 622 | 797 | 1082 | 1417 | 1909 | 2535 | 3238 | 4175 | 5136 | 6080 | 7003 | 7907 | 9225 | 10264 | 11291 | 12239 | 13155 | 14104 | 14974 | 15689 | 16282 | 16734 | 17119 | 17429 | 17689 | 17950 | 18216 | Craven | Leeds City Region | York and North Yorkshire
NG FES - Consumer Transformation | Number of heat pumps (total) | Darlington | 301 | 343 | 435 | 663 | 925 | 1216 | 1543 | 1980 | 2526 | 3332 | 4434 | 5894 | 7922 | 10126 | 12310 | 14487 | 16658 | 19960 | 22590 | 25195 | 27738 | 30299 | 33073 | 35355 | 37299 | 38838 | 40063 | 41047 | 41669 | 42299 | 42932 | 43562 | Darlington | Tees Valley
NG FES - Consumer Transformation | Number of heat pumps (total) | Doncaster | 1195 | 1400 | 1749 | 2442 | 3186 | 4062 | 5025 | 6443 | 8088 | 10512 | 13841 | 17958 | 23489 | 29497 | 35374 | 41295 | 47200 | 55959 | 63008 | 69974 | 76789 | 83424 | 90377 | 96734 | 101902 | 106161 | 109369 | 112079 | 114256 | 116032 | 117824 | 119625 | Doncaster | Sheffield City Region
NG FES - Consumer Transformation | Number of heat pumps (total) | East Lindsey | 247 | 281 | 339 | 444 | 556 | 721 | 973 | 1392 | 1891 | 2650 | 3427 | 4269 | 5344 | 6463 | 7506 | 8510 | 9362 | 10594 | 11557 | 12503 | 13354 | 14174 | 15036 | 15820 | 16460 | 16993 | 17427 | 17794 | 18086 | 18327 | 18572 | 18820 | East Lindsey | Greater Lincolnshire
NG FES - Consumer Transformation | Number of heat pumps (total) | East Riding of Yorkshire | 1872 | 2106 | 2526 | 3337 | 4229 | 5339 | 6697 | 8794 | 11236 | 14850 | 19198 | 24348 | 31146 | 38416 | 45420 | 52480 | 59282 | 69295 | 77237 | 85056 | 92486 | 99706 | 107324 | 114242 | 119847 | 124469 | 128066 | 131090 | 133515 | 135469 | 137455 | 139447 | East Riding of Yorkshire | Humber | York and North Yorkshire
NG FES - Consumer Transformation | Number of heat pumps (total) | Gateshead | 545 | 634 | 801 | 1199 | 1653 | 2155 | 2723 | 3474 | 4415 | 5796 | 7809 | 10444 | 14128 | 18121 | 22073 | 26047 | 30019 | 36065 | 40894 | 45684 | 50383 | 55111 | 60255 | 64470 | 68067 | 70966 | 73368 | 75289 | 76439 | 77612 | 78799 | 79987 | Gateshead | North Eastern
NG FES - Consumer Transformation | Number of heat pumps (total) | Hambleton | 532 | 623 | 754 | 1012 | 1291 | 1664 | 2123 | 2794 | 3634 | 4873 | 6298 | 7875 | 9992 | 12052 | 14089 | 16025 | 17879 | 20667 | 22820 | 24919 | 26855 | 28791 | 30901 | 32610 | 34078 | 35279 | 36314 | 37155 | 37708 | 38269 | 38837 | 39406 | Hambleton | York and North Yorkshire
NG FES - Consumer Transformation | Number of heat pumps (total) | Harrogate | 619 | 708 | 870 | 1200 | 1564 | 1987 | 2488 | 3203 | 4064 | 5286 | 6829 | 8868 | 11670 | 14683 | 17656 | 20632 | 23561 | 28228 | 31898 | 35517 | 38989 | 42480 | 46277 | 49369 | 51990 | 54099 | 55869 | 57282 | 58169 | 59059 | 59959 | 60856 | Harrogate | Leeds City Region | York and North Yorkshire
NG FES - Consumer Transformation | Number of heat pumps (total) | Hartlepool | 321 | 378 | 476 | 711 | 976 | 1275 | 1616 | 2065 | 2635 | 3487 | 4664 | 6103 | 8092 | 10164 | 12213 | 14245 | 16276 | 19236 | 21591 | 23921 | 26203 | 28484 | 30937 | 32954 | 34686 | 36077 | 37207 | 38129 | 38731 | 39342 | 39956 | 40568 | Hartlepool | Tees Valley
NG FES - Consumer Transformation | Number of heat pumps (total) | High Peak | 15 | 17 | 20 | 25 | 31 | 42 | 65 | 108 | 159 | 236 | 307 | 383 | 479 | 578 | 669 | 759 | 834 | 943 | 1025 | 1106 | 1168 | 1227 | 1288 | 1343 | 1387 | 1424 | 1453 | 1478 | 1497 | 1513 | 1529 | 1546 | High Peak | Derby, Derbyshire, Nottingham and Nottinghamshire,
NG FES - Consumer Transformation | Number of heat pumps (total) | Kingston upon Hull, City of | 760 | 854 | 1102 | 1697 | 2370 | 3119 | 3936 | 5118 | 6492 | 8515 | 11311 | 14920 | 19817 | 25140 | 30452 | 35759 | 41125 | 49096 | 55524 | 61885 | 68112 | 74125 | 80351 | 86065 | 90726 | 94539 | 97153 | 99369 | 101199 | 102685 | 104185 | 105682 | Kingston upon Hull, City of | Humber
NG FES - Consumer Transformation | Number of heat pumps (total) | Kirklees | 1164 | 1304 | 1657 | 2475 | 3396 | 4445 | 5617 | 7355 | 9370 | 12338 | 16457 | 21833 | 29114 | 37028 | 44958 | 52916 | 60970 | 72960 | 82623 | 92162 | 101490 | 110555 | 119985 | 128651 | 135687 | 141440 | 145546 | 149017 | 151896 | 154221 | 156560 | 158892 | Kirklees | Leeds City Region
NG FES - Consumer Transformation | Number of heat pumps (total) | Leeds | 2065 | 2315 | 2980 | 4525 | 6297 | 8301 | 10558 | 13928 | 17860 | 23672 | 31631 | 41688 | 55229 | 69554 | 83827 | 97902 | 112046 | 133018 | 149943 | 166632 | 182975 | 198828 | 215319 | 230463 | 242757 | 252834 | 259995 | 266127 | 271471 | 275814 | 280162 | 284474 | Leeds | Leeds City Region
NG FES - Consumer Transformation | Number of heat pumps (total) | Middlesbrough | 407 | 478 | 612 | 932 | 1298 | 1705 | 2165 | 2771 | 3539 | 4685 | 6261 | 8248 | 10990 | 13871 | 16719 | 19555 | 22395 | 26571 | 29901 | 33191 | 36419 | 39633 | 43065 | 45888 | 48300 | 50235 | 51808 | 53096 | 53956 | 54827 | 55697 | 56564 | Middlesbrough | Tees Valley
NG FES - Consumer Transformation | Number of heat pumps (total) | Newcastle upon Tyne | 855 | 981 | 1229 | 1808 | 2471 | 3256 | 4148 | 5374 | 6923 | 9232 | 12474 | 16394 | 21813 | 27330 | 32787 | 38206 | 43601 | 51380 | 57584 | 63719 | 69739 | 75804 | 82386 | 87791 | 92428 | 96208 | 99433 | 102079 | 103852 | 105651 | 107451 | 109248 | Newcastle upon Tyne | North Eastern
NG FES - Consumer Transformation | Number of heat pumps (total) | North East Derbyshire | 46 | 51 | 66 | 100 | 140 | 188 | 248 | 340 | 449 | 611 | 806 | 1065 | 1406 | 1772 | 2130 | 2490 | 2840 | 3366 | 3790 | 4206 | 4613 | 5010 | 5428 | 5810 | 6114 | 6362 | 6546 | 6706 | 6855 | 6972 | 7089 | 7204 | North East Derbyshire | Derby, Derbyshire, Nottingham and Nottinghamshire | Sheffield City Region
NG FES - Consumer Transformation | Number of heat pumps (total) | North East Lincolnshire | 513 | 578 | 724 | 1046 | 1409 | 1826 | 2290 | 2972 | 3761 | 4916 | 6479 | 8565 | 11379 | 14479 | 17562 | 20709 | 23886 | 28634 | 32457 | 36224 | 39909 | 43498 | 47250 | 50690 | 53467 | 55733 | 57378 | 58762 | 59908 | 60820 | 61736 | 62650 | North East Lincolnshire | Greater Lincolnshire | Humber
NG FES - Consumer Transformation | Number of heat pumps (total) | North Lincolnshire | 789 | 899 | 1097 | 1495 | 1927 | 2469 | 3123 | 4132 | 5314 | 7071 | 9202 | 11755 | 15127 | 18740 | 22213 | 25683 | 29002 | 33906 | 37825 | 41686 | 45410 | 49030 | 52847 | 56319 | 59134 | 61452 | 63231 | 64730 | 65961 | 66956 | 67961 | 68972 | North Lincolnshire | Greater Lincolnshire | Humber
NG FES - Consumer Transformation | Number of heat pumps (total) | North Tyneside | 556 | 644 | 822 | 1287 | 1818 | 2384 | 3018 | 3829 | 4838 | 6323 | 8347 | 11063 | 14830 | 18897 | 22919 | 26984 | 31044 | 37314 | 42313 | 47247 | 52085 | 56942 | 62216 | 66517 | 70177 | 73057 | 75321 | 77148 | 78320 | 79505 | 80695 | 81877 | North Tyneside | North Eastern
NG FES - Consumer Transformation | Number of heat pumps (total) | Northumberland | 1279 | 1519 | 1872 | 2612 | 3425 | 4528 | 5886 | 7842 | 10340 | 14080 | 18505 | 23549 | 30352 | 37214 | 44010 | 50517 | 56770 | 66284 | 73731 | 81025 | 87756 | 94500 | 101883 | 107900 | 113065 | 117253 | 120768 | 123605 | 125363 | 127155 | 128972 | 130798 | Northumberland | North Eastern
NG FES - Consumer Transformation | Number of heat pumps (total) | Pendle | 71 | 82 | 99 | 129 | 160 | 199 | 246 | 324 | 411 | 536 | 684 | 890 | 1162 | 1471 | 1766 | 2083 | 2397 | 2874 | 3251 | 3624 | 3985 | 4337 | 4712 | 5048 | 5317 | 5535 | 5705 | 5848 | 5964 | 6055 | 6146 | 6237 | Pendle | Lancashire
NG FES - Consumer Transformation | Number of heat pumps (total) | Redcar and Cleveland | 408 | 490 | 617 | 902 | 1219 | 1588 | 2017 | 2598 | 3332 | 4427 | 5941 | 7863 | 10518 | 13334 | 16119 | 18907 | 21684 | 25877 | 29220 | 32531 | 35752 | 38985 | 42494 | 45364 | 47818 | 49810 | 51488 | 52839 | 53677 | 54531 | 55391 | 56254 | Redcar and Cleveland | Tees Valley
NG FES - Consumer Transformation | Number of heat pumps (total) | Richmondshire | 303 | 360 | 436 | 573 | 717 | 943 | 1231 | 1667 | 2221 | 3046 | 3956 | 4911 | 6178 | 7380 | 8569 | 9675 | 10720 | 12349 | 13588 | 14783 | 15790 | 16793 | 17891 | 18779 | 19539 | 20170 | 20737 | 21192 | 21480 | 21773 | 22072 | 22371 | Richmondshire | York and North Yorkshire
NG FES - Consumer Transformation | Number of heat pumps (total) | Rotherham | 950 | 1092 | 1372 | 1987 | 2673 | 3454 | 4331 | 5614 | 7116 | 9354 | 12439 | 16183 | 21230 | 26607 | 31894 | 37121 | 42344 | 50062 | 56278 | 62429 | 68429 | 74269 | 80389 | 85985 | 90553 | 94321 | 97055 | 99385 | 101313 | 102890 | 104481 | 106074 | Rotherham | Sheffield City Region
NG FES - Consumer Transformation | Number of heat pumps (total) | Ryedale | 373 | 438 | 529 | 692 | 867 | 1100 | 1387 | 1813 | 2343 | 3119 | 4065 | 5090 | 6469 | 7792 | 9097 | 10352 | 11569 | 13342 | 14714 | 16054 | 17296 | 18540 | 19904 | 21011 | 21964 | 22764 | 23488 | 24084 | 24485 | 24891 | 25301 | 25713 | Ryedale | York and North Yorkshire
NG FES - Consumer Transformation | Number of heat pumps (total) | Scarborough | 478 | 565 | 701 | 953 | 1226 | 1559 | 1955 | 2524 | 3223 | 4237 | 5639 | 7376 | 9783 | 12376 | 14934 | 17476 | 19973 | 23771 | 26780 | 29767 | 32665 | 35574 | 38735 | 41339 | 43570 | 45407 | 46992 | 48254 | 48987 | 49732 | 50494 | 51264 | Scarborough | York and North Yorkshire
NG FES - Consumer Transformation | Number of heat pumps (total) | Selby | 555 | 631 | 760 | 1014 | 1291 | 1649 | 2129 | 2885 | 3793 | 5159 | 6738 | 8413 | 10590 | 12799 | 14905 | 16871 | 18607 | 21102 | 23082 | 25031 | 26867 | 28648 | 30516 | 32220 | 33624 | 34807 | 35761 | 36579 | 37243 | 37807 | 38376 | 38952 | Selby | Leeds City Region | York and North Yorkshire
NG FES - Consumer Transformation | Number of heat pumps (total) | Sheffield | 1420 | 1604 | 2051 | 3058 | 4201 | 5490 | 6926 | 9041 | 11486 | 15081 | 20160 | 26783 | 35776 | 45476 | 55212 | 64956 | 74857 | 89597 | 101487 | 113213 | 124718 | 135855 | 147419 | 158039 | 166655 | 173716 | 178906 | 183307 | 186953 | 189897 | 192860 | 195816 | Sheffield | Sheffield City Region
NG FES - Consumer Transformation | Number of heat pumps (total) | South Tyneside | 391 | 457 | 581 | 892 | 1246 | 1634 | 2070 | 2636 | 3348 | 4401 | 5936 | 7979 | 10841 | 13965 | 17056 | 20171 | 23288 | 28043 | 31849 | 35623 | 39327 | 43044 | 47075 | 50379 | 53204 | 55467 | 57320 | 58801 | 59682 | 60583 | 61492 | 62407 | South Tyneside | North Eastern
NG FES - Consumer Transformation | Number of heat pumps (total) | Stockton-on-Tees | 608 | 704 | 889 | 1369 | 1917 | 2521 | 3200 | 4082 | 5199 | 6867 | 9105 | 11874 | 15690 | 19665 | 23601 | 27525 | 31451 | 37243 | 41854 | 46406 | 50866 | 55343 | 60211 | 64195 | 67611 | 70306 | 72391 | 74100 | 75242 | 76398 | 77556 | 78711 | Stockton-on-Tees | Tees Valley
NG FES - Consumer Transformation | Number of heat pumps (total) | Sunderland | 682 | 795 | 1020 | 1576 | 2208 | 2891 | 3654 | 4647 | 5882 | 7694 | 10281 | 13797 | 18719 | 24194 | 29609 | 35054 | 40502 | 48877 | 55566 | 62202 | 68711 | 75243 | 82304 | 88108 | 93055 | 96986 | 100119 | 102619 | 104117 | 105643 | 107181 | 108725 | Sunderland | North Eastern
NG FES - Consumer Transformation | Number of heat pumps (total) | Wakefield | 1126 | 1297 | 1661 | 2482 | 3410 | 4461 | 5684 | 7510 | 9674 | 12914 | 17377 | 22612 | 29651 | 37006 | 44280 | 51247 | 58071 | 68092 | 76203 | 84231 | 92104 | 99778 | 107789 | 115149 | 121202 | 126221 | 129825 | 132924 | 135509 | 137668 | 139852 | 142034 | Wakefield | Leeds City Region
NG FES - Consumer Transformation | Number of heat pumps (total) | West Lindsey | 301 | 342 | 422 | 569 | 729 | 958 | 1309 | 1894 | 2603 | 3677 | 4843 | 6091 | 7695 | 9351 | 10921 | 12393 | 13649 | 15465 | 16901 | 18314 | 19605 | 20848 | 22152 | 23342 | 24328 | 25155 | 25828 | 26401 | 26850 | 27231 | 27618 | 28012 | West Lindsey | Greater Lincolnshire
NG FES - Consumer Transformation | Number of heat pumps (total) | York | 723 | 831 | 1030 | 1493 | 2020 | 2621 | 3316 | 4256 | 5437 | 7181 | 9532 | 12398 | 16349 | 20467 | 24540 | 28556 | 32540 | 38388 | 43028 | 47611 | 52089 | 56586 | 61444 | 65438 | 68862 | 71619 | 73883 | 75722 | 76915 | 78126 | 79343 | 80559 | York | Leeds City Region | York and North Yorkshire
NG FES - Leading the Way | Number of heat pumps (total) | Barnsley | 988 | 1160 | 1597 | 3450 | 5637 | 8212 | 11165 | 15150 | 19635 | 24359 | 29116 | 33937 | 38974 | 43853 | 48682 | 53488 | 58290 | 62892 | 66748 | 70615 | 74028 | 77179 | 79668 | 81155 | 82208 | 83185 | 84036 | 84960 | 85763 | 86608 | 87390 | 88155 | Barnsley | Leeds City Region | Sheffield City Region
NG FES - Leading the Way | Number of heat pumps (total) | Bassetlaw | 94 | 114 | 153 | 286 | 454 | 640 | 851 | 1121 | 1447 | 1808 | 2171 | 2515 | 2866 | 3203 | 3537 | 3865 | 4195 | 4509 | 4772 | 5036 | 5270 | 5485 | 5654 | 5751 | 5815 | 5873 | 5922 | 5975 | 6020 | 6069 | 6114 | 6157 | Bassetlaw | Derby, Derbyshire, Nottingham and Nottinghamshire | Sheffield City Region
NG FES - Leading the Way | Number of heat pumps (total) | Bradford | 1274 | 1416 | 1940 | 4724 | 7809 | 11386 | 15467 | 21059 | 28467 | 37073 | 45808 | 54991 | 64667 | 74027 | 83293 | 92539 | 101741 | 110513 | 117811 | 125095 | 131476 | 137314 | 141744 | 144227 | 145831 | 147340 | 148609 | 150033 | 151199 | 152417 | 153516 | 154573 | Bradford | Leeds City Region
NG FES - Leading the Way | Number of heat pumps (total) | Calderdale | 525 | 584 | 792 | 1848 | 3034 | 4393 | 5920 | 8013 | 11063 | 14775 | 18509 | 22401 | 26499 | 30453 | 34320 | 38164 | 41992 | 45632 | 48654 | 51670 | 54301 | 56702 | 58496 | 59459 | 60049 | 60607 | 61065 | 61586 | 61997 | 62431 | 62812 | 63171 | Calderdale | Leeds City Region
NG FES - Leading the Way | Number of heat pumps (total) | County Durham | 1887 | 2291 | 2988 | 6458 | 10448 | 15057 | 20300 | 27479 | 36347 | 46405 | 56404 | 66652 | 77742 | 88091 | 98381 | 108626 | 118751 | 130018 | 138160 | 146308 | 153511 | 160078 | 166213 | 169228 | 171136 | 172953 | 174509 | 176737 | 178168 | 179460 | 180819 | 182130 | County Durham | North Eastern
NG FES - Leading the Way | Number of heat pumps (total) | Craven | 203 | 227 | 295 | 640 | 1071 | 1577 | 2146 | 2871 | 3740 | 4674 | 5589 | 6475 | 7395 | 8269 | 9092 | 9897 | 10700 | 11468 | 12109 | 12752 | 13318 | 13841 | 14248 | 14486 | 14652 | 14804 | 14937 | 15080 | 15204 | 15333 | 15453 | 15567 | Craven | Leeds City Region | York and North Yorkshire
NG FES - Leading the Way | Number of heat pumps (total) | Darlington | 301 | 343 | 449 | 1106 | 1819 | 2639 | 3567 | 4949 | 6656 | 8643 | 10648 | 12751 | 15051 | 17194 | 19324 | 21450 | 23561 | 25920 | 27612 | 29308 | 30799 | 32156 | 33406 | 33997 | 34358 | 34704 | 34998 | 35433 | 35697 | 35931 | 36179 | 36415 | Darlington | Tees Valley
NG FES - Leading the Way | Number of heat pumps (total) | Doncaster | 1195 | 1400 | 1904 | 3888 | 6127 | 8661 | 11519 | 15358 | 20323 | 25996 | 31698 | 37460 | 43487 | 49321 | 55111 | 60867 | 66616 | 72084 | 76656 | 81229 | 85217 | 88878 | 91706 | 93272 | 94310 | 95278 | 96098 | 97007 | 97764 | 98556 | 99274 | 99969 | Doncaster | Sheffield City Region
NG FES - Leading the Way | Number of heat pumps (total) | East Lindsey | 247 | 281 | 361 | 802 | 1463 | 2222 | 3059 | 3945 | 5016 | 6142 | 7255 | 8161 | 9016 | 9819 | 10558 | 11273 | 11985 | 12665 | 13239 | 13814 | 14322 | 14793 | 15161 | 15372 | 15522 | 15660 | 15782 | 15916 | 16026 | 16144 | 16254 | 16361 | East Lindsey | Greater Lincolnshire
NG FES - Leading the Way | Number of heat pumps (total) | East Riding of Yorkshire | 1872 | 2106 | 2697 | 5306 | 8585 | 12264 | 16353 | 21312 | 27816 | 35130 | 42330 | 49075 | 55951 | 62520 | 68881 | 75136 | 81362 | 87306 | 92261 | 97259 | 101613 | 105602 | 108695 | 110368 | 111474 | 112522 | 113421 | 114412 | 115221 | 116076 | 116841 | 117585 | East Riding of Yorkshire | Humber | York and North Yorkshire
NG FES - Leading the Way | Number of heat pumps (total) | Gateshead | 545 | 634 | 834 | 1972 | 3217 | 4643 | 6265 | 8757 | 11839 | 15440 | 19075 | 22894 | 27088 | 31011 | 34917 | 38818 | 42704 | 47042 | 50159 | 53274 | 56024 | 58524 | 60851 | 61968 | 62650 | 63269 | 63778 | 64549 | 65022 | 65445 | 65892 | 66322 | Gateshead | North Eastern
NG FES - Leading the Way | Number of heat pumps (total) | Hambleton | 532 | 623 | 774 | 1592 | 2658 | 3881 | 5243 | 6707 | 8519 | 10457 | 12458 | 14380 | 16319 | 18098 | 19860 | 21592 | 23254 | 25065 | 26385 | 27706 | 28882 | 29957 | 30965 | 31475 | 31815 | 32155 | 32457 | 32870 | 33143 | 33396 | 33659 | 33916 | Hambleton | York and North Yorkshire
NG FES - Leading the Way | Number of heat pumps (total) | Harrogate | 619 | 708 | 887 | 1802 | 2865 | 4046 | 5353 | 7239 | 9575 | 12315 | 15241 | 18238 | 21454 | 24439 | 27399 | 30336 | 33228 | 36429 | 38740 | 41062 | 43100 | 44952 | 46638 | 47399 | 47850 | 48312 | 48708 | 49302 | 49644 | 49942 | 50260 | 50561 | Harrogate | Leeds City Region | York and North Yorkshire
NG FES - Leading the Way | Number of heat pumps (total) | Hartlepool | 321 | 378 | 496 | 1181 | 1941 | 2827 | 3841 | 5221 | 6921 | 8834 | 10671 | 12562 | 14627 | 16557 | 18476 | 20387 | 22291 | 24412 | 25950 | 27487 | 28847 | 30073 | 31218 | 31799 | 32183 | 32548 | 32866 | 33305 | 33600 | 33871 | 34154 | 34428 | Hartlepool | Tees Valley
NG FES - Leading the Way | Number of heat pumps (total) | High Peak | 15 | 17 | 20 | 56 | 119 | 193 | 273 | 351 | 454 | 566 | 674 | 757 | 833 | 903 | 960 | 1012 | 1064 | 1114 | 1155 | 1197 | 1234 | 1268 | 1294 | 1307 | 1316 | 1325 | 1333 | 1341 | 1347 | 1354 | 1359 | 1365 | High Peak | Derby, Derbyshire, Nottingham and Nottinghamshire,
NG FES - Leading the Way | Number of heat pumps (total) | Kingston upon Hull, City of | 760 | 854 | 1196 | 2944 | 4797 | 6911 | 9306 | 12530 | 16792 | 21730 | 26768 | 32015 | 37549 | 42900 | 48213 | 53507 | 58798 | 63808 | 67970 | 72105 | 75701 | 78996 | 81523 | 82944 | 83864 | 84693 | 85383 | 86149 | 86793 | 87465 | 88073 | 88662 | Kingston upon Hull, City of | Humber
NG FES - Leading the Way | Number of heat pumps (total) | Kirklees | 1164 | 1304 | 1789 | 4255 | 6954 | 10048 | 13560 | 18312 | 24736 | 32251 | 39822 | 47702 | 56004 | 64045 | 71994 | 79907 | 87791 | 95298 | 101549 | 107796 | 113239 | 118210 | 121976 | 124041 | 125360 | 126642 | 127722 | 128939 | 129917 | 130938 | 131849 | 132724 | Kirklees | Leeds City Region
NG FES - Leading the Way | Number of heat pumps (total) | Leeds | 2065 | 2315 | 3222 | 8003 | 13271 | 19390 | 26366 | 35703 | 47513 | 60811 | 74079 | 87891 | 102432 | 116555 | 130567 | 144513 | 158378 | 171653 | 182769 | 193843 | 203475 | 212274 | 218971 | 222683 | 225178 | 227764 | 230039 | 232550 | 234585 | 236669 | 238565 | 240382 | Leeds | Leeds City Region
NG FES - Leading the Way | Number of heat pumps (total) | Middlesbrough | 407 | 478 | 637 | 1569 | 2591 | 3781 | 5142 | 7057 | 9413 | 12084 | 14640 | 17293 | 20201 | 22921 | 25625 | 28320 | 31001 | 34005 | 36183 | 38362 | 40272 | 41981 | 43561 | 44342 | 44854 | 45379 | 45843 | 46484 | 46904 | 47282 | 47677 | 48059 | Middlesbrough | Tees Valley
NG FES - Leading the Way | Number of heat pumps (total) | Newcastle upon Tyne | 855 | 981 | 1270 | 3041 | 5062 | 7460 | 10228 | 14031 | 18710 | 23911 | 28679 | 33630 | 39045 | 44135 | 49200 | 54245 | 59266 | 64908 | 69037 | 73165 | 76819 | 80156 | 83247 | 84818 | 85884 | 86999 | 88001 | 89343 | 90252 | 91081 | 91946 | 92778 | Newcastle upon Tyne | North Eastern
NG FES - Leading the Way | Number of heat pumps (total) | North East Derbyshire | 46 | 51 | 71 | 190 | 336 | 503 | 692 | 918 | 1233 | 1599 | 1955 | 2305 | 2663 | 3014 | 3362 | 3707 | 4047 | 4378 | 4656 | 4936 | 5176 | 5392 | 5553 | 5632 | 5683 | 5753 | 5818 | 5891 | 5945 | 5997 | 6045 | 6089 | North East Derbyshire | Derby, Derbyshire, Nottingham and Nottinghamshire | Sheffield City Region
NG FES - Leading the Way | Number of heat pumps (total) | North East Lincolnshire | 513 | 578 | 782 | 1741 | 2808 | 4008 | 5359 | 7147 | 9694 | 12738 | 15782 | 18901 | 22168 | 25332 | 28465 | 31583 | 34683 | 37634 | 40097 | 42559 | 44694 | 46639 | 48100 | 48872 | 49349 | 49830 | 50235 | 50694 | 51052 | 51425 | 51753 | 52064 | North East Lincolnshire | Greater Lincolnshire | Humber
NG FES - Leading the Way | Number of heat pumps (total) | North Lincolnshire | 789 | 899 | 1181 | 2453 | 4044 | 5842 | 7853 | 10293 | 13438 | 16956 | 20456 | 23767 | 27134 | 30379 | 33558 | 36700 | 39831 | 42818 | 45323 | 47836 | 50023 | 52029 | 53581 | 54427 | 54993 | 55546 | 56021 | 56547 | 56975 | 57425 | 57833 | 58224 | North Lincolnshire | Greater Lincolnshire | Humber
NG FES - Leading the Way | Number of heat pumps (total) | North Tyneside | 556 | 644 | 856 | 2148 | 3502 | 5019 | 6732 | 9304 | 12479 | 16181 | 19945 | 23891 | 28231 | 32278 | 36305 | 40316 | 44309 | 48778 | 51986 | 55201 | 58011 | 60553 | 62899 | 63993 | 64650 | 65303 | 65855 | 66684 | 67177 | 67614 | 68074 | 68515 | North Tyneside | North Eastern
NG FES - Leading the Way | Number of heat pumps (total) | Northumberland | 1279 | 1519 | 1938 | 4425 | 7680 | 11438 | 15622 | 20318 | 26139 | 32459 | 39112 | 45614 | 52246 | 58336 | 64383 | 70351 | 76083 | 82303 | 86800 | 91300 | 95294 | 98957 | 102383 | 104089 | 105180 | 106189 | 107048 | 108278 | 109073 | 109800 | 110567 | 111310 | Northumberland | North Eastern
NG FES - Leading the Way | Number of heat pumps (total) | Pendle | 71 | 82 | 106 | 191 | 301 | 420 | 553 | 712 | 976 | 1309 | 1637 | 1952 | 2272 | 2584 | 2889 | 3194 | 3493 | 3781 | 4021 | 4263 | 4471 | 4660 | 4800 | 4863 | 4900 | 4944 | 4980 | 5022 | 5051 | 5081 | 5106 | 5129 | Pendle | Lancashire
NG FES - Leading the Way | Number of heat pumps (total) | Redcar and Cleveland | 408 | 490 | 642 | 1480 | 2446 | 3564 | 4839 | 6654 | 8896 | 11478 | 14068 | 16741 | 19637 | 22349 | 25050 | 27747 | 30420 | 33402 | 35553 | 37709 | 39608 | 41328 | 42936 | 43722 | 44218 | 44689 | 45092 | 45672 | 46043 | 46377 | 46730 | 47069 | Redcar and Cleveland | Tees Valley
NG FES - Leading the Way | Number of heat pumps (total) | Richmondshire | 303 | 360 | 447 | 946 | 1651 | 2467 | 3366 | 4252 | 5344 | 6476 | 7710 | 8865 | 10003 | 11026 | 12036 | 13015 | 13911 | 14845 | 15526 | 16206 | 16813 | 17373 | 17898 | 18160 | 18335 | 18504 | 18653 | 18862 | 18999 | 19124 | 19255 | 19385 | Richmondshire | York and North Yorkshire
NG FES - Leading the Way | Number of heat pumps (total) | Rotherham | 950 | 1092 | 1494 | 3345 | 5405 | 7770 | 10461 | 14071 | 18524 | 23470 | 28447 | 33523 | 38861 | 44026 | 49141 | 54226 | 59303 | 64139 | 68181 | 72222 | 75759 | 79009 | 81536 | 82977 | 83955 | 84862 | 85643 | 86495 | 87218 | 87978 | 88672 | 89343 | Rotherham | Sheffield City Region
NG FES - Leading the Way | Number of heat pumps (total) | Ryedale | 373 | 438 | 541 | 1054 | 1720 | 2494 | 3367 | 4340 | 5538 | 6817 | 8064 | 9259 | 10490 | 11627 | 12748 | 13853 | 14919 | 16083 | 16945 | 17810 | 18582 | 19294 | 19956 | 20302 | 20547 | 20802 | 21036 | 21339 | 21550 | 21747 | 21951 | 22150 | Ryedale | York and North Yorkshire
NG FES - Leading the Way | Number of heat pumps (total) | Scarborough | 478 | 565 | 717 | 1439 | 2303 | 3304 | 4430 | 6035 | 8021 | 10333 | 12733 | 15201 | 17844 | 20312 | 22762 | 25208 | 27632 | 30303 | 32232 | 34167 | 35888 | 37471 | 38933 | 39656 | 40111 | 40490 | 40803 | 41267 | 41561 | 41836 | 42122 | 42400 | Scarborough | York and North Yorkshire
NG FES - Leading the Way | Number of heat pumps (total) | Selby | 555 | 631 | 817 | 1729 | 2955 | 4371 | 5960 | 7806 | 9844 | 11883 | 13898 | 15674 | 17419 | 19074 | 20666 | 22228 | 23782 | 25278 | 26536 | 27801 | 28919 | 29954 | 30785 | 31293 | 31669 | 32023 | 32338 | 32675 | 32972 | 33282 | 33572 | 33859 | Selby | Leeds City Region | York and North Yorkshire
NG FES - Leading the Way | Number of heat pumps (total) | Sheffield | 1420 | 1604 | 2219 | 5234 | 8519 | 12294 | 16582 | 22479 | 30364 | 39570 | 48779 | 58436 | 68630 | 78521 | 88335 | 98109 | 107829 | 117109 | 124848 | 132565 | 139249 | 145356 | 149974 | 152499 | 154134 | 155774 | 157183 | 158754 | 160013 | 161320 | 162492 | 163612 | Sheffield | Sheffield City Region
NG FES - Leading the Way | Number of heat pumps (total) | South Tyneside | 391 | 457 | 605 | 1492 | 2446 | 3536 | 4776 | 6707 | 9093 | 11894 | 14736 | 17733 | 21034 | 24120 | 27191 | 30261 | 33324 | 36735 | 39180 | 41627 | 43784 | 45736 | 47552 | 48429 | 48960 | 49429 | 49813 | 50397 | 50757 | 51078 | 51418 | 51745 | South Tyneside | North Eastern
NG FES - Leading the Way | Number of heat pumps (total) | Stockton-on-Tees | 608 | 704 | 926 | 2309 | 3803 | 5517 | 7469 | 10105 | 13357 | 17026 | 20621 | 24311 | 28338 | 32099 | 35839 | 39571 | 43285 | 47425 | 50420 | 53417 | 56064 | 58473 | 60724 | 61852 | 62586 | 63278 | 63875 | 64718 | 65272 | 65779 | 66310 | 66826 | Stockton-on-Tees | Tees Valley
NG FES - Leading the Way | Number of heat pumps (total) | Sunderland | 682 | 795 | 1057 | 2596 | 4227 | 6068 | 8152 | 11447 | 15525 | 20362 | 25370 | 30670 | 36498 | 41933 | 47336 | 52740 | 58124 | 64124 | 68410 | 72698 | 76476 | 79894 | 83067 | 84568 | 85464 | 86249 | 86881 | 87868 | 88457 | 88978 | 89534 | 90066 | Sunderland | North Eastern
NG FES - Leading the Way | Number of heat pumps (total) | Wakefield | 1126 | 1297 | 1815 | 4396 | 7323 | 10765 | 14711 | 19966 | 25987 | 32385 | 38902 | 45583 | 52579 | 59357 | 66094 | 72803 | 79514 | 85921 | 91281 | 96643 | 101376 | 105739 | 109173 | 111223 | 112666 | 113987 | 115138 | 116384 | 117474 | 118612 | 119670 | 120702 | Wakefield | Leeds City Region
NG FES - Leading the Way | Number of heat pumps (total) | West Lindsey | 301 | 342 | 454 | 1081 | 2017 | 3105 | 4319 | 5662 | 7192 | 8763 | 10336 | 11666 | 12937 | 14141 | 15261 | 16349 | 17437 | 18481 | 19357 | 20236 | 21019 | 21747 | 22327 | 22680 | 22936 | 23165 | 23368 | 23584 | 23777 | 23977 | 24167 | 24352 | West Lindsey | Greater Lincolnshire
NG FES - Leading the Way | Number of heat pumps (total) | York | 723 | 831 | 1062 | 2419 | 3954 | 5730 | 7759 | 10487 | 13853 | 17637 | 21308 | 25086 | 29181 | 32993 | 36780 | 40551 | 44299 | 48477 | 51503 | 54530 | 57209 | 59650 | 61913 | 63043 | 63781 | 64498 | 65122 | 65996 | 66567 | 67089 | 67634 | 68160 | York | Leeds City Region | York and North Yorkshire
NPg Planning Scenario | Number of heat pumps (total) | Barnsley | 1088 | 1198 | 1483 | 2094 | 2803 | 3526 | 5775 | 7957 | 10880 | 14688 | 18796 | 23049 | 27192 | 31786 | 36611 | 42088 | 48831 | 54451 | 60047 | 65750 | 71650 | 77089 | 82951 | 88293 | 93107 | 97285 | 101058 | 104506 | 108100 | 111637 | 112709 | 113369 | Barnsley | Leeds City Region | Sheffield City Region
NPg Planning Scenario | Number of heat pumps (total) | Bassetlaw | 107 | 109 | 130 | 173 | 222 | 266 | 446 | 552 | 817 | 1150 | 1499 | 1578 | 1877 | 2192 | 2512 | 2907 | 3383 | 3794 | 4158 | 4564 | 4999 | 5324 | 5739 | 6107 | 6446 | 6740 | 7011 | 7251 | 7505 | 7750 | 7826 | 7868 | Bassetlaw | Derby, Derbyshire, Nottingham and Nottinghamshire | Sheffield City Region
NPg Planning Scenario | Number of heat pumps (total) | Bradford | 1276 | 1487 | 1883 | 2749 | 3783 | 4900 | 7412 | 11369 | 15241 | 20559 | 26378 | 37936 | 45364 | 53963 | 63193 | 72578 | 84839 | 95526 | 106401 | 117512 | 128563 | 140803 | 152150 | 162807 | 171804 | 180074 | 187290 | 193919 | 200916 | 207639 | 209089 | 209968 | Bradford | Leeds City Region
NPg Planning Scenario | Number of heat pumps (total) | Calderdale | 513 | 583 | 726 | 1038 | 1410 | 1810 | 2688 | 4097 | 6029 | 8431 | 10732 | 15184 | 18336 | 21772 | 25678 | 29527 | 34750 | 39275 | 43858 | 48559 | 53261 | 58452 | 63264 | 67763 | 71561 | 75080 | 78157 | 80939 | 83929 | 86735 | 87276 | 87580 | Calderdale | Leeds City Region
NPg Planning Scenario | Number of heat pumps (total) | County Durham | 2032 | 2365 | 2949 | 4134 | 5423 | 6774 | 9874 | 14311 | 20060 | 27411 | 36349 | 45193 | 54337 | 63915 | 75757 | 87907 | 99834 | 111835 | 123658 | 135572 | 148158 | 160136 | 172689 | 184036 | 194275 | 203069 | 211246 | 218708 | 226259 | 233965 | 235714 | 236779 | County Durham | North Eastern
NPg Planning Scenario | Number of heat pumps (total) | Craven | 186 | 217 | 265 | 358 | 471 | 593 | 919 | 1348 | 2322 | 3315 | 4083 | 4400 | 5251 | 5879 | 6802 | 7680 | 8697 | 9634 | 10611 | 11587 | 12673 | 13600 | 14651 | 15579 | 16432 | 17159 | 17853 | 18452 | 19070 | 19676 | 19860 | 19970 | Craven | Leeds City Region | York and North Yorkshire
NPg Planning Scenario | Number of heat pumps (total) | Darlington | 282 | 334 | 417 | 622 | 870 | 1088 | 1781 | 2548 | 3495 | 4708 | 7021 | 8793 | 10703 | 12550 | 14862 | 17344 | 19873 | 22379 | 24849 | 27480 | 30126 | 32607 | 35206 | 37542 | 39697 | 41507 | 43236 | 44786 | 46378 | 47956 | 48297 | 48491 | Darlington | Tees Valley
NPg Planning Scenario | Number of heat pumps (total) | Doncaster | 1259 | 1343 | 1642 | 2287 | 3026 | 3775 | 5917 | 8046 | 10874 | 15014 | 19666 | 24554 | 29322 | 34718 | 40421 | 47156 | 55115 | 61957 | 68649 | 75491 | 82638 | 88978 | 96027 | 102406 | 108220 | 113228 | 117807 | 122002 | 126296 | 130560 | 131706 | 132332 | Doncaster | Sheffield City Region
NPg Planning Scenario | Number of heat pumps (total) | East Lindsey | 226 | 256 | 310 | 404 | 515 | 637 | 1098 | 1667 | 3367 | 4909 | 6112 | 5565 | 6650 | 7276 | 8151 | 9001 | 9567 | 10545 | 11309 | 12292 | 13490 | 14089 | 15128 | 15980 | 16785 | 17431 | 18140 | 18690 | 19242 | 19790 | 19983 | 20093 | East Lindsey | Greater Lincolnshire
NPg Planning Scenario | Number of heat pumps (total) | East Riding of Yorkshire | 1574 | 1796 | 2159 | 2791 | 3562 | 4400 | 6871 | 10052 | 16382 | 23584 | 30394 | 32237 | 38684 | 44097 | 50868 | 58242 | 65954 | 73592 | 80843 | 88489 | 97045 | 103385 | 111452 | 118472 | 125062 | 130484 | 135855 | 140555 | 145184 | 149914 | 151278 | 152009 | East Riding of Yorkshire | Humber | York and North Yorkshire
NPg Planning Scenario | Number of heat pumps (total) | Gateshead | 552 | 644 | 804 | 1156 | 1582 | 1967 | 3156 | 4488 | 6149 | 8272 | 12359 | 15454 | 18846 | 22249 | 26909 | 31408 | 36039 | 40563 | 45013 | 49616 | 54423 | 58994 | 63783 | 68074 | 71988 | 75302 | 78428 | 81208 | 84080 | 86980 | 87600 | 87952 | Gateshead | North Eastern
NPg Planning Scenario | Number of heat pumps (total) | Hambleton | 493 | 565 | 675 | 898 | 1155 | 1579 | 2271 | 3665 | 5438 | 7773 | 8029 | 10048 | 11380 | 13221 | 14417 | 16481 | 18301 | 20337 | 22344 | 24274 | 26311 | 28280 | 30386 | 32418 | 34048 | 35658 | 36958 | 38347 | 39570 | 40867 | 41295 | 41566 | Hambleton | York and North Yorkshire
NPg Planning Scenario | Number of heat pumps (total) | Harrogate | 550 | 618 | 732 | 976 | 1272 | 1617 | 2409 | 3615 | 5310 | 7547 | 9948 | 12417 | 14967 | 17632 | 20754 | 24241 | 27708 | 31267 | 34737 | 38368 | 42108 | 45559 | 49242 | 52644 | 55700 | 58416 | 60929 | 63302 | 65644 | 67998 | 68600 | 68944 | Harrogate | Leeds City Region | York and North Yorkshire
NPg Planning Scenario | Number of heat pumps (total) | Hartlepool | 333 | 395 | 497 | 722 | 989 | 1231 | 1950 | 2762 | 3769 | 5014 | 7052 | 8704 | 10438 | 12202 | 14318 | 16546 | 18761 | 20960 | 23143 | 25390 | 27712 | 29908 | 32205 | 34291 | 36191 | 37799 | 39318 | 40686 | 42085 | 43490 | 43834 | 44052 | Hartlepool | Tees Valley
NPg Planning Scenario | Number of heat pumps (total) | High Peak | 14 | 16 | 19 | 24 | 30 | 37 | 68 | 117 | 352 | 537 | 635 | 534 | 648 | 679 | 763 | 829 | 851 | 931 | 994 | 1077 | 1190 | 1232 | 1324 | 1396 | 1466 | 1521 | 1586 | 1631 | 1678 | 1721 | 1736 | 1743 | High Peak | Derby, Derbyshire, Nottingham and Nottinghamshire,
NPg Planning Scenario | Number of heat pumps (total) | Kingston upon Hull, City of | 785 | 880 | 1121 | 1704 | 2378 | 3096 | 4540 | 6847 | 8905 | 12061 | 15629 | 21676 | 25905 | 30705 | 35950 | 41697 | 48266 | 54287 | 60434 | 66572 | 72867 | 79215 | 85641 | 91533 | 96697 | 101225 | 105272 | 108985 | 112767 | 116533 | 117435 | 117928 | Kingston upon Hull, City of | Humber
NPg Planning Scenario | Number of heat pumps (total) | Kirklees | 1155 | 1323 | 1666 | 2433 | 3338 | 4312 | 6468 | 9822 | 13243 | 18065 | 23316 | 32791 | 39293 | 46688 | 54748 | 63385 | 73697 | 82967 | 92339 | 101815 | 111434 | 121316 | 131007 | 139989 | 147815 | 154796 | 161035 | 166773 | 172700 | 178514 | 179780 | 180505 | Kirklees | Leeds City Region
NPg Planning Scenario | Number of heat pumps (total) | Leeds | 2163 | 2517 | 3205 | 4752 | 6578 | 8545 | 12891 | 19710 | 25878 | 34580 | 44382 | 62550 | 74502 | 88118 | 102844 | 119172 | 136698 | 153174 | 169912 | 186604 | 203710 | 220408 | 237271 | 252849 | 266827 | 278969 | 290093 | 300468 | 310890 | 321390 | 323852 | 325352 | Leeds | Leeds City Region
NPg Planning Scenario | Number of heat pumps (total) | Middlesbrough | 435 | 521 | 655 | 962 | 1329 | 1646 | 2636 | 3720 | 5053 | 6703 | 9865 | 12223 | 14750 | 17263 | 20273 | 23474 | 26669 | 29825 | 32962 | 36242 | 39572 | 42672 | 45901 | 48854 | 51575 | 53871 | 56056 | 58044 | 60072 | 62088 | 62560 | 62863 | Middlesbrough | Tees Valley
NPg Planning Scenario | Number of heat pumps (total) | Newcastle upon Tyne | 860 | 1019 | 1274 | 1829 | 2534 | 3191 | 5333 | 7644 | 10366 | 13622 | 19633 | 24145 | 28973 | 33796 | 39959 | 46029 | 52064 | 57979 | 63912 | 70046 | 76334 | 82153 | 88203 | 93796 | 98947 | 103352 | 107508 | 111360 | 115255 | 119186 | 120211 | 120908 | Newcastle upon Tyne | North Eastern
NPg Planning Scenario | Number of heat pumps (total) | North East Derbyshire | 47 | 56 | 72 | 104 | 142 | 184 | 293 | 484 | 706 | 964 | 1249 | 1733 | 2082 | 2468 | 2866 | 3330 | 3735 | 4193 | 4618 | 5068 | 5541 | 5930 | 6359 | 6753 | 7119 | 7432 | 7739 | 8026 | 8306 | 8593 | 8652 | 8689 | North East Derbyshire | Derby, Derbyshire, Nottingham and Nottinghamshire | Sheffield City Region
NPg Planning Scenario | Number of heat pumps (total) | North East Lincolnshire | 482 | 549 | 681 | 962 | 1291 | 1646 | 2482 | 3763 | 5154 | 7146 | 9377 | 12832 | 15445 | 18400 | 21585 | 25110 | 29214 | 32952 | 36636 | 40406 | 44280 | 48027 | 51856 | 55375 | 58486 | 61221 | 63713 | 66001 | 68330 | 70643 | 71122 | 71381 | North East Lincolnshire | Greater Lincolnshire | Humber
NPg Planning Scenario | Number of heat pumps (total) | North Lincolnshire | 734 | 818 | 993 | 1336 | 1740 | 2167 | 3448 | 5037 | 7788 | 10998 | 14236 | 15922 | 19041 | 21993 | 25310 | 29166 | 33015 | 36910 | 40525 | 44386 | 48626 | 51759 | 55748 | 59253 | 62538 | 65256 | 67914 | 70272 | 72608 | 74990 | 75673 | 76039 | North Lincolnshire | Greater Lincolnshire | Humber
NPg Planning Scenario | Number of heat pumps (total) | North Tyneside | 537 | 628 | 788 | 1170 | 1648 | 2034 | 3316 | 4712 | 6479 | 8824 | 13084 | 16456 | 19997 | 23683 | 28081 | 32781 | 37521 | 42226 | 46861 | 51625 | 56541 | 61159 | 65988 | 70410 | 74431 | 77883 | 81127 | 84080 | 87091 | 90076 | 90722 | 91105 | North Tyneside | North Eastern
NPg Planning Scenario | Number of heat pumps (total) | Northumberland | 1267 | 1467 | 1799 | 2487 | 3265 | 4526 | 6649 | 11045 | 16574 | 23827 | 25146 | 31596 | 36098 | 42066 | 46569 | 53565 | 59950 | 66946 | 73786 | 80443 | 87471 | 94294 | 101585 | 108412 | 113916 | 119211 | 123511 | 127970 | 131952 | 136176 | 137355 | 138061 | Northumberland | North Eastern
NPg Planning Scenario | Number of heat pumps (total) | Pendle | 68 | 71 | 84 | 106 | 132 | 157 | 247 | 333 | 547 | 791 | 1036 | 1290 | 1571 | 1879 | 2197 | 2599 | 3016 | 3424 | 3786 | 4184 | 4608 | 4925 | 5313 | 5667 | 5997 | 6284 | 6555 | 6800 | 7057 | 7301 | 7356 | 7377 | Pendle | Lancashire
NPg Planning Scenario | Number of heat pumps (total) | Redcar and Cleveland | 438 | 514 | 643 | 917 | 1231 | 1556 | 2378 | 3462 | 4822 | 6546 | 9155 | 11422 | 13845 | 16403 | 19478 | 22689 | 25854 | 29032 | 32163 | 35277 | 38614 | 41801 | 45144 | 48166 | 50897 | 53252 | 55442 | 57440 | 59467 | 61538 | 62018 | 62309 | Redcar and Cleveland | Tees Valley
NPg Planning Scenario | Number of heat pumps (total) | Richmondshire | 292 | 333 | 401 | 521 | 656 | 940 | 1278 | 2374 | 3771 | 5639 | 4939 | 6264 | 6809 | 7822 | 8348 | 9472 | 10426 | 11558 | 12669 | 13740 | 14850 | 15933 | 17106 | 18261 | 19073 | 19987 | 20612 | 21400 | 21989 | 22646 | 22883 | 23030 | Richmondshire | York and North Yorkshire
NPg Planning Scenario | Number of heat pumps (total) | Rotherham | 960 | 1078 | 1345 | 1934 | 2622 | 3347 | 5166 | 7468 | 10072 | 13758 | 17809 | 22610 | 26900 | 31580 | 36736 | 42680 | 49368 | 55269 | 61230 | 67152 | 73377 | 78983 | 85161 | 90744 | 95852 | 100182 | 104167 | 107824 | 111504 | 115229 | 116265 | 116855 | Rotherham | Sheffield City Region
NPg Planning Scenario | Number of heat pumps (total) | Ryedale | 350 | 404 | 481 | 628 | 799 | 1049 | 1505 | 2351 | 3499 | 4936 | 5352 | 6505 | 7452 | 8606 | 9667 | 11003 | 12194 | 13498 | 14791 | 16062 | 17415 | 18671 | 20023 | 21320 | 22413 | 23455 | 24347 | 25268 | 26108 | 26995 | 27301 | 27508 | Ryedale | York and North Yorkshire
NPg Planning Scenario | Number of heat pumps (total) | Scarborough | 492 | 556 | 674 | 907 | 1164 | 1479 | 2153 | 3129 | 4426 | 6079 | 8029 | 9906 | 11993 | 14063 | 16857 | 19669 | 22544 | 25412 | 28211 | 31107 | 34170 | 37112 | 40245 | 43013 | 45534 | 47688 | 49713 | 51520 | 53378 | 55282 | 55768 | 56036 | Scarborough | York and North Yorkshire
NPg Planning Scenario | Number of heat pumps (total) | Selby | 506 | 583 | 711 | 949 | 1231 | 1535 | 2536 | 3715 | 6107 | 8577 | 10861 | 10691 | 12624 | 14056 | 15811 | 17630 | 19214 | 21140 | 22845 | 24797 | 27043 | 28485 | 30539 | 32286 | 33926 | 35248 | 36616 | 37773 | 38898 | 40066 | 40497 | 40766 | Selby | Leeds City Region | York and North Yorkshire
NPg Planning Scenario | Number of heat pumps (total) | Sheffield | 1502 | 1685 | 2125 | 3088 | 4208 | 5399 | 8116 | 12322 | 16161 | 21866 | 28429 | 40602 | 48607 | 57750 | 67740 | 78481 | 91599 | 102999 | 114752 | 126399 | 138230 | 150392 | 162301 | 173294 | 183003 | 191568 | 199278 | 206442 | 213748 | 220993 | 222601 | 223531 | Sheffield | Sheffield City Region
NPg Planning Scenario | Number of heat pumps (total) | South Tyneside | 399 | 468 | 588 | 858 | 1190 | 1471 | 2399 | 3407 | 4667 | 6286 | 9541 | 11947 | 14563 | 17194 | 20815 | 24309 | 27944 | 31470 | 34941 | 38548 | 42303 | 45885 | 49639 | 52997 | 56044 | 58626 | 61058 | 63205 | 65431 | 67674 | 68147 | 68408 | South Tyneside | North Eastern
NPg Planning Scenario | Number of heat pumps (total) | Stockton-on-Tees | 578 | 691 | 871 | 1310 | 1841 | 2291 | 3733 | 5301 | 7250 | 9721 | 13534 | 16776 | 20106 | 23678 | 27561 | 31910 | 36166 | 40454 | 44702 | 48950 | 53420 | 57669 | 62123 | 66205 | 69895 | 73058 | 76025 | 78716 | 81460 | 84199 | 84887 | 85324 | Stockton-on-Tees | Tees Valley
NPg Planning Scenario | Number of heat pumps (total) | Sunderland | 693 | 813 | 1023 | 1516 | 2102 | 2584 | 4097 | 5758 | 7860 | 10601 | 16322 | 20521 | 25150 | 29607 | 35681 | 41808 | 48211 | 54467 | 60601 | 67144 | 73811 | 80157 | 86812 | 92724 | 98155 | 102705 | 107043 | 110860 | 114833 | 118779 | 119611 | 120057 | Sunderland | North Eastern
NPg Planning Scenario | Number of heat pumps (total) | Wakefield | 1237 | 1411 | 1788 | 2646 | 3656 | 4713 | 7413 | 10799 | 14355 | 19151 | 24438 | 31484 | 37170 | 43570 | 50310 | 57913 | 66424 | 74138 | 81886 | 89750 | 97857 | 105569 | 113703 | 121163 | 127808 | 133583 | 138800 | 143598 | 148509 | 153406 | 154862 | 155761 | Wakefield | Leeds City Region
NPg Planning Scenario | Number of heat pumps (total) | West Lindsey | 306 | 348 | 427 | 580 | 760 | 950 | 1657 | 2486 | 4786 | 6845 | 8446 | 8058 | 9572 | 10550 | 11817 | 13027 | 14028 | 15463 | 16633 | 18106 | 19813 | 20869 | 22413 | 23722 | 24907 | 25908 | 26936 | 27750 | 28604 | 29419 | 29717 | 29898 | West Lindsey | Greater Lincolnshire
NPg Planning Scenario | Number of heat pumps (total) | York | 683 | 804 | 987 | 1407 | 1920 | 2424 | 3886 | 5578 | 7655 | 10260 | 14051 | 17392 | 20811 | 24226 | 28313 | 32734 | 37113 | 41508 | 45870 | 50434 | 55060 | 59413 | 63971 | 68126 | 71923 | 75146 | 78197 | 80973 | 83795 | 86623 | 87337 | 87781 | York | Leeds City Region | York and North Yorkshire
NG FES - Steady Progression | Number of heat pumps (total) | Barnsley | 988 | 1160 | 1348 | 1583 | 1796 | 2009 | 2217 | 3072 | 3997 | 5005 | 6119 | 7321 | 8805 | 10458 | 12139 | 13846 | 15570 | 17638 | 19512 | 21420 | 23350 | 25317 | 27068 | 28347 | 29597 | 30789 | 31983 | 33451 | 34412 | 35374 | 36354 | 37354 | Barnsley | Leeds City Region | Sheffield City Region
NG FES - Steady Progression | Number of heat pumps (total) | Bassetlaw | 94 | 114 | 130 | 152 | 169 | 186 | 203 | 269 | 343 | 430 | 522 | 621 | 731 | 850 | 968 | 1090 | 1212 | 1354 | 1483 | 1614 | 1744 | 1876 | 1994 | 2080 | 2163 | 2243 | 2319 | 2413 | 2474 | 2538 | 2602 | 2668 | Bassetlaw | Derby, Derbyshire, Nottingham and Nottinghamshire | Sheffield City Region
NG FES - Steady Progression | Number of heat pumps (total) | Bradford | 1274 | 1416 | 1635 | 1908 | 2192 | 2481 | 2761 | 4109 | 5492 | 6940 | 8540 | 10267 | 12464 | 14860 | 17298 | 19768 | 22265 | 25668 | 28758 | 31900 | 35157 | 38477 | 41508 | 43711 | 45857 | 47907 | 49970 | 52526 | 54190 | 55866 | 57577 | 59325 | Bradford | Leeds City Region
NG FES - Steady Progression | Number of heat pumps (total) | Calderdale | 525 | 584 | 668 | 776 | 886 | 991 | 1098 | 1614 | 2153 | 2729 | 3362 | 4041 | 4902 | 5829 | 6762 | 7711 | 8667 | 10020 | 11252 | 12506 | 13804 | 15130 | 16354 | 17242 | 18102 | 18927 | 19756 | 20782 | 21448 | 22126 | 22813 | 23523 | Calderdale | Leeds City Region
NG FES - Steady Progression | Number of heat pumps (total) | County Durham | 1887 | 2291 | 2595 | 3040 | 3453 | 3863 | 4249 | 5928 | 7732 | 9699 | 11830 | 14122 | 16878 | 19936 | 23035 | 26174 | 29349 | 33268 | 36922 | 40636 | 44407 | 48240 | 51615 | 54150 | 56629 | 58987 | 61348 | 64163 | 66051 | 67968 | 69918 | 71901 | County Durham | North Eastern
NG FES - Steady Progression | Number of heat pumps (total) | Craven | 203 | 227 | 253 | 287 | 321 | 355 | 388 | 537 | 723 | 929 | 1163 | 1417 | 1695 | 2000 | 2310 | 2623 | 2939 | 3305 | 3637 | 3977 | 4319 | 4667 | 4973 | 5196 | 5414 | 5623 | 5829 | 6084 | 6249 | 6414 | 6583 | 6753 | Craven | Leeds City Region | York and North Yorkshire
NG FES - Steady Progression | Number of heat pumps (total) | Darlington | 301 | 343 | 388 | 454 | 524 | 593 | 663 | 1000 | 1337 | 1701 | 2095 | 2517 | 3014 | 3560 | 4116 | 4679 | 5247 | 6010 | 6721 | 7443 | 8190 | 8949 | 9623 | 10132 | 10631 | 11104 | 11577 | 12144 | 12521 | 12905 | 13296 | 13696 | Darlington | Tees Valley
NG FES - Steady Progression | Number of heat pumps (total) | Doncaster | 1195 | 1400 | 1619 | 1885 | 2128 | 2367 | 2604 | 3604 | 4625 | 5726 | 6918 | 8184 | 9723 | 11393 | 13079 | 14784 | 16512 | 18728 | 20740 | 22787 | 24851 | 26948 | 28864 | 30252 | 31608 | 32903 | 34201 | 35796 | 36835 | 37906 | 38987 | 40098 | Doncaster | Sheffield City Region
NG FES - Steady Progression | Number of heat pumps (total) | East Lindsey | 247 | 281 | 312 | 354 | 394 | 429 | 469 | 670 | 975 | 1355 | 1776 | 2235 | 2604 | 3002 | 3399 | 3802 | 4210 | 4640 | 5028 | 5426 | 5808 | 6199 | 6531 | 6774 | 7007 | 7233 | 7428 | 7662 | 7817 | 7972 | 8128 | 8288 | East Lindsey | Greater Lincolnshire
NG FES - Steady Progression | Number of heat pumps (total) | East Riding of Yorkshire | 1872 | 2106 | 2352 | 2668 | 2956 | 3239 | 3526 | 4813 | 6326 | 8073 | 9965 | 11997 | 14036 | 16232 | 18433 | 20659 | 22919 | 25627 | 28085 | 30589 | 33070 | 35598 | 37858 | 39500 | 41101 | 42631 | 44106 | 45905 | 47085 | 48290 | 49510 | 50754 | East Riding of Yorkshire | Humber | York and North Yorkshire
NG FES - Steady Progression | Number of heat pumps (total) | Gateshead | 545 | 634 | 721 | 845 | 974 | 1102 | 1232 | 1800 | 2370 | 2979 | 3639 | 4346 | 5257 | 6258 | 7275 | 8306 | 9346 | 10740 | 12040 | 13362 | 14716 | 16092 | 17312 | 18235 | 19133 | 19993 | 20849 | 21873 | 22564 | 23260 | 23976 | 24703 | Gateshead | North Eastern
NG FES - Steady Progression | Number of heat pumps (total) | Hambleton | 532 | 623 | 680 | 775 | 865 | 950 | 1036 | 1417 | 1923 | 2501 | 3135 | 3814 | 4443 | 5145 | 5845 | 6556 | 7274 | 8051 | 8773 | 9508 | 10237 | 10978 | 11614 | 12068 | 12509 | 12932 | 13356 | 13859 | 14194 | 14536 | 14879 | 15232 | Hambleton | York and North Yorkshire
NG FES - Steady Progression | Number of heat pumps (total) | Harrogate | 619 | 708 | 777 | 884 | 992 | 1097 | 1198 | 1667 | 2175 | 2737 | 3351 | 3999 | 4699 | 5462 | 6223 | 6998 | 7781 | 8814 | 9772 | 10750 | 11740 | 12750 | 13663 | 14347 | 15013 | 15650 | 16281 | 17040 | 17555 | 18081 | 18615 | 19158 | Harrogate | Leeds City Region | York and North Yorkshire
NG FES - Steady Progression | Number of heat pumps (total) | Hartlepool | 321 | 378 | 430 | 504 | 582 | 657 | 731 | 1069 | 1415 | 1789 | 2195 | 2632 | 3148 | 3724 | 4312 | 4907 | 5509 | 6257 | 6955 | 7664 | 8389 | 9126 | 9768 | 10255 | 10731 | 11185 | 11639 | 12180 | 12541 | 12907 | 13278 | 13657 | Hartlepool | Tees Valley
NG FES - Steady Progression | Number of heat pumps (total) | High Peak | 15 | 17 | 17 | 19 | 21 | 22 | 24 | 37 | 66 | 103 | 145 | 192 | 226 | 262 | 298 | 334 | 371 | 408 | 442 | 476 | 509 | 542 | 570 | 591 | 610 | 629 | 644 | 663 | 675 | 687 | 699 | 712 | High Peak | Derby, Derbyshire, Nottingham and Nottinghamshire,
NG FES - Steady Progression | Number of heat pumps (total) | Kingston upon Hull, City of | 760 | 854 | 1002 | 1182 | 1364 | 1546 | 1727 | 2626 | 3505 | 4419 | 5405 | 6465 | 7757 | 9156 | 10573 | 12009 | 13463 | 15424 | 17206 | 19019 | 20874 | 22763 | 24479 | 25722 | 26934 | 28091 | 29260 | 30707 | 31645 | 32606 | 33577 | 34573 | Kingston upon Hull, City of | Humber
NG FES - Steady Progression | Number of heat pumps (total) | Kirklees | 1164 | 1304 | 1508 | 1760 | 2021 | 2277 | 2532 | 3758 | 4997 | 6297 | 7716 | 9244 | 11125 | 13170 | 15248 | 17350 | 19476 | 22381 | 25020 | 27700 | 30456 | 33261 | 35835 | 37710 | 39537 | 41278 | 43040 | 45209 | 46622 | 48059 | 49525 | 51018 | Kirklees | Leeds City Region
NG FES - Steady Progression | Number of heat pumps (total) | Leeds | 2065 | 2315 | 2693 | 3166 | 3666 | 4160 | 4651 | 6968 | 9331 | 11797 | 14503 | 17432 | 20956 | 24852 | 28811 | 32820 | 36875 | 42245 | 47105 | 52054 | 57111 | 62252 | 66967 | 70403 | 73765 | 76969 | 80221 | 84230 | 86835 | 89489 | 92175 | 94923 | Leeds | Leeds City Region
NG FES - Steady Progression | Number of heat pumps (total) | Middlesbrough | 407 | 478 | 548 | 649 | 753 | 853 | 956 | 1418 | 1883 | 2385 | 2927 | 3512 | 4201 | 4969 | 5752 | 6547 | 7349 | 8381 | 9339 | 10317 | 11316 | 12335 | 13235 | 13918 | 14588 | 15228 | 15866 | 16628 | 17136 | 17655 | 18180 | 18713 | Middlesbrough | Tees Valley
NG FES - Steady Progression | Number of heat pumps (total) | Newcastle upon Tyne | 855 | 981 | 1098 | 1284 | 1477 | 1671 | 1873 | 2678 | 3533 | 4477 | 5500 | 6609 | 7987 | 9537 | 11122 | 12732 | 14355 | 16365 | 18235 | 20136 | 22080 | 24056 | 25798 | 27126 | 28427 | 29670 | 30918 | 32403 | 33394 | 34400 | 35423 | 36459 | Newcastle upon Tyne | North Eastern
NG FES - Steady Progression | Number of heat pumps (total) | North East Derbyshire | 46 | 51 | 60 | 70 | 82 | 93 | 105 | 162 | 229 | 306 | 389 | 478 | 566 | 662 | 760 | 859 | 958 | 1094 | 1216 | 1341 | 1466 | 1594 | 1714 | 1802 | 1889 | 1971 | 2051 | 2149 | 2214 | 2280 | 2347 | 2416 | North East Derbyshire | Derby, Derbyshire, Nottingham and Nottinghamshire | Sheffield City Region
NG FES - Steady Progression | Number of heat pumps (total) | North East Lincolnshire | 513 | 578 | 663 | 770 | 878 | 983 | 1087 | 1576 | 2081 | 2618 | 3196 | 3815 | 4544 | 5334 | 6128 | 6933 | 7744 | 8873 | 9897 | 10934 | 12000 | 13082 | 14079 | 14807 | 15516 | 16189 | 16868 | 17703 | 18243 | 18800 | 19367 | 19946 | North East Lincolnshire | Greater Lincolnshire | Humber
NG FES - Steady Progression | Number of heat pumps (total) | North Lincolnshire | 789 | 899 | 1018 | 1167 | 1308 | 1445 | 1580 | 2213 | 2948 | 3792 | 4710 | 5700 | 6690 | 7766 | 8845 | 9940 | 11050 | 12398 | 13618 | 14863 | 16094 | 17349 | 18473 | 19297 | 20094 | 20857 | 21591 | 22489 | 23075 | 23680 | 24289 | 24908 | North Lincolnshire | Greater Lincolnshire | Humber
NG FES - Steady Progression | Number of heat pumps (total) | North Tyneside | 556 | 644 | 740 | 876 | 1020 | 1161 | 1306 | 1994 | 2652 | 3341 | 4086 | 4876 | 5800 | 6815 | 7836 | 8876 | 9925 | 11349 | 12676 | 14029 | 15407 | 16810 | 18063 | 19016 | 19947 | 20837 | 21724 | 22784 | 23500 | 24230 | 24971 | 25727 | North Tyneside | North Eastern
NG FES - Steady Progression | Number of heat pumps (total) | Northumberland | 1279 | 1519 | 1693 | 1961 | 2210 | 2461 | 2700 | 3858 | 5411 | 7203 | 9145 | 11242 | 13253 | 15473 | 17698 | 19955 | 22235 | 24793 | 27177 | 29602 | 32020 | 34480 | 36580 | 38092 | 39555 | 40953 | 42347 | 44011 | 45117 | 46245 | 47387 | 48554 | Northumberland | North Eastern
NG FES - Steady Progression | Number of heat pumps (total) | Pendle | 71 | 82 | 91 | 103 | 113 | 123 | 134 | 177 | 228 | 290 | 357 | 429 | 500 | 575 | 649 | 726 | 802 | 908 | 1006 | 1103 | 1201 | 1299 | 1393 | 1461 | 1528 | 1591 | 1652 | 1727 | 1775 | 1827 | 1879 | 1934 | Pendle | Lancashire
NG FES - Steady Progression | Number of heat pumps (total) | Redcar and Cleveland | 408 | 490 | 555 | 652 | 746 | 840 | 932 | 1342 | 1784 | 2270 | 2796 | 3363 | 4045 | 4799 | 5562 | 6337 | 7122 | 8122 | 9056 | 10006 | 10968 | 11948 | 12815 | 13466 | 14103 | 14708 | 15315 | 16039 | 16530 | 17028 | 17533 | 18052 | Redcar and Cleveland | Tees Valley
NG FES - Steady Progression | Number of heat pumps (total) | Richmondshire | 303 | 360 | 393 | 449 | 498 | 546 | 590 | 803 | 1132 | 1522 | 1946 | 2405 | 2814 | 3268 | 3719 | 4174 | 4634 | 5100 | 5535 | 5977 | 6412 | 6854 | 7224 | 7486 | 7738 | 7981 | 8222 | 8512 | 8701 | 8895 | 9090 | 9289 | Richmondshire | York and North Yorkshire
NG FES - Steady Progression | Number of heat pumps (total) | Rotherham | 950 | 1092 | 1265 | 1481 | 1686 | 1897 | 2100 | 3014 | 3943 | 4931 | 6007 | 7158 | 8558 | 10091 | 11647 | 13225 | 14816 | 16841 | 18673 | 20541 | 22427 | 24347 | 26081 | 27343 | 28576 | 29752 | 30939 | 32401 | 33352 | 34324 | 35311 | 36317 | Rotherham | Sheffield City Region
NG FES - Steady Progression | Number of heat pumps (total) | Ryedale | 373 | 438 | 477 | 542 | 601 | 658 | 716 | 940 | 1234 | 1575 | 1946 | 2346 | 2751 | 3205 | 3662 | 4126 | 4594 | 5097 | 5562 | 6036 | 6507 | 6987 | 7399 | 7705 | 8002 | 8286 | 8571 | 8909 | 9135 | 9364 | 9596 | 9830 | Ryedale | York and North Yorkshire
NG FES - Steady Progression | Number of heat pumps (total) | Scarborough | 478 | 565 | 622 | 713 | 798 | 884 | 964 | 1306 | 1694 | 2135 | 2614 | 3127 | 3760 | 4454 | 5151 | 5862 | 6577 | 7472 | 8305 | 9153 | 10018 | 10898 | 11673 | 12248 | 12805 | 13338 | 13867 | 14502 | 14931 | 15365 | 15804 | 16255 | Scarborough | York and North Yorkshire
NG FES - Steady Progression | Number of heat pumps (total) | Selby | 555 | 631 | 711 | 811 | 903 | 997 | 1089 | 1512 | 2059 | 2705 | 3424 | 4198 | 4911 | 5700 | 6494 | 7300 | 8113 | 8981 | 9770 | 10572 | 11362 | 12164 | 12853 | 13354 | 13844 | 14311 | 14749 | 15276 | 15623 | 15964 | 16312 | 16667 | Selby | Leeds City Region | York and North Yorkshire
NG FES - Steady Progression | Number of heat pumps (total) | Sheffield | 1420 | 1604 | 1864 | 2186 | 2516 | 2842 | 3166 | 4649 | 6123 | 7665 | 9340 | 11139 | 13433 | 15944 | 18481 | 21060 | 23669 | 27249 | 30488 | 33788 | 37188 | 40640 | 43827 | 46140 | 48403 | 50558 | 52749 | 55447 | 57210 | 58998 | 60818 | 62678 | Sheffield | Sheffield City Region
NG FES - Steady Progression | Number of heat pumps (total) | South Tyneside | 391 | 457 | 523 | 615 | 716 | 815 | 915 | 1365 | 1809 | 2280 | 2789 | 3334 | 4036 | 4806 | 5589 | 6381 | 7181 | 8270 | 9286 | 10322 | 11379 | 12458 | 13411 | 14132 | 14837 | 15507 | 16175 | 16974 | 17513 | 18061 | 18619 | 19188 | South Tyneside | North Eastern
NG FES - Steady Progression | Number of heat pumps (total) | Stockton-on-Tees | 608 | 704 | 804 | 946 | 1096 | 1244 | 1392 | 2106 | 2815 | 3573 | 4392 | 5270 | 6267 | 7371 | 8494 | 9633 | 10785 | 12224 | 13565 | 14930 | 16315 | 17723 | 18955 | 19889 | 20804 | 21676 | 22547 | 23586 | 24283 | 24990 | 25709 | 26445 | Stockton-on-Tees | Tees Valley
NG FES - Steady Progression | Number of heat pumps (total) | Sunderland | 682 | 795 | 909 | 1072 | 1242 | 1413 | 1582 | 2393 | 3175 | 4004 | 4900 | 5851 | 7046 | 8347 | 9665 | 11000 | 12351 | 14218 | 15957 | 17730 | 19563 | 21422 | 23080 | 24329 | 25546 | 26708 | 27862 | 29249 | 30180 | 31126 | 32087 | 33072 | Sunderland | North Eastern
NG FES - Steady Progression | Number of heat pumps (total) | Wakefield | 1126 | 1297 | 1522 | 1796 | 2072 | 2342 | 2612 | 3842 | 5136 | 6508 | 8025 | 9674 | 11645 | 13834 | 16066 | 18331 | 20617 | 23432 | 25979 | 28573 | 31207 | 33884 | 36276 | 38023 | 39724 | 41348 | 42985 | 44996 | 46310 | 47634 | 48975 | 50345 | Wakefield | Leeds City Region
NG FES - Steady Progression | Number of heat pumps (total) | West Lindsey | 301 | 342 | 388 | 445 | 499 | 551 | 604 | 880 | 1298 | 1811 | 2390 | 3022 | 3560 | 4149 | 4740 | 5340 | 5948 | 6589 | 7172 | 7764 | 8345 | 8936 | 9439 | 9806 | 10161 | 10499 | 10805 | 11170 | 11411 | 11648 | 11891 | 12137 | West Lindsey | Greater Lincolnshire
NG FES - Steady Progression | Number of heat pumps (total) | York | 723 | 831 | 925 | 1069 | 1220 | 1368 | 1517 | 2179 | 2879 | 3641 | 4468 | 5356 | 6385 | 7531 | 8694 | 9875 | 11065 | 12536 | 13906 | 15298 | 16725 | 18177 | 19445 | 20405 | 21341 | 22230 | 23123 | 24186 | 24892 | 25611 | 26337 | 27079 | York | Leeds City Region | York and North Yorkshire
NG FES - System Transformation | Number of heat pumps (total) | Barnsley | 988 | 1160 | 1166 | 1496 | 1829 | 2163 | 2510 | 3120 | 3793 | 4520 | 5328 | 6251 | 7667 | 8553 | 9726 | 11131 | 12768 | 14535 | 17503 | 20330 | 23034 | 25547 | 28827 | 31086 | 33348 | 35582 | 37756 | 40406 | 42269 | 43968 | 45447 | 46713 | Barnsley | Leeds City Region | Sheffield City Region
NG FES - System Transformation | Number of heat pumps (total) | Bassetlaw | 94 | 114 | 113 | 142 | 170 | 195 | 224 | 273 | 326 | 385 | 451 | 525 | 640 | 723 | 817 | 928 | 1056 | 1188 | 1421 | 1632 | 1832 | 2012 | 2239 | 2396 | 2553 | 2706 | 2859 | 3042 | 3174 | 3296 | 3402 | 3494 | Bassetlaw | Derby, Derbyshire, Nottingham and Nottinghamshire | Sheffield City Region
NG FES - System Transformation | Number of heat pumps (total) | Bradford | 1274 | 1416 | 1450 | 1912 | 2374 | 2896 | 3422 | 4362 | 5400 | 6515 | 7728 | 9099 | 11206 | 12564 | 14420 | 16627 | 19182 | 21963 | 26874 | 31814 | 36571 | 41223 | 47284 | 51523 | 55772 | 59947 | 64000 | 68902 | 72389 | 75484 | 78273 | 80693 | Bradford | Leeds City Region
NG FES - System Transformation | Number of heat pumps (total) | Calderdale | 525 | 584 | 600 | 779 | 959 | 1155 | 1359 | 1723 | 2131 | 2569 | 3049 | 3587 | 4422 | 4981 | 5736 | 6625 | 7656 | 8755 | 10766 | 12796 | 14747 | 16677 | 19185 | 20944 | 22702 | 24431 | 26113 | 28141 | 29595 | 30887 | 32055 | 33075 | Calderdale | Leeds City Region
NG FES - System Transformation | Number of heat pumps (total) | County Durham | 1887 | 2291 | 2314 | 2990 | 3644 | 4334 | 5038 | 6317 | 7658 | 9106 | 10712 | 12521 | 15183 | 17102 | 19435 | 22221 | 25464 | 28768 | 34732 | 40472 | 45930 | 51132 | 57712 | 62417 | 67117 | 71748 | 76253 | 81727 | 85616 | 89123 | 92194 | 94842 | County Durham | North Eastern
NG FES - System Transformation | Number of heat pumps (total) | Craven | 203 | 227 | 231 | 282 | 336 | 393 | 455 | 567 | 709 | 863 | 1034 | 1230 | 1542 | 1752 | 1986 | 2263 | 2582 | 2936 | 3489 | 4014 | 4513 | 4969 | 5560 | 5957 | 6350 | 6739 | 7115 | 7578 | 7899 | 8189 | 8445 | 8664 | Craven | Leeds City Region | York and North Yorkshire
NG FES - System Transformation | Number of heat pumps (total) | Darlington | 301 | 343 | 353 | 471 | 597 | 731 | 869 | 1117 | 1373 | 1641 | 1937 | 2271 | 2769 | 3132 | 3570 | 4093 | 4701 | 5324 | 6520 | 7675 | 8812 | 9891 | 11257 | 12239 | 13222 | 14188 | 15128 | 16260 | 17053 | 17774 | 18417 | 18976 | Darlington | Tees Valley
NG FES - System Transformation | Number of heat pumps (total) | Doncaster | 1195 | 1400 | 1413 | 1805 | 2205 | 2597 | 3008 | 3718 | 4461 | 5265 | 6151 | 7136 | 8647 | 9656 | 10953 | 12499 | 14286 | 16176 | 19523 | 22683 | 25715 | 28624 | 32407 | 35043 | 37674 | 40278 | 42812 | 45884 | 48081 | 50102 | 51870 | 53409 | Doncaster | Sheffield City Region
NG FES - System Transformation | Number of heat pumps (total) | East Lindsey | 247 | 281 | 283 | 341 | 400 | 457 | 540 | 692 | 885 | 1104 | 1359 | 1658 | 2165 | 2576 | 2896 | 3276 | 3718 | 4142 | 4877 | 5522 | 6121 | 6587 | 7124 | 7480 | 7831 | 8179 | 8515 | 8933 | 9221 | 9487 | 9715 | 9908 | East Lindsey | Greater Lincolnshire
NG FES - System Transformation | Number of heat pumps (total) | East Riding of Yorkshire | 1872 | 2106 | 2122 | 2576 | 3031 | 3490 | 4018 | 4963 | 6017 | 7177 | 8490 | 9968 | 12323 | 14059 | 15824 | 17902 | 20311 | 22783 | 27069 | 31002 | 34720 | 38092 | 42354 | 45255 | 48140 | 50990 | 53766 | 57155 | 59555 | 61771 | 63701 | 65372 | East Riding of Yorkshire | Humber | York and North Yorkshire
NG FES - System Transformation | Number of heat pumps (total) | Gateshead | 545 | 634 | 647 | 853 | 1071 | 1302 | 1540 | 1968 | 2405 | 2869 | 3377 | 3949 | 4781 | 5440 | 6239 | 7191 | 8296 | 9426 | 11625 | 13742 | 15821 | 17811 | 20346 | 22183 | 24024 | 25845 | 27618 | 29758 | 31286 | 32675 | 33908 | 34982 | Gateshead | North Eastern
NG FES - System Transformation | Number of heat pumps (total) | Hambleton | 532 | 623 | 626 | 770 | 908 | 1053 | 1219 | 1537 | 1905 | 2315 | 2777 | 3299 | 4101 | 4573 | 5137 | 5804 | 6565 | 7368 | 8572 | 9730 | 10771 | 11758 | 12913 | 13705 | 14483 | 15249 | 15989 | 16910 | 17553 | 18131 | 18632 | 19060 | Hambleton | York and North Yorkshire
NG FES - System Transformation | Number of heat pumps (total) | Harrogate | 619 | 708 | 720 | 898 | 1076 | 1265 | 1470 | 1857 | 2276 | 2728 | 3218 | 3765 | 4591 | 5191 | 5879 | 6683 | 7597 | 8592 | 10268 | 11874 | 13458 | 14957 | 16829 | 18144 | 19457 | 20746 | 22002 | 23536 | 24625 | 25616 | 26501 | 27280 | Harrogate | Leeds City Region | York and North Yorkshire
NG FES - System Transformation | Number of heat pumps (total) | Hartlepool | 321 | 378 | 384 | 509 | 638 | 775 | 916 | 1162 | 1419 | 1692 | 1997 | 2339 | 2845 | 3200 | 3630 | 4144 | 4745 | 5367 | 6489 | 7565 | 8593 | 9573 | 10824 | 11717 | 12611 | 13491 | 14343 | 15381 | 16109 | 16767 | 17346 | 17839 | Hartlepool | Tees Valley
NG FES - System Transformation | Number of heat pumps (total) | High Peak | 15 | 17 | 17 | 20 | 22 | 25 | 31 | 43 | 62 | 83 | 108 | 139 | 192 | 238 | 269 | 306 | 349 | 391 | 460 | 518 | 572 | 612 | 657 | 684 | 711 | 738 | 764 | 796 | 818 | 838 | 855 | 869 | High Peak | Derby, Derbyshire, Nottingham and Nottinghamshire,
NG FES - System Transformation | Number of heat pumps (total) | Kingston upon Hull, City of | 760 | 854 | 884 | 1195 | 1512 | 1859 | 2207 | 2805 | 3432 | 4103 | 4834 | 5652 | 6910 | 7751 | 8848 | 10145 | 11649 | 13255 | 16170 | 19022 | 21764 | 24458 | 27980 | 30461 | 32949 | 35390 | 37764 | 40630 | 42679 | 44531 | 46181 | 47618 | Kingston upon Hull, City of | Humber
NG FES - System Transformation | Number of heat pumps (total) | Kirklees | 1164 | 1304 | 1336 | 1761 | 2192 | 2662 | 3142 | 3986 | 4896 | 5871 | 6936 | 8135 | 9973 | 11182 | 12774 | 14663 | 16849 | 19207 | 23381 | 27509 | 31470 | 35367 | 40459 | 44011 | 47571 | 51067 | 54461 | 58572 | 61493 | 64115 | 66449 | 68475 | Kirklees | Leeds City Region
NG FES - System Transformation | Number of heat pumps (total) | Leeds | 2065 | 2315 | 2372 | 3169 | 3970 | 4868 | 5769 | 7372 | 9126 | 11002 | 13048 | 15358 | 18902 | 21162 | 24049 | 27462 | 31430 | 35823 | 43097 | 50193 | 56996 | 63645 | 72391 | 78392 | 84404 | 90302 | 96021 | 102995 | 107870 | 112256 | 116098 | 119380 | Leeds | Leeds City Region
NG FES - System Transformation | Number of heat pumps (total) | Middlesbrough | 407 | 478 | 490 | 659 | 836 | 1023 | 1216 | 1553 | 1902 | 2272 | 2682 | 3146 | 3826 | 4295 | 4870 | 5554 | 6352 | 7188 | 8685 | 10125 | 11518 | 12842 | 14546 | 15753 | 16963 | 18152 | 19304 | 20707 | 21685 | 22566 | 23341 | 24000 | Middlesbrough | Tees Valley
NG FES - System Transformation | Number of heat pumps (total) | Newcastle upon Tyne | 855 | 981 | 996 | 1286 | 1597 | 1925 | 2274 | 2908 | 3606 | 4345 | 5175 | 6103 | 7447 | 8382 | 9515 | 10859 | 12430 | 14159 | 16966 | 19662 | 22231 | 24683 | 27850 | 30060 | 32275 | 34455 | 36565 | 39163 | 40961 | 42571 | 43975 | 45162 | Newcastle upon Tyne | North Eastern
NG FES - System Transformation | Number of heat pumps (total) | North East Derbyshire | 46 | 51 | 52 | 69 | 87 | 105 | 128 | 168 | 214 | 265 | 322 | 386 | 490 | 565 | 638 | 724 | 824 | 930 | 1103 | 1267 | 1421 | 1566 | 1750 | 1873 | 1996 | 2118 | 2235 | 2379 | 2478 | 2568 | 2644 | 2708 | North East Derbyshire | Derby, Derbyshire, Nottingham and Nottinghamshire | Sheffield City Region
NG FES - System Transformation | Number of heat pumps (total) | North East Lincolnshire | 513 | 578 | 589 | 761 | 934 | 1119 | 1312 | 1654 | 2009 | 2398 | 2821 | 3294 | 4024 | 4523 | 5150 | 5889 | 6745 | 7646 | 9283 | 10880 | 12409 | 13911 | 15859 | 17217 | 18574 | 19915 | 21214 | 22786 | 23908 | 24921 | 25819 | 26600 | North East Lincolnshire | Greater Lincolnshire | Humber
NG FES - System Transformation | Number of heat pumps (total) | North Lincolnshire | 789 | 899 | 906 | 1125 | 1348 | 1571 | 1827 | 2284 | 2787 | 3344 | 3973 | 4684 | 5821 | 6657 | 7509 | 8515 | 9684 | 10880 | 12970 | 14881 | 16688 | 18325 | 20397 | 21810 | 23220 | 24612 | 25969 | 27629 | 28798 | 29883 | 30821 | 31632 | North Lincolnshire | Greater Lincolnshire | Humber
NG FES - System Transformation | Number of heat pumps (total) | North Tyneside | 556 | 644 | 663 | 903 | 1163 | 1436 | 1719 | 2207 | 2688 | 3199 | 3753 | 4378 | 5294 | 5962 | 6773 | 7739 | 8857 | 9998 | 12167 | 14259 | 16329 | 18307 | 20841 | 22669 | 24500 | 26303 | 28054 | 30171 | 31676 | 33044 | 34258 | 35309 | North Tyneside | North Eastern
NG FES - System Transformation | Number of heat pumps (total) | Northumberland | 1279 | 1519 | 1531 | 1942 | 2343 | 2766 | 3251 | 4158 | 5201 | 6380 | 7721 | 9251 | 11618 | 13062 | 14815 | 16900 | 19308 | 21694 | 25764 | 29678 | 33253 | 36635 | 40606 | 43405 | 46186 | 48920 | 51577 | 54820 | 57117 | 59191 | 61000 | 62557 | Northumberland | North Eastern
NG FES - System Transformation | Number of heat pumps (total) | Pendle | 71 | 82 | 83 | 99 | 118 | 133 | 152 | 187 | 226 | 271 | 320 | 375 | 463 | 531 | 600 | 682 | 774 | 871 | 1040 | 1193 | 1339 | 1477 | 1651 | 1769 | 1887 | 2004 | 2118 | 2258 | 2358 | 2451 | 2532 | 2602 | Pendle | Lancashire
NG FES - System Transformation | Number of heat pumps (total) | Redcar and Cleveland | 408 | 490 | 496 | 652 | 807 | 972 | 1145 | 1453 | 1783 | 2139 | 2533 | 2981 | 3645 | 4136 | 4732 | 5443 | 6269 | 7111 | 8651 | 10135 | 11569 | 12941 | 14667 | 15909 | 17153 | 18382 | 19580 | 21032 | 22076 | 23022 | 23854 | 24576 | Redcar and Cleveland | Tees Valley
NG FES - System Transformation | Number of heat pumps (total) | Richmondshire | 303 | 360 | 361 | 441 | 512 | 587 | 679 | 861 | 1089 | 1350 | 1649 | 1989 | 2523 | 2820 | 3178 | 3602 | 4083 | 4582 | 5320 | 6025 | 6640 | 7219 | 7880 | 8330 | 8768 | 9198 | 9616 | 10135 | 10494 | 10816 | 11093 | 11328 | Richmondshire | York and North Yorkshire
NG FES - System Transformation | Number of heat pumps (total) | Rotherham | 950 | 1092 | 1106 | 1441 | 1781 | 2136 | 2496 | 3125 | 3789 | 4506 | 5296 | 6183 | 7539 | 8426 | 9572 | 10934 | 12517 | 14212 | 17159 | 19961 | 22651 | 25233 | 28619 | 30975 | 33333 | 35657 | 37917 | 40664 | 42613 | 44397 | 45960 | 47308 | Rotherham | Sheffield City Region
NG FES - System Transformation | Number of heat pumps (total) | Ryedale | 373 | 438 | 439 | 531 | 617 | 708 | 809 | 1008 | 1241 | 1499 | 1788 | 2116 | 2606 | 2913 | 3269 | 3686 | 4165 | 4696 | 5437 | 6143 | 6773 | 7370 | 8097 | 8585 | 9065 | 9538 | 9998 | 10572 | 10971 | 11327 | 11633 | 11892 | Ryedale | York and North Yorkshire
NG FES - System Transformation | Number of heat pumps (total) | Scarborough | 478 | 565 | 572 | 711 | 847 | 988 | 1140 | 1434 | 1760 | 2112 | 2504 | 2936 | 3585 | 4090 | 4690 | 5395 | 6206 | 7065 | 8606 | 10080 | 11502 | 12854 | 14529 | 15720 | 16918 | 18099 | 19253 | 20654 | 21645 | 22553 | 23365 | 24083 | Scarborough | York and North Yorkshire
NG FES - System Transformation | Number of heat pumps (total) | Selby | 555 | 631 | 634 | 771 | 913 | 1054 | 1225 | 1535 | 1897 | 2301 | 2762 | 3296 | 4167 | 4809 | 5391 | 6085 | 6894 | 7716 | 9073 | 10294 | 11441 | 12378 | 13531 | 14295 | 15055 | 15804 | 16531 | 17431 | 18050 | 18616 | 19099 | 19508 | Selby | Leeds City Region | York and North Yorkshire
NG FES - System Transformation | Number of heat pumps (total) | Sheffield | 1420 | 1604 | 1643 | 2158 | 2686 | 3265 | 3848 | 4887 | 6000 | 7198 | 8490 | 9943 | 12140 | 13533 | 15450 | 17716 | 20343 | 23235 | 28224 | 33173 | 37931 | 42640 | 48826 | 53121 | 57421 | 61648 | 65759 | 70746 | 74271 | 77441 | 80251 | 82683 | Sheffield | Sheffield City Region
NG FES - System Transformation | Number of heat pumps (total) | South Tyneside | 391 | 457 | 465 | 626 | 798 | 979 | 1166 | 1495 | 1825 | 2177 | 2559 | 2992 | 3623 | 4126 | 4739 | 5470 | 6324 | 7182 | 8915 | 10584 | 12233 | 13808 | 15818 | 17282 | 18755 | 20211 | 21627 | 23333 | 24556 | 25671 | 26661 | 27523 | South Tyneside | North Eastern
NG FES - System Transformation | Number of heat pumps (total) | Stockton-on-Tees | 608 | 704 | 722 | 972 | 1241 | 1523 | 1817 | 2321 | 2834 | 3379 | 3981 | 4662 | 5670 | 6367 | 7215 | 8225 | 9406 | 10610 | 12777 | 14863 | 16859 | 18768 | 21208 | 22954 | 24706 | 26429 | 28099 | 30127 | 31568 | 32872 | 34017 | 35001 | Stockton-on-Tees | Tees Valley
NG FES - System Transformation | Number of heat pumps (total) | Sunderland | 682 | 795 | 815 | 1106 | 1418 | 1743 | 2079 | 2669 | 3260 | 3881 | 4554 | 5319 | 6439 | 7329 | 8408 | 9692 | 11183 | 12686 | 15765 | 18734 | 21680 | 24494 | 28063 | 30661 | 33272 | 35845 | 38348 | 41360 | 43506 | 45464 | 47220 | 48760 | Sunderland | North Eastern
NG FES - System Transformation | Number of heat pumps (total) | Wakefield | 1126 | 1297 | 1322 | 1761 | 2203 | 2675 | 3161 | 4009 | 4936 | 5943 | 7047 | 8307 | 10256 | 11510 | 13100 | 15003 | 17219 | 19630 | 23682 | 27568 | 31291 | 34794 | 39376 | 42552 | 45734 | 48869 | 51910 | 55613 | 58224 | 60591 | 62670 | 64457 | Wakefield | Leeds City Region
NG FES - System Transformation | Number of heat pumps (total) | West Lindsey | 301 | 342 | 345 | 426 | 508 | 588 | 700 | 908 | 1176 | 1481 | 1833 | 2251 | 2954 | 3505 | 3962 | 4510 | 5144 | 5771 | 6842 | 7802 | 8698 | 9404 | 10240 | 10797 | 11352 | 11897 | 12430 | 13084 | 13539 | 13950 | 14307 | 14613 | West Lindsey | Greater Lincolnshire
NG FES - System Transformation | Number of heat pumps (total) | York | 723 | 831 | 845 | 1085 | 1337 | 1605 | 1885 | 2394 | 2938 | 3515 | 4153 | 4871 | 5934 | 6665 | 7553 | 8603 | 9824 | 11112 | 13359 | 15518 | 17573 | 19525 | 21997 | 23740 | 25483 | 27196 | 28852 | 30878 | 32281 | 33546 | 34664 | 35623 | York | Leeds City Region | York and North Yorkshire
NG FES - Consumer Transformation | Number of electric buses | Barnsley | 0 | 1 | 2 | 3 | 4 | 9 | 11 | 13 | 16 | 24 | 29 | 37 | 46 | 58 | 73 | 89 | 108 | 128 | 152 | 176 | 201 | 226 | 250 | 275 | 297 | 318 | 337 | 354 | 369 | 370 | 363 | 352 | Barnsley | Leeds City Region | Sheffield City Region
NG FES - Consumer Transformation | Number of electric buses | Bassetlaw | 0 | 0 | 0 | 0 | 0 | 0 | 0 | 0 | 0 | 0 | 0 | 0 | 0 | 0 | 0 | 0 | 0 | 0 | 0 | 0 | 0 | 0 | 0 | 0 | 0 | 0 | 0 | 0 | 0 | 0 | 0 | 0 | Bassetlaw | Derby, Derbyshire, Nottingham and Nottinghamshire | Sheffield City Region
NG FES - Consumer Transformation | Number of electric buses | Bradford | 0 | 6 | 9 | 15 | 20 | 27 | 36 | 49 | 63 | 82 | 105 | 132 | 165 | 207 | 257 | 314 | 383 | 453 | 535 | 620 | 710 | 799 | 886 | 972 | 1049 | 1126 | 1194 | 1252 | 1305 | 1307 | 1280 | 1249 | Bradford | Leeds City Region
NG FES - Consumer Transformation | Number of electric buses | Calderdale | 0 | 10 | 16 | 24 | 34 | 45 | 60 | 78 | 101 | 131 | 168 | 212 | 268 | 334 | 414 | 507 | 613 | 730 | 860 | 998 | 1141 | 1285 | 1426 | 1564 | 1689 | 1810 | 1920 | 2013 | 2099 | 2101 | 2059 | 2008 | Calderdale | Leeds City Region
NG FES - Consumer Transformation | Number of electric buses | County Durham | 0 | 1 | 1 | 3 | 7 | 9 | 12 | 18 | 23 | 28 | 38 | 48 | 59 | 74 | 91 | 111 | 134 | 159 | 190 | 220 | 251 | 282 | 313 | 344 | 372 | 399 | 421 | 443 | 462 | 462 | 453 | 443 | County Durham | North Eastern
NG FES - Consumer Transformation | Number of electric buses | Craven | 0 | 0 | 0 | 0 | 0 | 0 | 0 | 0 | 0 | 0 | 0 | 0 | 0 | 0 | 0 | 0 | 0 | 0 | 0 | 0 | 0 | 0 | 0 | 0 | 0 | 0 | 0 | 0 | 0 | 0 | 0 | 0 | Craven | Leeds City Region | York and North Yorkshire
NG FES - Consumer Transformation | Number of electric buses | Darlington | 0 | 0 | 0 | 0 | 0 | 1 | 1 | 1 | 1 | 2 | 2 | 3 | 4 | 5 | 6 | 7 | 9 | 10 | 12 | 14 | 16 | 18 | 20 | 22 | 24 | 26 | 27 | 28 | 30 | 30 | 29 | 28 | Darlington | Tees Valley
NG FES - Consumer Transformation | Number of electric buses | Doncaster | 0 | 1 | 1 | 1 | 3 | 4 | 5 | 6 | 9 | 11 | 15 | 18 | 23 | 28 | 35 | 43 | 52 | 63 | 73 | 85 | 98 | 110 | 123 | 134 | 145 | 155 | 165 | 173 | 181 | 181 | 176 | 173 | Doncaster | Sheffield City Region
NG FES - Consumer Transformation | Number of electric buses | East Lindsey | 0 | 0 | 0 | 0 | 1 | 1 | 1 | 1 | 2 | 2 | 3 | 3 | 4 | 5 | 7 | 8 | 10 | 12 | 14 | 16 | 18 | 20 | 23 | 25 | 27 | 29 | 31 | 32 | 33 | 34 | 33 | 32 | East Lindsey | Greater Lincolnshire
NG FES - Consumer Transformation | Number of electric buses | East Riding of Yorkshire | 0 | 0 | 1 | 1 | 2 | 3 | 5 | 10 | 12 | 14 | 16 | 24 | 28 | 34 | 44 | 52 | 63 | 75 | 89 | 103 | 118 | 132 | 147 | 161 | 175 | 188 | 200 | 210 | 216 | 216 | 215 | 210 | East Riding of Yorkshire | Humber | York and North Yorkshire
NG FES - Consumer Transformation | Number of electric buses | Gateshead | 0 | 1 | 1 | 2 | 5 | 6 | 8 | 10 | 14 | 18 | 23 | 29 | 37 | 46 | 57 | 70 | 83 | 99 | 117 | 136 | 155 | 175 | 194 | 213 | 230 | 247 | 261 | 274 | 286 | 287 | 280 | 274 | Gateshead | North Eastern
NG FES - Consumer Transformation | Number of electric buses | Hambleton | 0 | 0 | 1 | 1 | 1 | 2 | 2 | 6 | 7 | 9 | 10 | 14 | 17 | 21 | 26 | 32 | 39 | 47 | 55 | 64 | 73 | 82 | 91 | 100 | 107 | 116 | 123 | 130 | 134 | 134 | 132 | 130 | Hambleton | York and North Yorkshire
NG FES - Consumer Transformation | Number of electric buses | Harrogate | 0 | 0 | 1 | 1 | 1 | 4 | 5 | 6 | 7 | 10 | 12 | 15 | 20 | 25 | 30 | 37 | 46 | 53 | 63 | 73 | 83 | 94 | 104 | 115 | 124 | 134 | 141 | 148 | 155 | 155 | 151 | 147 | Harrogate | Leeds City Region | York and North Yorkshire
NG FES - Consumer Transformation | Number of electric buses | Hartlepool | 0 | 0 | 0 | 0 | 0 | 1 | 1 | 1 | 1 | 2 | 2 | 3 | 4 | 5 | 6 | 7 | 9 | 11 | 13 | 15 | 17 | 19 | 21 | 23 | 25 | 27 | 28 | 30 | 31 | 31 | 30 | 29 | Hartlepool | Tees Valley
NG FES - Consumer Transformation | Number of electric buses | High Peak | 0 | 0 | 0 | 0 | 0 | 0 | 0 | 0 | 0 | 0 | 0 | 0 | 0 | 0 | 0 | 0 | 0 | 0 | 0 | 0 | 0 | 0 | 0 | 0 | 0 | 0 | 0 | 0 | 0 | 0 | 0 | 0 | High Peak | Derby, Derbyshire, Nottingham and Nottinghamshire,
NG FES - Consumer Transformation | Number of electric buses | Kingston upon Hull, City of | 0 | 4 | 5 | 8 | 11 | 15 | 21 | 27 | 35 | 44 | 57 | 72 | 91 | 114 | 141 | 172 | 210 | 250 | 292 | 340 | 388 | 437 | 485 | 532 | 576 | 618 | 655 | 686 | 715 | 716 | 701 | 684 | Kingston upon Hull, City of | Humber
NG FES - Consumer Transformation | Number of electric buses | Kirklees | 0 | 5 | 10 | 17 | 22 | 30 | 39 | 53 | 66 | 88 | 112 | 144 | 180 | 223 | 276 | 338 | 410 | 490 | 577 | 669 | 765 | 862 | 953 | 1047 | 1130 | 1213 | 1283 | 1347 | 1404 | 1405 | 1378 | 1343 | Kirklees | Leeds City Region
NG FES - Consumer Transformation | Number of electric buses | Leeds | 0 | 7 | 11 | 17 | 23 | 34 | 45 | 59 | 75 | 100 | 127 | 163 | 202 | 251 | 312 | 383 | 463 | 551 | 651 | 754 | 863 | 972 | 1075 | 1180 | 1273 | 1366 | 1447 | 1519 | 1583 | 1584 | 1554 | 1516 | Leeds | Leeds City Region
NG FES - Consumer Transformation | Number of electric buses | Middlesbrough | 0 | 0 | 0 | 0 | 0 | 2 | 2 | 2 | 3 | 3 | 5 | 5 | 7 | 8 | 10 | 13 | 15 | 18 | 22 | 25 | 28 | 33 | 37 | 40 | 43 | 46 | 48 | 51 | 53 | 53 | 51 | 51 | Middlesbrough | Tees Valley
NG FES - Consumer Transformation | Number of electric buses | Newcastle upon Tyne | 0 | 4 | 7 | 10 | 15 | 20 | 29 | 39 | 51 | 63 | 82 | 104 | 131 | 164 | 204 | 249 | 300 | 358 | 422 | 490 | 561 | 630 | 700 | 767 | 829 | 888 | 942 | 988 | 1031 | 1031 | 1010 | 987 | Newcastle upon Tyne | North Eastern
NG FES - Consumer Transformation | Number of electric buses | North East Derbyshire | 0 | 0 | 0 | 0 | 0 | 0 | 0 | 0 | 0 | 0 | 0 | 0 | 0 | 0 | 0 | 0 | 0 | 0 | 0 | 0 | 0 | 0 | 0 | 0 | 0 | 0 | 0 | 0 | 0 | 0 | 0 | 0 | North East Derbyshire | Derby, Derbyshire, Nottingham and Nottinghamshire | Sheffield City Region
NG FES - Consumer Transformation | Number of electric buses | North East Lincolnshire | 0 | 1 | 1 | 1 | 3 | 3 | 4 | 6 | 7 | 9 | 11 | 15 | 18 | 23 | 28 | 35 | 42 | 50 | 60 | 68 | 79 | 89 | 99 | 107 | 117 | 125 | 132 | 139 | 145 | 145 | 142 | 139 | North East Lincolnshire | Greater Lincolnshire | Humber
NG FES - Consumer Transformation | Number of electric buses | North Lincolnshire | 0 | 0 | 0 | 2 | 4 | 5 | 5 | 7 | 10 | 13 | 16 | 21 | 26 | 31 | 38 | 47 | 57 | 68 | 81 | 93 | 108 | 120 | 134 | 145 | 156 | 168 | 178 | 186 | 194 | 194 | 190 | 186 | North Lincolnshire | Greater Lincolnshire | Humber
NG FES - Consumer Transformation | Number of electric buses | North Tyneside | 0 | 0 | 1 | 2 | 2 | 3 | 6 | 7 | 10 | 12 | 16 | 19 | 25 | 31 | 38 | 47 | 56 | 67 | 80 | 92 | 105 | 118 | 131 | 145 | 156 | 167 | 177 | 186 | 195 | 195 | 191 | 185 | North Tyneside | North Eastern
NG FES - Consumer Transformation | Number of electric buses | Northumberland | 0 | 0 | 3 | 4 | 6 | 9 | 13 | 18 | 25 | 31 | 40 | 52 | 66 | 83 | 102 | 124 | 150 | 178 | 211 | 245 | 279 | 313 | 349 | 384 | 414 | 444 | 470 | 493 | 516 | 517 | 505 | 492 | Northumberland | North Eastern
NG FES - Consumer Transformation | Number of electric buses | Pendle | 0 | 0 | 0 | 0 | 0 | 0 | 0 | 0 | 0 | 0 | 0 | 0 | 0 | 0 | 0 | 0 | 0 | 0 | 0 | 0 | 0 | 0 | 0 | 0 | 0 | 0 | 0 | 0 | 0 | 0 | 0 | 0 | Pendle | Lancashire
NG FES - Consumer Transformation | Number of electric buses | Redcar and Cleveland | 0 | 0 | 0 | 1 | 1 | 2 | 2 | 3 | 4 | 5 | 6 | 8 | 11 | 13 | 16 | 20 | 22 | 27 | 32 | 38 | 42 | 48 | 53 | 59 | 64 | 69 | 72 | 76 | 78 | 78 | 77 | 76 | Redcar and Cleveland | Tees Valley
NG FES - Consumer Transformation | Number of electric buses | Richmondshire | 0 | 0 | 0 | 0 | 0 | 0 | 0 | 0 | 0 | 0 | 0 | 1 | 1 | 1 | 1 | 1 | 2 | 2 | 2 | 3 | 3 | 3 | 4 | 4 | 4 | 5 | 5 | 5 | 5 | 5 | 5 | 5 | Richmondshire | York and North Yorkshire
NG FES - Consumer Transformation | Number of electric buses | Rotherham | 0 | 1 | 3 | 4 | 6 | 7 | 10 | 13 | 18 | 22 | 30 | 37 | 47 | 58 | 72 | 88 | 108 | 128 | 149 | 174 | 198 | 222 | 248 | 271 | 293 | 315 | 334 | 350 | 364 | 366 | 358 | 349 | Rotherham | Sheffield City Region
NG FES - Consumer Transformation | Number of electric buses | Ryedale | 0 | 0 | 1 | 1 | 1 | 3 | 3 | 4 | 5 | 7 | 9 | 11 | 14 | 17 | 22 | 26 | 33 | 38 | 45 | 53 | 60 | 67 | 75 | 82 | 89 | 95 | 101 | 106 | 110 | 110 | 108 | 105 | Ryedale | York and North Yorkshire
NG FES - Consumer Transformation | Number of electric buses | Scarborough | 0 | 0 | 1 | 1 | 3 | 3 | 4 | 6 | 7 | 10 | 12 | 15 | 20 | 25 | 30 | 37 | 44 | 54 | 63 | 73 | 85 | 94 | 104 | 115 | 124 | 133 | 141 | 148 | 154 | 154 | 152 | 148 | Scarborough | York and North Yorkshire
NG FES - Consumer Transformation | Number of electric buses | Selby | 0 | 0 | 0 | 0 | 1 | 1 | 2 | 2 | 3 | 4 | 6 | 7 | 9 | 10 | 13 | 16 | 20 | 23 | 27 | 31 | 36 | 41 | 45 | 50 | 53 | 57 | 60 | 64 | 66 | 66 | 65 | 63 | Selby | Leeds City Region | York and North Yorkshire
NG FES - Consumer Transformation | Number of electric buses | Sheffield | 0 | 3 | 5 | 7 | 9 | 15 | 18 | 24 | 30 | 39 | 50 | 62 | 79 | 99 | 123 | 150 | 181 | 216 | 255 | 295 | 338 | 380 | 422 | 464 | 500 | 535 | 568 | 596 | 622 | 622 | 609 | 595 | Sheffield | Sheffield City Region
NG FES - Consumer Transformation | Number of electric buses | South Tyneside | 0 | 2 | 5 | 7 | 10 | 14 | 20 | 26 | 35 | 45 | 58 | 73 | 92 | 115 | 142 | 174 | 210 | 251 | 296 | 344 | 392 | 442 | 491 | 538 | 582 | 623 | 661 | 692 | 723 | 723 | 709 | 690 | South Tyneside | North Eastern
NG FES - Consumer Transformation | Number of electric buses | Stockton-on-Tees | 0 | 2 | 3 | 6 | 9 | 12 | 17 | 22 | 30 | 39 | 49 | 63 | 79 | 98 | 121 | 149 | 180 | 215 | 253 | 294 | 334 | 377 | 419 | 459 | 497 | 532 | 565 | 591 | 617 | 618 | 606 | 589 | Stockton-on-Tees | Tees Valley
NG FES - Consumer Transformation | Number of electric buses | Sunderland | 0 | 3 | 6 | 11 | 15 | 20 | 31 | 40 | 52 | 67 | 88 | 110 | 139 | 173 | 215 | 263 | 318 | 380 | 448 | 521 | 593 | 666 | 742 | 813 | 879 | 941 | 1000 | 1046 | 1093 | 1093 | 1073 | 1044 | Sunderland | North Eastern
NG FES - Consumer Transformation | Number of electric buses | Wakefield | 0 | 2 | 3 | 5 | 6 | 9 | 15 | 18 | 25 | 32 | 41 | 49 | 66 | 80 | 98 | 120 | 147 | 176 | 206 | 238 | 273 | 309 | 343 | 374 | 404 | 434 | 460 | 483 | 504 | 504 | 494 | 482 | Wakefield | Leeds City Region
NG FES - Consumer Transformation | Number of electric buses | West Lindsey | 0 | 0 | 0 | 0 | 1 | 1 | 1 | 1 | 3 | 3 | 4 | 5 | 6 | 8 | 9 | 11 | 14 | 16 | 19 | 21 | 25 | 28 | 31 | 34 | 36 | 39 | 41 | 44 | 45 | 45 | 45 | 44 | West Lindsey | Greater Lincolnshire
NG FES - Consumer Transformation | Number of electric buses | York | 0 | 1 | 2 | 3 | 4 | 7 | 10 | 13 | 16 | 21 | 27 | 35 | 43 | 55 | 67 | 82 | 99 | 119 | 139 | 163 | 184 | 209 | 232 | 252 | 273 | 294 | 312 | 327 | 340 | 340 | 334 | 326 | York | Leeds City Region | York and North Yorkshire
NG FES - Leading the Way | Number of electric buses | Barnsley | 0 | 1 | 2 | 3 | 4 | 9 | 11 | 13 | 16 | 24 | 29 | 37 | 46 | 58 | 73 | 89 | 108 | 127 | 151 | 175 | 200 | 225 | 249 | 272 | 296 | 315 | 334 | 351 | 365 | 365 | 357 | 349 | Barnsley | Leeds City Region | Sheffield City Region
NG FES - Leading the Way | Number of electric buses | Bassetlaw | 0 | 0 | 0 | 0 | 0 | 0 | 0 | 0 | 0 | 0 | 0 | 0 | 0 | 0 | 0 | 0 | 0 | 0 | 0 | 0 | 0 | 0 | 0 | 0 | 0 | 0 | 0 | 0 | 0 | 0 | 0 | 0 | Bassetlaw | Derby, Derbyshire, Nottingham and Nottinghamshire | Sheffield City Region
NG FES - Leading the Way | Number of electric buses | Bradford | 0 | 6 | 9 | 15 | 20 | 27 | 36 | 48 | 63 | 82 | 105 | 132 | 165 | 207 | 257 | 314 | 380 | 452 | 534 | 618 | 707 | 796 | 882 | 966 | 1042 | 1117 | 1183 | 1241 | 1293 | 1290 | 1265 | 1232 | Bradford | Leeds City Region
NG FES - Leading the Way | Number of electric buses | Calderdale | 0 | 10 | 16 | 24 | 34 | 45 | 60 | 78 | 101 | 131 | 168 | 212 | 267 | 333 | 413 | 506 | 611 | 728 | 858 | 994 | 1136 | 1279 | 1418 | 1552 | 1678 | 1797 | 1904 | 1995 | 2080 | 2076 | 2034 | 1982 | Calderdale | Leeds City Region
NG FES - Leading the Way | Number of electric buses | County Durham | 0 | 1 | 1 | 3 | 7 | 9 | 12 | 18 | 22 | 28 | 38 | 47 | 59 | 74 | 91 | 111 | 134 | 159 | 189 | 218 | 251 | 282 | 312 | 342 | 369 | 396 | 419 | 441 | 458 | 457 | 448 | 437 | County Durham | North Eastern
NG FES - Leading the Way | Number of electric buses | Craven | 0 | 0 | 0 | 0 | 0 | 0 | 0 | 0 | 0 | 0 | 0 | 0 | 0 | 0 | 0 | 0 | 0 | 0 | 0 | 0 | 0 | 0 | 0 | 0 | 0 | 0 | 0 | 0 | 0 | 0 | 0 | 0 | Craven | Leeds City Region | York and North Yorkshire
NG FES - Leading the Way | Number of electric buses | Darlington | 0 | 0 | 0 | 0 | 0 | 1 | 1 | 1 | 1 | 2 | 2 | 3 | 4 | 5 | 6 | 7 | 9 | 10 | 12 | 14 | 16 | 18 | 20 | 22 | 24 | 25 | 27 | 28 | 29 | 29 | 29 | 28 | Darlington | Tees Valley
NG FES - Leading the Way | Number of electric buses | Doncaster | 0 | 1 | 1 | 1 | 3 | 4 | 5 | 6 | 9 | 11 | 15 | 18 | 23 | 28 | 35 | 43 | 51 | 63 | 73 | 85 | 98 | 110 | 122 | 133 | 144 | 155 | 164 | 172 | 179 | 177 | 175 | 170 | Doncaster | Sheffield City Region
NG FES - Leading the Way | Number of electric buses | East Lindsey | 0 | 0 | 0 | 0 | 1 | 1 | 1 | 1 | 2 | 2 | 3 | 3 | 4 | 5 | 7 | 8 | 10 | 12 | 14 | 16 | 18 | 20 | 23 | 25 | 27 | 29 | 30 | 32 | 33 | 33 | 32 | 32 | East Lindsey | Greater Lincolnshire
NG FES - Leading the Way | Number of electric buses | East Riding of Yorkshire | 0 | 0 | 1 | 1 | 2 | 3 | 5 | 10 | 12 | 14 | 16 | 24 | 28 | 34 | 44 | 52 | 63 | 75 | 89 | 103 | 118 | 132 | 145 | 161 | 173 | 186 | 198 | 208 | 216 | 216 | 213 | 207 | East Riding of Yorkshire | Humber | York and North Yorkshire
NG FES - Leading the Way | Number of electric buses | Gateshead | 0 | 1 | 1 | 2 | 5 | 6 | 8 | 10 | 14 | 18 | 23 | 29 | 37 | 46 | 57 | 69 | 83 | 99 | 117 | 135 | 154 | 175 | 193 | 211 | 228 | 244 | 259 | 271 | 282 | 282 | 276 | 270 | Gateshead | North Eastern
NG FES - Leading the Way | Number of electric buses | Hambleton | 0 | 0 | 1 | 1 | 1 | 2 | 2 | 6 | 7 | 9 | 10 | 14 | 17 | 21 | 26 | 32 | 39 | 47 | 55 | 64 | 73 | 82 | 91 | 100 | 107 | 115 | 123 | 129 | 133 | 133 | 131 | 127 | Hambleton | York and North Yorkshire
NG FES - Leading the Way | Number of electric buses | Harrogate | 0 | 0 | 1 | 1 | 1 | 4 | 5 | 6 | 7 | 10 | 12 | 15 | 20 | 25 | 30 | 37 | 46 | 53 | 63 | 73 | 83 | 94 | 104 | 114 | 123 | 131 | 140 | 147 | 152 | 152 | 150 | 146 | Harrogate | Leeds City Region | York and North Yorkshire
NG FES - Leading the Way | Number of electric buses | Hartlepool | 0 | 0 | 0 | 0 | 0 | 1 | 1 | 1 | 1 | 2 | 2 | 3 | 4 | 5 | 6 | 7 | 9 | 11 | 13 | 15 | 17 | 19 | 21 | 23 | 25 | 26 | 28 | 29 | 31 | 30 | 30 | 29 | Hartlepool | Tees Valley
NG FES - Leading the Way | Number of electric buses | High Peak | 0 | 0 | 0 | 0 | 0 | 0 | 0 | 0 | 0 | 0 | 0 | 0 | 0 | 0 | 0 | 0 | 0 | 0 | 0 | 0 | 0 | 0 | 0 | 0 | 0 | 0 | 0 | 0 | 0 | 0 | 0 | 0 | High Peak | Derby, Derbyshire, Nottingham and Nottinghamshire,
NG FES - Leading the Way | Number of electric buses | Kingston upon Hull, City of | 0 | 4 | 5 | 8 | 11 | 15 | 21 | 27 | 35 | 44 | 57 | 72 | 91 | 114 | 140 | 172 | 208 | 249 | 292 | 339 | 387 | 435 | 482 | 529 | 571 | 612 | 648 | 679 | 708 | 707 | 693 | 675 | Kingston upon Hull, City of | Humber
NG FES - Leading the Way | Number of electric buses | Kirklees | 0 | 5 | 10 | 17 | 22 | 30 | 39 | 53 | 66 | 88 | 112 | 144 | 180 | 222 | 275 | 337 | 409 | 489 | 574 | 665 | 760 | 857 | 949 | 1039 | 1123 | 1202 | 1275 | 1337 | 1392 | 1390 | 1361 | 1327 | Kirklees | Leeds City Region
NG FES - Leading the Way | Number of electric buses | Leeds | 0 | 7 | 11 | 17 | 23 | 34 | 45 | 59 | 75 | 100 | 127 | 163 | 202 | 251 | 311 | 382 | 462 | 550 | 647 | 749 | 858 | 967 | 1070 | 1172 | 1267 | 1356 | 1437 | 1506 | 1570 | 1566 | 1534 | 1496 | Leeds | Leeds City Region
NG FES - Leading the Way | Number of electric buses | Middlesbrough | 0 | 0 | 0 | 0 | 0 | 2 | 2 | 2 | 3 | 3 | 5 | 5 | 7 | 8 | 10 | 13 | 15 | 18 | 22 | 25 | 28 | 32 | 37 | 40 | 43 | 45 | 48 | 50 | 53 | 53 | 51 | 50 | Middlesbrough | Tees Valley
NG FES - Leading the Way | Number of electric buses | Newcastle upon Tyne | 0 | 4 | 7 | 10 | 15 | 20 | 29 | 39 | 51 | 63 | 82 | 104 | 131 | 164 | 203 | 249 | 300 | 357 | 421 | 488 | 557 | 626 | 695 | 762 | 823 | 880 | 933 | 980 | 1020 | 1018 | 997 | 972 | Newcastle upon Tyne | North Eastern
NG FES - Leading the Way | Number of electric buses | North East Derbyshire | 0 | 0 | 0 | 0 | 0 | 0 | 0 | 0 | 0 | 0 | 0 | 0 | 0 | 0 | 0 | 0 | 0 | 0 | 0 | 0 | 0 | 0 | 0 | 0 | 0 | 0 | 0 | 0 | 0 | 0 | 0 | 0 | North East Derbyshire | Derby, Derbyshire, Nottingham and Nottinghamshire | Sheffield City Region
NG FES - Leading the Way | Number of electric buses | North East Lincolnshire | 0 | 1 | 1 | 1 | 3 | 3 | 4 | 6 | 7 | 9 | 11 | 15 | 18 | 23 | 28 | 35 | 42 | 50 | 59 | 68 | 78 | 88 | 98 | 107 | 116 | 124 | 131 | 138 | 143 | 143 | 140 | 136 | North East Lincolnshire | Greater Lincolnshire | Humber
NG FES - Leading the Way | Number of electric buses | North Lincolnshire | 0 | 0 | 0 | 2 | 4 | 5 | 5 | 7 | 10 | 13 | 16 | 21 | 26 | 31 | 38 | 47 | 57 | 68 | 79 | 91 | 106 | 119 | 133 | 143 | 155 | 168 | 176 | 185 | 194 | 194 | 190 | 185 | North Lincolnshire | Greater Lincolnshire | Humber
NG FES - Leading the Way | Number of electric buses | North Tyneside | 0 | 0 | 1 | 2 | 2 | 3 | 6 | 7 | 10 | 12 | 16 | 19 | 25 | 31 | 38 | 47 | 56 | 67 | 80 | 92 | 104 | 117 | 131 | 144 | 154 | 165 | 175 | 185 | 192 | 192 | 187 | 182 | North Tyneside | North Eastern
NG FES - Leading the Way | Number of electric buses | Northumberland | 0 | 0 | 3 | 4 | 6 | 9 | 13 | 18 | 25 | 31 | 40 | 52 | 66 | 83 | 101 | 124 | 148 | 178 | 210 | 244 | 278 | 312 | 348 | 383 | 411 | 439 | 466 | 489 | 509 | 509 | 499 | 485 | Northumberland | North Eastern
NG FES - Leading the Way | Number of electric buses | Pendle | 0 | 0 | 0 | 0 | 0 | 0 | 0 | 0 | 0 | 0 | 0 | 0 | 0 | 0 | 0 | 0 | 0 | 0 | 0 | 0 | 0 | 0 | 0 | 0 | 0 | 0 | 0 | 0 | 0 | 0 | 0 | 0 | Pendle | Lancashire
NG FES - Leading the Way | Number of electric buses | Redcar and Cleveland | 0 | 0 | 0 | 1 | 1 | 2 | 2 | 3 | 4 | 5 | 6 | 8 | 11 | 13 | 16 | 20 | 22 | 27 | 32 | 37 | 42 | 48 | 53 | 59 | 64 | 67 | 72 | 75 | 78 | 78 | 77 | 75 | Redcar and Cleveland | Tees Valley
NG FES - Leading the Way | Number of electric buses | Richmondshire | 0 | 0 | 0 | 0 | 0 | 0 | 0 | 0 | 0 | 0 | 0 | 1 | 1 | 1 | 1 | 1 | 2 | 2 | 2 | 2 | 3 | 3 | 4 | 4 | 4 | 5 | 5 | 5 | 5 | 5 | 5 | 5 | Richmondshire | York and North Yorkshire
NG FES - Leading the Way | Number of electric buses | Rotherham | 0 | 1 | 3 | 4 | 6 | 7 | 10 | 13 | 18 | 22 | 30 | 36 | 47 | 58 | 71 | 87 | 108 | 128 | 148 | 173 | 197 | 222 | 246 | 270 | 291 | 312 | 330 | 347 | 360 | 360 | 352 | 343 | Rotherham | Sheffield City Region
NG FES - Leading the Way | Number of electric buses | Ryedale | 0 | 0 | 1 | 1 | 1 | 3 | 3 | 4 | 5 | 7 | 9 | 11 | 14 | 17 | 22 | 26 | 32 | 38 | 45 | 52 | 59 | 67 | 75 | 81 | 88 | 94 | 100 | 105 | 109 | 109 | 106 | 104 | Ryedale | York and North Yorkshire
NG FES - Leading the Way | Number of electric buses | Scarborough | 0 | 0 | 1 | 1 | 3 | 3 | 4 | 6 | 7 | 10 | 12 | 15 | 20 | 25 | 30 | 37 | 44 | 53 | 63 | 73 | 83 | 94 | 104 | 115 | 123 | 131 | 140 | 146 | 153 | 153 | 149 | 145 | Scarborough | York and North Yorkshire
NG FES - Leading the Way | Number of electric buses | Selby | 0 | 0 | 0 | 0 | 1 | 1 | 2 | 2 | 3 | 4 | 6 | 7 | 9 | 10 | 13 | 16 | 20 | 23 | 27 | 31 | 36 | 41 | 44 | 49 | 53 | 57 | 60 | 63 | 66 | 66 | 64 | 63 | Selby | Leeds City Region | York and North Yorkshire
NG FES - Leading the Way | Number of electric buses | Sheffield | 0 | 3 | 5 | 7 | 9 | 15 | 18 | 24 | 30 | 39 | 50 | 62 | 79 | 99 | 123 | 150 | 181 | 216 | 254 | 294 | 336 | 378 | 420 | 459 | 497 | 532 | 563 | 590 | 615 | 614 | 602 | 586 | Sheffield | Sheffield City Region
NG FES - Leading the Way | Number of electric buses | South Tyneside | 0 | 2 | 5 | 7 | 10 | 14 | 20 | 26 | 35 | 45 | 58 | 73 | 92 | 115 | 142 | 174 | 210 | 251 | 295 | 343 | 390 | 440 | 488 | 535 | 577 | 618 | 655 | 686 | 716 | 714 | 699 | 681 | South Tyneside | North Eastern
NG FES - Leading the Way | Number of electric buses | Stockton-on-Tees | 0 | 2 | 3 | 6 | 9 | 12 | 17 | 22 | 30 | 39 | 49 | 63 | 79 | 98 | 121 | 149 | 179 | 214 | 252 | 293 | 333 | 376 | 417 | 456 | 493 | 528 | 560 | 586 | 612 | 610 | 597 | 581 | Stockton-on-Tees | Tees Valley
NG FES - Leading the Way | Number of electric buses | Sunderland | 0 | 3 | 6 | 11 | 15 | 20 | 31 | 40 | 52 | 67 | 88 | 110 | 139 | 173 | 215 | 263 | 318 | 380 | 447 | 519 | 589 | 664 | 738 | 810 | 872 | 935 | 989 | 1039 | 1081 | 1079 | 1057 | 1029 | Sunderland | North Eastern
NG FES - Leading the Way | Number of electric buses | Wakefield | 0 | 2 | 3 | 5 | 6 | 9 | 15 | 18 | 25 | 32 | 41 | 49 | 66 | 80 | 98 | 120 | 147 | 176 | 205 | 237 | 272 | 308 | 340 | 372 | 402 | 430 | 456 | 479 | 499 | 498 | 485 | 475 | Wakefield | Leeds City Region
NG FES - Leading the Way | Number of electric buses | West Lindsey | 0 | 0 | 0 | 0 | 1 | 1 | 1 | 1 | 3 | 3 | 4 | 5 | 6 | 8 | 9 | 11 | 14 | 16 | 19 | 21 | 25 | 28 | 30 | 34 | 36 | 39 | 41 | 43 | 45 | 45 | 44 | 43 | West Lindsey | Greater Lincolnshire
NG FES - Leading the Way | Number of electric buses | York | 0 | 1 | 2 | 3 | 4 | 7 | 10 | 13 | 16 | 21 | 27 | 35 | 43 | 55 | 67 | 82 | 99 | 118 | 138 | 160 | 184 | 206 | 231 | 251 | 272 | 292 | 308 | 324 | 338 | 337 | 329 | 321 | York | Leeds City Region | York and North Yorkshire
NPg Planning Scenario | Number of electric buses | Barnsley | 0 | 0 | 1 | 3 | 10 | 14 | 21 | 30 | 42 | 57 | 73 | 93 | 115 | 138 | 163 | 188 | 214 | 239 | 262 | 285 | 307 | 323 | 337 | 351 | 359 | 368 | 375 | 379 | 380 | 381 | 381 | 381 | Barnsley | Leeds City Region | Sheffield City Region
NPg Planning Scenario | Number of electric buses | Bassetlaw | 0 | 0 | 0 | 0 | 0 | 0 | 0 | 0 | 0 | 0 | 0 | 0 | 0 | 0 | 0 | 0 | 0 | 0 | 0 | 0 | 0 | 0 | 0 | 0 | 0 | 0 | 0 | 0 | 0 | 0 | 0 | 0 | Bassetlaw | Derby, Derbyshire, Nottingham and Nottinghamshire | Sheffield City Region
NPg Planning Scenario | Number of electric buses | Bradford | 0 | 1 | 7 | 17 | 31 | 50 | 74 | 106 | 148 | 198 | 260 | 329 | 405 | 488 | 576 | 667 | 757 | 847 | 929 | 1011 | 1084 | 1145 | 1196 | 1240 | 1274 | 1301 | 1322 | 1336 | 1346 | 1347 | 1348 | 1349 | Bradford | Leeds City Region
NPg Planning Scenario | Number of electric buses | Calderdale | 0 | 2 | 12 | 28 | 51 | 80 | 119 | 171 | 238 | 319 | 417 | 530 | 654 | 786 | 927 | 1072 | 1219 | 1362 | 1496 | 1626 | 1741 | 1840 | 1925 | 1994 | 2049 | 2094 | 2127 | 2150 | 2163 | 2166 | 2168 | 2170 | Calderdale | Leeds City Region
NPg Planning Scenario | Number of electric buses | County Durham | 0 | 0 | 2 | 8 | 13 | 23 | 33 | 48 | 66 | 89 | 116 | 148 | 182 | 218 | 258 | 300 | 339 | 379 | 418 | 452 | 486 | 513 | 536 | 557 | 572 | 584 | 595 | 599 | 603 | 603 | 603 | 605 | County Durham | North Eastern
NPg Planning Scenario | Number of electric buses | Craven | 0 | 0 | 0 | 0 | 0 | 0 | 0 | 0 | 0 | 0 | 0 | 0 | 0 | 0 | 0 | 0 | 0 | 0 | 0 | 0 | 0 | 0 | 0 | 0 | 0 | 0 | 0 | 0 | 0 | 0 | 0 | 0 | Craven | Leeds City Region | York and North Yorkshire
NPg Planning Scenario | Number of electric buses | Darlington | 0 | 0 | 0 | 1 | 1 | 1 | 2 | 3 | 4 | 6 | 7 | 9 | 12 | 14 | 17 | 19 | 22 | 24 | 27 | 29 | 31 | 33 | 34 | 36 | 37 | 37 | 38 | 38 | 39 | 39 | 39 | 39 | Darlington | Tees Valley
NPg Planning Scenario | Number of electric buses | Doncaster | 0 | 0 | 1 | 2 | 5 | 7 | 11 | 16 | 20 | 27 | 35 | 45 | 57 | 67 | 80 | 92 | 105 | 116 | 128 | 139 | 150 | 158 | 165 | 172 | 176 | 179 | 182 | 184 | 185 | 185 | 186 | 186 | Doncaster | Sheffield City Region
NPg Planning Scenario | Number of electric buses | East Lindsey | 0 | 0 | 0 | 0 | 1 | 1 | 2 | 3 | 4 | 5 | 7 | 8 | 10 | 13 | 15 | 17 | 19 | 22 | 24 | 26 | 28 | 29 | 31 | 32 | 33 | 33 | 34 | 34 | 35 | 35 | 35 | 35 | East Lindsey | Greater Lincolnshire
NPg Planning Scenario | Number of electric buses | East Riding of Yorkshire | 0 | 0 | 0 | 1 | 3 | 10 | 13 | 16 | 25 | 33 | 44 | 55 | 70 | 83 | 97 | 111 | 128 | 142 | 156 | 169 | 182 | 190 | 200 | 208 | 214 | 216 | 222 | 225 | 226 | 226 | 226 | 226 | East Riding of Yorkshire | Humber | York and North Yorkshire
NPg Planning Scenario | Number of electric buses | Gateshead | 0 | 0 | 1 | 5 | 9 | 14 | 21 | 30 | 41 | 55 | 72 | 91 | 112 | 135 | 160 | 185 | 210 | 234 | 258 | 280 | 299 | 316 | 332 | 344 | 353 | 361 | 367 | 370 | 373 | 373 | 373 | 373 | Gateshead | North Eastern
NPg Planning Scenario | Number of electric buses | Hambleton | 0 | 0 | 1 | 2 | 4 | 7 | 9 | 14 | 19 | 26 | 34 | 43 | 54 | 64 | 76 | 87 | 98 | 111 | 122 | 132 | 141 | 150 | 156 | 163 | 167 | 170 | 173 | 174 | 176 | 176 | 176 | 176 | Hambleton | York and North Yorkshire
NPg Planning Scenario | Number of electric buses | Harrogate | 0 | 0 | 1 | 3 | 5 | 7 | 11 | 15 | 22 | 30 | 38 | 49 | 61 | 72 | 86 | 99 | 113 | 126 | 138 | 150 | 161 | 170 | 177 | 184 | 190 | 193 | 197 | 198 | 200 | 200 | 200 | 200 | Harrogate | Leeds City Region | York and North Yorkshire
NPg Planning Scenario | Number of electric buses | Hartlepool | 0 | 0 | 0 | 1 | 1 | 2 | 2 | 3 | 4 | 6 | 8 | 10 | 12 | 15 | 17 | 20 | 23 | 25 | 28 | 30 | 32 | 34 | 36 | 37 | 38 | 39 | 39 | 40 | 40 | 40 | 40 | 40 | Hartlepool | Tees Valley
NPg Planning Scenario | Number of electric buses | High Peak | 0 | 0 | 0 | 0 | 0 | 0 | 0 | 0 | 0 | 0 | 0 | 0 | 0 | 0 | 0 | 0 | 0 | 0 | 0 | 0 | 0 | 0 | 0 | 0 | 0 | 0 | 0 | 0 | 0 | 0 | 0 | 0 | High Peak | Derby, Derbyshire, Nottingham and Nottinghamshire,
NPg Planning Scenario | Number of electric buses | Kingston upon Hull, City of | 0 | 1 | 4 | 9 | 18 | 28 | 40 | 58 | 81 | 110 | 142 | 181 | 222 | 268 | 316 | 364 | 417 | 463 | 510 | 554 | 593 | 627 | 656 | 679 | 698 | 713 | 725 | 733 | 738 | 738 | 739 | 739 | Kingston upon Hull, City of | Humber
NPg Planning Scenario | Number of electric buses | Kirklees | 0 | 1 | 6 | 19 | 35 | 55 | 82 | 115 | 158 | 214 | 277 | 353 | 437 | 525 | 621 | 719 | 815 | 911 | 1000 | 1089 | 1166 | 1231 | 1286 | 1335 | 1370 | 1401 | 1425 | 1439 | 1450 | 1451 | 1452 | 1453 | Kirklees | Leeds City Region
NPg Planning Scenario | Number of electric buses | Leeds | 0 | 1 | 8 | 20 | 39 | 60 | 91 | 130 | 178 | 241 | 313 | 397 | 492 | 592 | 700 | 810 | 918 | 1026 | 1128 | 1227 | 1317 | 1388 | 1451 | 1504 | 1545 | 1578 | 1606 | 1622 | 1631 | 1633 | 1635 | 1637 | Leeds | Leeds City Region
NPg Planning Scenario | Number of electric buses | Middlesbrough | 0 | 0 | 0 | 2 | 2 | 3 | 3 | 5 | 8 | 10 | 13 | 17 | 22 | 25 | 30 | 35 | 40 | 43 | 48 | 51 | 56 | 58 | 61 | 63 | 65 | 66 | 68 | 68 | 70 | 70 | 70 | 70 | Middlesbrough | Tees Valley
NPg Planning Scenario | Number of electric buses | Newcastle upon Tyne | 0 | 1 | 7 | 18 | 31 | 51 | 74 | 105 | 147 | 199 | 259 | 329 | 405 | 488 | 575 | 665 | 757 | 845 | 929 | 1008 | 1081 | 1143 | 1195 | 1238 | 1272 | 1299 | 1322 | 1336 | 1344 | 1345 | 1346 | 1347 | Newcastle upon Tyne | North Eastern
NPg Planning Scenario | Number of electric buses | North East Derbyshire | 0 | 0 | 0 | 0 | 0 | 0 | 0 | 0 | 0 | 0 | 0 | 0 | 0 | 0 | 0 | 0 | 0 | 0 | 0 | 0 | 0 | 0 | 0 | 0 | 0 | 0 | 0 | 0 | 0 | 0 | 0 | 0 | North East Derbyshire | Derby, Derbyshire, Nottingham and Nottinghamshire | Sheffield City Region
NPg Planning Scenario | Number of electric buses | North East Lincolnshire | 0 | 0 | 1 | 2 | 4 | 6 | 8 | 11 | 17 | 22 | 29 | 36 | 45 | 54 | 64 | 74 | 84 | 93 | 103 | 113 | 120 | 127 | 132 | 138 | 142 | 145 | 146 | 149 | 149 | 149 | 150 | 150 | North East Lincolnshire | Greater Lincolnshire | Humber
NPg Planning Scenario | Number of electric buses | North Lincolnshire | 0 | 0 | 0 | 3 | 5 | 7 | 12 | 16 | 21 | 31 | 40 | 48 | 61 | 73 | 87 | 98 | 113 | 125 | 138 | 151 | 164 | 171 | 178 | 185 | 190 | 194 | 199 | 199 | 201 | 201 | 201 | 201 | North Lincolnshire | Greater Lincolnshire | Humber
NPg Planning Scenario | Number of electric buses | North Tyneside | 0 | 0 | 1 | 3 | 6 | 10 | 14 | 19 | 27 | 37 | 48 | 63 | 77 | 92 | 108 | 125 | 142 | 159 | 175 | 190 | 203 | 215 | 225 | 232 | 239 | 245 | 248 | 251 | 252 | 252 | 253 | 253 | North Tyneside | North Eastern
NPg Planning Scenario | Number of electric buses | Northumberland | 0 | 0 | 3 | 9 | 16 | 25 | 36 | 52 | 74 | 100 | 128 | 165 | 204 | 244 | 288 | 331 | 380 | 423 | 466 | 505 | 539 | 571 | 597 | 619 | 637 | 648 | 661 | 666 | 671 | 672 | 672 | 672 | Northumberland | North Eastern
NPg Planning Scenario | Number of electric buses | Pendle | 0 | 0 | 0 | 0 | 0 | 0 | 0 | 0 | 0 | 0 | 0 | 0 | 0 | 0 | 0 | 0 | 0 | 0 | 0 | 0 | 0 | 0 | 0 | 0 | 0 | 0 | 0 | 0 | 0 | 0 | 0 | 0 | Pendle | Lancashire
NPg Planning Scenario | Number of electric buses | Redcar and Cleveland | 0 | 0 | 0 | 1 | 3 | 4 | 6 | 8 | 11 | 15 | 20 | 25 | 31 | 37 | 44 | 51 | 58 | 65 | 72 | 77 | 83 | 88 | 91 | 95 | 97 | 100 | 101 | 103 | 103 | 103 | 103 | 103 | Redcar and Cleveland | Tees Valley
NPg Planning Scenario | Number of electric buses | Richmondshire | 0 | 0 | 0 | 0 | 0 | 0 | 0 | 1 | 1 | 1 | 1 | 2 | 2 | 2 | 3 | 3 | 4 | 4 | 5 | 5 | 6 | 6 | 6 | 6 | 7 | 7 | 7 | 7 | 7 | 7 | 7 | 7 | Richmondshire | York and North Yorkshire
NPg Planning Scenario | Number of electric buses | Rotherham | 0 | 0 | 1 | 4 | 9 | 14 | 21 | 30 | 42 | 54 | 72 | 91 | 112 | 136 | 161 | 185 | 211 | 238 | 259 | 282 | 304 | 318 | 334 | 346 | 356 | 364 | 369 | 373 | 376 | 377 | 377 | 377 | Rotherham | Sheffield City Region
NPg Planning Scenario | Number of electric buses | Ryedale | 0 | 0 | 1 | 1 | 4 | 5 | 8 | 12 | 16 | 21 | 27 | 35 | 43 | 52 | 62 | 71 | 81 | 90 | 100 | 108 | 115 | 122 | 128 | 133 | 136 | 139 | 141 | 143 | 144 | 144 | 144 | 144 | Ryedale | York and North Yorkshire
NPg Planning Scenario | Number of electric buses | Scarborough | 0 | 0 | 1 | 3 | 4 | 7 | 11 | 15 | 22 | 30 | 38 | 49 | 60 | 73 | 86 | 100 | 112 | 126 | 138 | 152 | 161 | 171 | 178 | 186 | 190 | 194 | 197 | 200 | 201 | 201 | 201 | 201 | Scarborough | York and North Yorkshire
NPg Planning Scenario | Number of electric buses | Selby | 0 | 0 | 0 | 0 | 1 | 2 | 4 | 6 | 7 | 10 | 13 | 16 | 21 | 24 | 29 | 34 | 39 | 43 | 46 | 51 | 56 | 58 | 60 | 63 | 64 | 66 | 67 | 67 | 68 | 68 | 68 | 68 | Selby | Leeds City Region | York and North Yorkshire
NPg Planning Scenario | Number of electric buses | Sheffield | 0 | 1 | 3 | 8 | 16 | 24 | 35 | 50 | 70 | 95 | 124 | 157 | 194 | 233 | 274 | 317 | 361 | 403 | 444 | 480 | 516 | 544 | 569 | 590 | 607 | 619 | 629 | 636 | 641 | 642 | 642 | 643 | Sheffield | Sheffield City Region
NPg Planning Scenario | Number of electric buses | South Tyneside | 0 | 1 | 5 | 12 | 22 | 36 | 52 | 74 | 104 | 139 | 182 | 231 | 285 | 343 | 404 | 467 | 531 | 593 | 652 | 708 | 757 | 801 | 838 | 868 | 893 | 912 | 926 | 936 | 942 | 943 | 944 | 945 | South Tyneside | North Eastern
NPg Planning Scenario | Number of electric buses | Stockton-on-Tees | 0 | 1 | 4 | 10 | 19 | 30 | 44 | 63 | 88 | 119 | 155 | 197 | 243 | 293 | 345 | 399 | 454 | 506 | 557 | 605 | 646 | 684 | 717 | 741 | 762 | 778 | 791 | 799 | 804 | 805 | 806 | 807 | Stockton-on-Tees | Tees Valley
NPg Planning Scenario | Number of electric buses | Sunderland | 0 | 1 | 8 | 18 | 33 | 53 | 79 | 111 | 157 | 211 | 276 | 350 | 430 | 519 | 612 | 706 | 803 | 896 | 986 | 1071 | 1146 | 1211 | 1266 | 1311 | 1351 | 1379 | 1400 | 1415 | 1425 | 1427 | 1428 | 1429 | Sunderland | North Eastern
NPg Planning Scenario | Number of electric buses | Wakefield | 0 | 0 | 2 | 5 | 11 | 20 | 30 | 42 | 56 | 76 | 100 | 126 | 155 | 188 | 223 | 257 | 293 | 327 | 359 | 389 | 420 | 441 | 462 | 478 | 491 | 503 | 509 | 514 | 518 | 519 | 520 | 521 | Wakefield | Leeds City Region
NPg Planning Scenario | Number of electric buses | West Lindsey | 0 | 0 | 0 | 0 | 1 | 1 | 3 | 4 | 5 | 8 | 9 | 11 | 14 | 18 | 20 | 23 | 26 | 29 | 33 | 35 | 38 | 40 | 41 | 43 | 44 | 45 | 47 | 47 | 47 | 47 | 47 | 47 | West Lindsey | Greater Lincolnshire
NPg Planning Scenario | Number of electric buses | York | 0 | 0 | 2 | 6 | 11 | 16 | 25 | 35 | 48 | 66 | 85 | 109 | 134 | 160 | 191 | 220 | 251 | 279 | 308 | 334 | 358 | 378 | 395 | 409 | 420 | 430 | 437 | 441 | 444 | 444 | 445 | 447 | York | Leeds City Region | York and North Yorkshire
NG FES - Steady Progression | Number of electric buses | Barnsley | 0 | 1 | 1 | 2 | 2 | 3 | 3 | 4 | 5 | 7 | 10 | 11 | 13 | 14 | 16 | 19 | 25 | 28 | 32 | 38 | 44 | 50 | 59 | 69 | 79 | 91 | 105 | 117 | 132 | 148 | 166 | 182 | Barnsley | Leeds City Region | Sheffield City Region
NG FES - Steady Progression | Number of electric buses | Bassetlaw | 0 | 0 | 0 | 0 | 0 | 0 | 0 | 0 | 0 | 0 | 0 | 0 | 0 | 0 | 0 | 0 | 0 | 0 | 0 | 0 | 0 | 0 | 0 | 0 | 0 | 0 | 0 | 0 | 0 | 0 | 0 | 0 | Bassetlaw | Derby, Derbyshire, Nottingham and Nottinghamshire | Sheffield City Region
NG FES - Steady Progression | Number of electric buses | Bradford | 0 | 6 | 7 | 8 | 9 | 12 | 15 | 18 | 23 | 26 | 31 | 37 | 44 | 51 | 61 | 71 | 85 | 98 | 115 | 134 | 156 | 181 | 208 | 243 | 279 | 318 | 365 | 413 | 466 | 525 | 584 | 646 | Bradford | Leeds City Region
NG FES - Steady Progression | Number of electric buses | Calderdale | 0 | 10 | 12 | 14 | 17 | 20 | 24 | 30 | 36 | 43 | 51 | 60 | 71 | 83 | 98 | 115 | 136 | 159 | 186 | 216 | 251 | 290 | 337 | 390 | 448 | 513 | 586 | 664 | 750 | 844 | 940 | 1042 | Calderdale | Leeds City Region
NG FES - Steady Progression | Number of electric buses | County Durham | 0 | 1 | 1 | 1 | 1 | 3 | 5 | 6 | 8 | 9 | 11 | 12 | 16 | 19 | 22 | 26 | 29 | 36 | 40 | 48 | 57 | 65 | 75 | 86 | 98 | 115 | 128 | 146 | 166 | 185 | 206 | 231 | County Durham | North Eastern
NG FES - Steady Progression | Number of electric buses | Craven | 0 | 0 | 0 | 0 | 0 | 0 | 0 | 0 | 0 | 0 | 0 | 0 | 0 | 0 | 0 | 0 | 0 | 0 | 0 | 0 | 0 | 0 | 0 | 0 | 0 | 0 | 0 | 0 | 0 | 0 | 0 | 0 | Craven | Leeds City Region | York and North Yorkshire
NG FES - Steady Progression | Number of electric buses | Darlington | 0 | 0 | 0 | 0 | 0 | 0 | 0 | 0 | 0 | 1 | 1 | 1 | 1 | 1 | 1 | 2 | 2 | 2 | 3 | 3 | 4 | 4 | 5 | 5 | 6 | 7 | 8 | 9 | 11 | 12 | 13 | 15 | Darlington | Tees Valley
NG FES - Steady Progression | Number of electric buses | Doncaster | 0 | 1 | 1 | 1 | 1 | 1 | 1 | 2 | 3 | 3 | 5 | 5 | 6 | 7 | 9 | 9 | 12 | 14 | 16 | 18 | 22 | 25 | 28 | 34 | 39 | 44 | 50 | 57 | 65 | 72 | 82 | 89 | Doncaster | Sheffield City Region
NG FES - Steady Progression | Number of electric buses | East Lindsey | 0 | 0 | 0 | 0 | 0 | 0 | 0 | 0 | 1 | 1 | 1 | 1 | 1 | 1 | 2 | 2 | 2 | 3 | 3 | 3 | 4 | 5 | 5 | 6 | 7 | 8 | 9 | 11 | 12 | 13 | 15 | 17 | East Lindsey | Greater Lincolnshire
NG FES - Steady Progression | Number of electric buses | East Riding of Yorkshire | 0 | 0 | 0 | 0 | 1 | 1 | 1 | 2 | 2 | 2 | 3 | 5 | 8 | 10 | 11 | 12 | 14 | 15 | 18 | 24 | 26 | 31 | 34 | 41 | 46 | 53 | 60 | 70 | 76 | 87 | 97 | 109 | East Riding of Yorkshire | Humber | York and North Yorkshire
NG FES - Steady Progression | Number of electric buses | Gateshead | 0 | 1 | 1 | 1 | 1 | 2 | 2 | 4 | 5 | 6 | 7 | 8 | 10 | 11 | 13 | 16 | 18 | 22 | 25 | 30 | 34 | 40 | 46 | 53 | 61 | 70 | 80 | 90 | 103 | 115 | 128 | 142 | Gateshead | North Eastern
NG FES - Steady Progression | Number of electric buses | Hambleton | 0 | 0 | 0 | 0 | 1 | 1 | 1 | 1 | 1 | 2 | 2 | 3 | 5 | 6 | 7 | 8 | 9 | 10 | 12 | 14 | 17 | 18 | 21 | 25 | 28 | 33 | 38 | 42 | 49 | 54 | 60 | 67 | Hambleton | York and North Yorkshire
NG FES - Steady Progression | Number of electric buses | Harrogate | 0 | 0 | 0 | 1 | 1 | 1 | 1 | 1 | 2 | 4 | 4 | 5 | 5 | 6 | 7 | 9 | 11 | 12 | 14 | 15 | 19 | 21 | 25 | 28 | 33 | 38 | 42 | 48 | 55 | 62 | 69 | 77 | Harrogate | Leeds City Region | York and North Yorkshire
NG FES - Steady Progression | Number of electric buses | Hartlepool | 0 | 0 | 0 | 0 | 0 | 0 | 0 | 0 | 0 | 1 | 1 | 1 | 1 | 1 | 1 | 2 | 2 | 2 | 3 | 3 | 4 | 4 | 5 | 6 | 7 | 8 | 9 | 10 | 11 | 12 | 14 | 15 | Hartlepool | Tees Valley
NG FES - Steady Progression | Number of electric buses | High Peak | 0 | 0 | 0 | 0 | 0 | 0 | 0 | 0 | 0 | 0 | 0 | 0 | 0 | 0 | 0 | 0 | 0 | 0 | 0 | 0 | 0 | 0 | 0 | 0 | 0 | 0 | 0 | 0 | 0 | 0 | 0 | 0 | High Peak | Derby, Derbyshire, Nottingham and Nottinghamshire,
NG FES - Steady Progression | Number of electric buses | Kingston upon Hull, City of | 0 | 4 | 4 | 4 | 5 | 6 | 8 | 10 | 13 | 15 | 18 | 21 | 25 | 29 | 34 | 39 | 46 | 54 | 63 | 73 | 86 | 100 | 115 | 133 | 153 | 174 | 200 | 226 | 255 | 287 | 320 | 355 | Kingston upon Hull, City of | Humber
NG FES - Steady Progression | Number of electric buses | Kirklees | 0 | 5 | 6 | 7 | 10 | 12 | 17 | 21 | 25 | 29 | 35 | 40 | 48 | 57 | 64 | 77 | 90 | 105 | 124 | 146 | 167 | 193 | 224 | 262 | 300 | 344 | 394 | 444 | 500 | 564 | 628 | 696 | Kirklees | Leeds City Region
NG FES - Steady Progression | Number of electric buses | Leeds | 0 | 7 | 8 | 9 | 11 | 13 | 17 | 22 | 25 | 33 | 39 | 45 | 55 | 62 | 73 | 84 | 104 | 120 | 140 | 165 | 188 | 219 | 254 | 295 | 337 | 387 | 445 | 501 | 566 | 637 | 708 | 784 | Leeds | Leeds City Region
NG FES - Steady Progression | Number of electric buses | Middlesbrough | 0 | 0 | 0 | 0 | 0 | 0 | 0 | 0 | 2 | 2 | 2 | 2 | 2 | 2 | 3 | 3 | 3 | 3 | 5 | 5 | 7 | 7 | 8 | 10 | 12 | 13 | 15 | 17 | 18 | 22 | 23 | 27 | Middlesbrough | Tees Valley
NG FES - Steady Progression | Number of electric buses | Newcastle upon Tyne | 0 | 4 | 4 | 6 | 7 | 8 | 10 | 12 | 17 | 20 | 24 | 29 | 36 | 41 | 48 | 57 | 67 | 78 | 91 | 106 | 122 | 143 | 166 | 190 | 219 | 251 | 288 | 325 | 367 | 414 | 462 | 511 | Newcastle upon Tyne | North Eastern
NG FES - Steady Progression | Number of electric buses | North East Derbyshire | 0 | 0 | 0 | 0 | 0 | 0 | 0 | 0 | 0 | 0 | 0 | 0 | 0 | 0 | 0 | 0 | 0 | 0 | 0 | 0 | 0 | 0 | 0 | 0 | 0 | 0 | 0 | 0 | 0 | 0 | 0 | 0 | North East Derbyshire | Derby, Derbyshire, Nottingham and Nottinghamshire | Sheffield City Region
NG FES - Steady Progression | Number of electric buses | North East Lincolnshire | 0 | 1 | 1 | 1 | 1 | 1 | 1 | 2 | 3 | 3 | 4 | 4 | 5 | 6 | 7 | 8 | 10 | 11 | 13 | 15 | 17 | 20 | 24 | 27 | 31 | 35 | 40 | 46 | 52 | 58 | 65 | 72 | North East Lincolnshire | Greater Lincolnshire | Humber
NG FES - Steady Progression | Number of electric buses | North Lincolnshire | 0 | 0 | 0 | 0 | 0 | 0 | 2 | 4 | 4 | 5 | 5 | 5 | 7 | 9 | 10 | 10 | 13 | 14 | 16 | 21 | 23 | 27 | 31 | 35 | 42 | 47 | 56 | 61 | 70 | 78 | 87 | 96 | North Lincolnshire | Greater Lincolnshire | Humber
NG FES - Steady Progression | Number of electric buses | North Tyneside | 0 | 0 | 0 | 1 | 1 | 2 | 2 | 2 | 3 | 3 | 4 | 6 | 6 | 7 | 10 | 11 | 13 | 15 | 17 | 19 | 23 | 27 | 31 | 36 | 41 | 48 | 54 | 61 | 68 | 78 | 87 | 96 | North Tyneside | North Eastern
NG FES - Steady Progression | Number of electric buses | Northumberland | 0 | 0 | 0 | 3 | 3 | 3 | 4 | 5 | 7 | 9 | 11 | 14 | 17 | 20 | 25 | 30 | 34 | 39 | 46 | 52 | 62 | 70 | 84 | 92 | 111 | 125 | 143 | 162 | 184 | 208 | 230 | 257 | Northumberland | North Eastern
NG FES - Steady Progression | Number of electric buses | Pendle | 0 | 0 | 0 | 0 | 0 | 0 | 0 | 0 | 0 | 0 | 0 | 0 | 0 | 0 | 0 | 0 | 0 | 0 | 0 | 0 | 0 | 0 | 0 | 0 | 0 | 0 | 0 | 0 | 0 | 0 | 0 | 0 | Pendle | Lancashire
NG FES - Steady Progression | Number of electric buses | Redcar and Cleveland | 0 | 0 | 0 | 0 | 0 | 0 | 1 | 1 | 1 | 2 | 2 | 2 | 3 | 3 | 3 | 5 | 5 | 6 | 8 | 8 | 9 | 11 | 13 | 15 | 17 | 20 | 22 | 25 | 28 | 31 | 35 | 39 | Redcar and Cleveland | Tees Valley
NG FES - Steady Progression | Number of electric buses | Richmondshire | 0 | 0 | 0 | 0 | 0 | 0 | 0 | 0 | 0 | 0 | 0 | 0 | 0 | 0 | 0 | 0 | 0 | 0 | 0 | 1 | 1 | 1 | 1 | 1 | 1 | 1 | 1 | 2 | 2 | 2 | 2 | 3 | Richmondshire | York and North Yorkshire
NG FES - Steady Progression | Number of electric buses | Rotherham | 0 | 1 | 1 | 3 | 3 | 3 | 4 | 4 | 6 | 7 | 8 | 10 | 13 | 14 | 18 | 20 | 23 | 28 | 32 | 37 | 43 | 51 | 59 | 68 | 77 | 89 | 101 | 116 | 130 | 146 | 163 | 181 | Rotherham | Sheffield City Region
NG FES - Steady Progression | Number of electric buses | Ryedale | 0 | 0 | 0 | 0 | 1 | 1 | 1 | 1 | 1 | 3 | 3 | 3 | 4 | 4 | 5 | 7 | 7 | 8 | 9 | 12 | 13 | 16 | 18 | 21 | 24 | 27 | 30 | 35 | 39 | 44 | 50 | 55 | Ryedale | York and North Yorkshire
NG FES - Steady Progression | Number of electric buses | Scarborough | 0 | 0 | 0 | 1 | 1 | 1 | 1 | 2 | 3 | 3 | 4 | 4 | 5 | 6 | 7 | 8 | 10 | 11 | 14 | 15 | 19 | 22 | 25 | 29 | 33 | 37 | 43 | 48 | 56 | 62 | 69 | 76 | Scarborough | York and North Yorkshire
NG FES - Steady Progression | Number of electric buses | Selby | 0 | 0 | 0 | 0 | 0 | 0 | 0 | 1 | 1 | 1 | 1 | 2 | 2 | 2 | 3 | 3 | 4 | 6 | 6 | 7 | 7 | 9 | 10 | 13 | 14 | 16 | 19 | 21 | 23 | 27 | 30 | 32 | Selby | Leeds City Region | York and North Yorkshire
NG FES - Steady Progression | Number of electric buses | Sheffield | 0 | 3 | 3 | 3 | 5 | 6 | 7 | 8 | 10 | 12 | 16 | 18 | 21 | 25 | 28 | 34 | 41 | 47 | 54 | 63 | 75 | 86 | 101 | 114 | 132 | 153 | 174 | 197 | 222 | 249 | 279 | 309 | Sheffield | Sheffield City Region
NG FES - Steady Progression | Number of electric buses | South Tyneside | 0 | 2 | 3 | 4 | 5 | 6 | 8 | 9 | 11 | 14 | 17 | 20 | 24 | 28 | 34 | 40 | 47 | 55 | 64 | 74 | 86 | 101 | 116 | 134 | 155 | 177 | 201 | 229 | 258 | 290 | 323 | 359 | South Tyneside | North Eastern
NG FES - Steady Progression | Number of electric buses | Stockton-on-Tees | 0 | 2 | 2 | 3 | 4 | 6 | 7 | 8 | 10 | 12 | 15 | 17 | 20 | 25 | 29 | 35 | 40 | 47 | 55 | 63 | 74 | 86 | 99 | 114 | 132 | 151 | 172 | 196 | 220 | 248 | 276 | 306 | Stockton-on-Tees | Tees Valley
NG FES - Steady Progression | Number of electric buses | Sunderland | 0 | 3 | 4 | 5 | 6 | 9 | 12 | 14 | 17 | 20 | 27 | 31 | 36 | 43 | 51 | 61 | 72 | 83 | 96 | 111 | 129 | 153 | 175 | 202 | 233 | 267 | 304 | 345 | 389 | 440 | 489 | 542 | Sunderland | North Eastern
NG FES - Steady Progression | Number of electric buses | Wakefield | 0 | 2 | 2 | 2 | 3 | 4 | 5 | 5 | 6 | 9 | 11 | 15 | 17 | 22 | 25 | 28 | 32 | 40 | 46 | 52 | 61 | 71 | 81 | 94 | 108 | 123 | 142 | 157 | 180 | 201 | 225 | 248 | Wakefield | Leeds City Region
NG FES - Steady Progression | Number of electric buses | West Lindsey | 0 | 0 | 0 | 0 | 0 | 0 | 0 | 1 | 1 | 1 | 1 | 1 | 1 | 1 | 3 | 3 | 3 | 4 | 4 | 5 | 5 | 6 | 8 | 9 | 10 | 11 | 13 | 14 | 16 | 19 | 20 | 23 | West Lindsey | Greater Lincolnshire
NG FES - Steady Progression | Number of electric buses | York | 0 | 1 | 1 | 2 | 2 | 3 | 4 | 4 | 5 | 7 | 8 | 10 | 11 | 14 | 16 | 19 | 22 | 25 | 30 | 35 | 41 | 47 | 55 | 63 | 72 | 82 | 95 | 108 | 122 | 136 | 152 | 169 | York | Leeds City Region | York and North Yorkshire
NG FES - System Transformation | Number of electric buses | Barnsley | 0 | 1 | 2 | 2 | 3 | 4 | 7 | 10 | 12 | 14 | 17 | 24 | 29 | 36 | 44 | 54 | 67 | 80 | 95 | 115 | 135 | 157 | 181 | 206 | 231 | 255 | 280 | 301 | 312 | 301 | 290 | 280 | Barnsley | Leeds City Region | Sheffield City Region
NG FES - System Transformation | Number of electric buses | Bassetlaw | 0 | 0 | 0 | 0 | 0 | 0 | 0 | 0 | 0 | 0 | 0 | 0 | 0 | 0 | 0 | 0 | 0 | 0 | 0 | 0 | 0 | 0 | 0 | 0 | 0 | 0 | 0 | 0 | 0 | 0 | 0 | 0 | Bassetlaw | Derby, Derbyshire, Nottingham and Nottinghamshire | Sheffield City Region
NG FES - System Transformation | Number of electric buses | Bradford | 0 | 6 | 8 | 11 | 14 | 18 | 24 | 30 | 39 | 50 | 63 | 82 | 103 | 127 | 156 | 191 | 236 | 285 | 340 | 407 | 479 | 558 | 640 | 728 | 818 | 905 | 991 | 1067 | 1104 | 1068 | 1032 | 991 | Bradford | Leeds City Region
NG FES - System Transformation | Number of electric buses | Calderdale | 0 | 10 | 14 | 18 | 23 | 30 | 39 | 50 | 64 | 80 | 103 | 130 | 163 | 203 | 251 | 308 | 378 | 458 | 548 | 654 | 771 | 898 | 1033 | 1173 | 1315 | 1456 | 1594 | 1718 | 1773 | 1719 | 1659 | 1594 | Calderdale | Leeds City Region
NG FES - System Transformation | Number of electric buses | County Durham | 0 | 1 | 1 | 1 | 3 | 5 | 8 | 11 | 13 | 18 | 22 | 28 | 38 | 44 | 57 | 67 | 84 | 100 | 120 | 144 | 170 | 197 | 228 | 258 | 291 | 321 | 351 | 378 | 391 | 379 | 365 | 352 | County Durham | North Eastern
NG FES - System Transformation | Number of electric buses | Craven | 0 | 0 | 0 | 0 | 0 | 0 | 0 | 0 | 0 | 0 | 0 | 0 | 0 | 0 | 0 | 0 | 0 | 0 | 0 | 0 | 0 | 0 | 0 | 0 | 0 | 0 | 0 | 0 | 0 | 0 | 0 | 0 | Craven | Leeds City Region | York and North Yorkshire
NG FES - System Transformation | Number of electric buses | Darlington | 0 | 0 | 0 | 0 | 0 | 0 | 0 | 1 | 1 | 1 | 1 | 2 | 2 | 3 | 4 | 4 | 5 | 6 | 8 | 9 | 11 | 13 | 15 | 17 | 19 | 21 | 22 | 24 | 25 | 24 | 23 | 22 | Darlington | Tees Valley
NG FES - System Transformation | Number of electric buses | Doncaster | 0 | 1 | 1 | 1 | 1 | 2 | 3 | 5 | 6 | 7 | 9 | 11 | 15 | 17 | 22 | 26 | 33 | 40 | 48 | 57 | 66 | 77 | 89 | 101 | 113 | 126 | 136 | 148 | 152 | 148 | 142 | 136 | Doncaster | Sheffield City Region
NG FES - System Transformation | Number of electric buses | East Lindsey | 0 | 0 | 0 | 0 | 0 | 0 | 1 | 1 | 1 | 1 | 2 | 2 | 3 | 3 | 4 | 5 | 6 | 7 | 9 | 10 | 12 | 14 | 16 | 19 | 21 | 23 | 25 | 27 | 28 | 27 | 26 | 25 | East Lindsey | Greater Lincolnshire
NG FES - System Transformation | Number of electric buses | East Riding of Yorkshire | 0 | 0 | 0 | 1 | 1 | 2 | 2 | 3 | 5 | 10 | 12 | 13 | 16 | 21 | 26 | 32 | 40 | 47 | 57 | 70 | 82 | 95 | 109 | 122 | 138 | 153 | 167 | 180 | 185 | 180 | 172 | 167 | East Riding of Yorkshire | Humber | York and North Yorkshire
NG FES - System Transformation | Number of electric buses | Gateshead | 0 | 1 | 1 | 1 | 2 | 2 | 5 | 6 | 9 | 10 | 14 | 17 | 23 | 27 | 34 | 42 | 51 | 63 | 75 | 89 | 105 | 122 | 140 | 159 | 179 | 199 | 217 | 234 | 241 | 234 | 226 | 217 | Gateshead | North Eastern
NG FES - System Transformation | Number of electric buses | Hambleton | 0 | 0 | 0 | 1 | 1 | 1 | 1 | 2 | 3 | 6 | 7 | 8 | 10 | 12 | 17 | 20 | 25 | 29 | 35 | 42 | 50 | 58 | 67 | 76 | 85 | 94 | 103 | 111 | 114 | 111 | 106 | 103 | Hambleton | York and North Yorkshire
NG FES - System Transformation | Number of electric buses | Harrogate | 0 | 0 | 0 | 1 | 1 | 1 | 2 | 4 | 5 | 6 | 7 | 9 | 12 | 15 | 19 | 22 | 27 | 33 | 41 | 48 | 56 | 67 | 76 | 87 | 97 | 108 | 116 | 126 | 130 | 126 | 121 | 116 | Harrogate | Leeds City Region | York and North Yorkshire
NG FES - System Transformation | Number of electric buses | Hartlepool | 0 | 0 | 0 | 0 | 0 | 0 | 1 | 1 | 1 | 1 | 1 | 2 | 2 | 3 | 4 | 5 | 6 | 7 | 8 | 10 | 11 | 13 | 15 | 17 | 19 | 21 | 23 | 25 | 26 | 25 | 24 | 23 | Hartlepool | Tees Valley
NG FES - System Transformation | Number of electric buses | High Peak | 0 | 0 | 0 | 0 | 0 | 0 | 0 | 0 | 0 | 0 | 0 | 0 | 0 | 0 | 0 | 0 | 0 | 0 | 0 | 0 | 0 | 0 | 0 | 0 | 0 | 0 | 0 | 0 | 0 | 0 | 0 | 0 | High Peak | Derby, Derbyshire, Nottingham and Nottinghamshire,
NG FES - System Transformation | Number of electric buses | Kingston upon Hull, City of | 0 | 4 | 4 | 5 | 8 | 10 | 14 | 17 | 23 | 28 | 35 | 44 | 56 | 69 | 86 | 105 | 129 | 156 | 187 | 224 | 263 | 305 | 352 | 399 | 448 | 497 | 542 | 585 | 604 | 586 | 566 | 543 | Kingston upon Hull, City of | Humber
NG FES - System Transformation | Number of electric buses | Kirklees | 0 | 5 | 7 | 11 | 16 | 21 | 27 | 34 | 41 | 55 | 67 | 88 | 110 | 136 | 167 | 208 | 253 | 307 | 368 | 437 | 516 | 600 | 688 | 784 | 880 | 973 | 1066 | 1151 | 1186 | 1151 | 1111 | 1067 | Kirklees | Leeds City Region
NG FES - System Transformation | Number of electric buses | Leeds | 0 | 7 | 9 | 12 | 16 | 22 | 30 | 37 | 47 | 60 | 77 | 100 | 125 | 154 | 188 | 233 | 287 | 347 | 412 | 492 | 581 | 677 | 777 | 884 | 993 | 1096 | 1202 | 1296 | 1340 | 1296 | 1251 | 1202 | Leeds | Leeds City Region
NG FES - System Transformation | Number of electric buses | Middlesbrough | 0 | 0 | 0 | 0 | 0 | 0 | 2 | 2 | 2 | 2 | 3 | 3 | 3 | 5 | 7 | 8 | 10 | 12 | 13 | 17 | 20 | 23 | 27 | 30 | 33 | 37 | 40 | 43 | 45 | 43 | 42 | 40 | Middlesbrough | Tees Valley
NG FES - System Transformation | Number of electric buses | Newcastle upon Tyne | 0 | 4 | 6 | 7 | 9 | 11 | 17 | 22 | 30 | 39 | 49 | 62 | 81 | 99 | 122 | 151 | 185 | 224 | 269 | 319 | 378 | 441 | 506 | 575 | 645 | 714 | 781 | 843 | 870 | 843 | 814 | 782 | Newcastle upon Tyne | North Eastern
NG FES - System Transformation | Number of electric buses | North East Derbyshire | 0 | 0 | 0 | 0 | 0 | 0 | 0 | 0 | 0 | 0 | 0 | 0 | 0 | 0 | 0 | 0 | 0 | 0 | 0 | 0 | 0 | 0 | 0 | 0 | 0 | 0 | 0 | 0 | 0 | 0 | 0 | 0 | North East Derbyshire | Derby, Derbyshire, Nottingham and Nottinghamshire | Sheffield City Region
NG FES - System Transformation | Number of electric buses | North East Lincolnshire | 0 | 1 | 1 | 1 | 1 | 2 | 3 | 3 | 4 | 6 | 7 | 9 | 11 | 14 | 17 | 21 | 26 | 32 | 38 | 45 | 53 | 61 | 71 | 81 | 91 | 100 | 110 | 118 | 122 | 118 | 114 | 110 | North East Lincolnshire | Greater Lincolnshire | Humber
NG FES - System Transformation | Number of electric buses | North Lincolnshire | 0 | 0 | 0 | 0 | 2 | 4 | 4 | 5 | 5 | 7 | 10 | 13 | 16 | 18 | 23 | 30 | 35 | 43 | 51 | 61 | 72 | 82 | 95 | 108 | 122 | 135 | 147 | 160 | 164 | 160 | 155 | 147 | North Lincolnshire | Greater Lincolnshire | Humber
NG FES - System Transformation | Number of electric buses | North Tyneside | 0 | 0 | 0 | 1 | 2 | 2 | 3 | 4 | 6 | 7 | 10 | 12 | 16 | 18 | 23 | 29 | 34 | 43 | 50 | 60 | 71 | 83 | 95 | 108 | 121 | 134 | 147 | 158 | 164 | 158 | 153 | 147 | North Tyneside | North Eastern
NG FES - System Transformation | Number of electric buses | Northumberland | 0 | 0 | 2 | 3 | 3 | 4 | 7 | 11 | 14 | 18 | 25 | 31 | 40 | 49 | 62 | 74 | 90 | 113 | 134 | 159 | 189 | 221 | 254 | 288 | 322 | 355 | 390 | 421 | 435 | 422 | 405 | 390 | Northumberland | North Eastern
NG FES - System Transformation | Number of electric buses | Pendle | 0 | 0 | 0 | 0 | 0 | 0 | 0 | 0 | 0 | 0 | 0 | 0 | 0 | 0 | 0 | 0 | 0 | 0 | 0 | 0 | 0 | 0 | 0 | 0 | 0 | 0 | 0 | 0 | 0 | 0 | 0 | 0 | Pendle | Lancashire
NG FES - System Transformation | Number of electric buses | Redcar and Cleveland | 0 | 0 | 0 | 0 | 0 | 1 | 1 | 2 | 2 | 3 | 3 | 5 | 6 | 8 | 9 | 12 | 14 | 17 | 20 | 25 | 29 | 34 | 39 | 44 | 50 | 55 | 61 | 65 | 67 | 65 | 62 | 61 | Redcar and Cleveland | Tees Valley
NG FES - System Transformation | Number of electric buses | Richmondshire | 0 | 0 | 0 | 0 | 0 | 0 | 0 | 0 | 0 | 0 | 0 | 0 | 0 | 1 | 1 | 1 | 1 | 1 | 1 | 2 | 2 | 2 | 3 | 3 | 3 | 4 | 4 | 4 | 4 | 4 | 4 | 4 | Richmondshire | York and North Yorkshire
NG FES - System Transformation | Number of electric buses | Rotherham | 0 | 1 | 2 | 3 | 4 | 4 | 6 | 8 | 12 | 14 | 18 | 22 | 30 | 35 | 43 | 53 | 66 | 79 | 95 | 112 | 133 | 157 | 178 | 204 | 228 | 253 | 276 | 298 | 307 | 298 | 288 | 276 | Rotherham | Sheffield City Region
NG FES - System Transformation | Number of electric buses | Ryedale | 0 | 0 | 0 | 1 | 1 | 1 | 1 | 3 | 3 | 4 | 5 | 7 | 9 | 10 | 13 | 16 | 20 | 24 | 29 | 34 | 41 | 47 | 54 | 62 | 69 | 76 | 84 | 90 | 93 | 90 | 87 | 84 | Ryedale | York and North Yorkshire
NG FES - System Transformation | Number of electric buses | Scarborough | 0 | 0 | 1 | 1 | 1 | 2 | 3 | 3 | 4 | 6 | 7 | 10 | 11 | 14 | 19 | 23 | 27 | 33 | 40 | 48 | 57 | 66 | 75 | 86 | 96 | 107 | 117 | 126 | 130 | 126 | 122 | 117 | Scarborough | York and North Yorkshire
NG FES - System Transformation | Number of electric buses | Selby | 0 | 0 | 0 | 0 | 0 | 1 | 1 | 1 | 2 | 2 | 3 | 4 | 6 | 7 | 7 | 9 | 13 | 14 | 17 | 21 | 24 | 29 | 32 | 37 | 41 | 46 | 50 | 53 | 56 | 53 | 52 | 50 | Selby | Leeds City Region | York and North Yorkshire
NG FES - System Transformation | Number of electric buses | Sheffield | 0 | 3 | 3 | 5 | 7 | 8 | 11 | 16 | 19 | 24 | 30 | 38 | 49 | 60 | 75 | 91 | 111 | 135 | 162 | 194 | 229 | 266 | 306 | 347 | 390 | 430 | 472 | 509 | 524 | 509 | 491 | 472 | Sheffield | Sheffield City Region
NG FES - System Transformation | Number of electric buses | South Tyneside | 0 | 2 | 3 | 5 | 6 | 9 | 12 | 16 | 20 | 26 | 35 | 44 | 56 | 70 | 86 | 106 | 130 | 158 | 189 | 225 | 265 | 309 | 355 | 404 | 452 | 501 | 548 | 592 | 610 | 592 | 571 | 549 | South Tyneside | North Eastern
NG FES - System Transformation | Number of electric buses | Stockton-on-Tees | 0 | 2 | 3 | 4 | 6 | 8 | 10 | 13 | 17 | 22 | 30 | 38 | 48 | 59 | 74 | 91 | 111 | 135 | 161 | 192 | 226 | 264 | 303 | 345 | 386 | 428 | 468 | 505 | 521 | 505 | 487 | 468 | Stockton-on-Tees | Tees Valley
NG FES - System Transformation | Number of electric buses | Sunderland | 0 | 3 | 4 | 6 | 10 | 13 | 18 | 25 | 31 | 40 | 52 | 66 | 86 | 106 | 129 | 159 | 197 | 238 | 286 | 340 | 401 | 466 | 537 | 612 | 683 | 757 | 829 | 895 | 922 | 895 | 863 | 830 | Sunderland | North Eastern
NG FES - System Transformation | Number of electric buses | Wakefield | 0 | 2 | 2 | 3 | 5 | 5 | 8 | 11 | 15 | 20 | 25 | 32 | 40 | 49 | 61 | 73 | 90 | 108 | 132 | 157 | 184 | 215 | 247 | 281 | 316 | 349 | 381 | 412 | 424 | 412 | 399 | 382 | Wakefield | Leeds City Region
NG FES - System Transformation | Number of electric buses | West Lindsey | 0 | 0 | 0 | 0 | 0 | 1 | 1 | 1 | 1 | 1 | 3 | 3 | 4 | 5 | 5 | 6 | 9 | 10 | 11 | 14 | 16 | 19 | 23 | 25 | 29 | 31 | 34 | 38 | 39 | 38 | 36 | 34 | West Lindsey | Greater Lincolnshire
NG FES - System Transformation | Number of electric buses | York | 0 | 1 | 1 | 2 | 3 | 4 | 5 | 7 | 10 | 12 | 16 | 21 | 26 | 32 | 41 | 51 | 61 | 74 | 89 | 107 | 124 | 145 | 168 | 191 | 214 | 237 | 258 | 279 | 287 | 279 | 269 | 258 | York | Leeds City Region | York and North Yorkshire
NG FES - Consumer Transformation | Number of electric HGVs | Barnsley | 0 | 2 | 13 | 24 | 31 | 42 | 53 | 69 | 81 | 93 | 112 | 129 | 148 | 169 | 191 | 215 | 240 | 265 | 298 | 330 | 362 | 395 | 435 | 473 | 515 | 557 | 602 | 650 | 696 | 743 | 793 | 842 | Barnsley | Leeds City Region | Sheffield City Region
NG FES - Consumer Transformation | Number of electric HGVs | Bassetlaw | 0 | 0 | 2 | 2 | 3 | 4 | 6 | 7 | 9 | 10 | 12 | 13 | 14 | 17 | 19 | 22 | 24 | 26 | 31 | 33 | 36 | 40 | 44 | 47 | 53 | 57 | 62 | 66 | 69 | 75 | 80 | 85 | Bassetlaw | Derby, Derbyshire, Nottingham and Nottinghamshire | Sheffield City Region
NG FES - Consumer Transformation | Number of electric HGVs | Bradford | 0 | 4 | 18 | 29 | 43 | 57 | 74 | 90 | 112 | 132 | 152 | 175 | 203 | 230 | 259 | 295 | 330 | 366 | 407 | 450 | 500 | 543 | 597 | 646 | 708 | 767 | 827 | 890 | 953 | 1023 | 1092 | 1158 | Bradford | Leeds City Region
NG FES - Consumer Transformation | Number of electric HGVs | Calderdale | 0 | 2 | 6 | 12 | 19 | 24 | 32 | 39 | 49 | 57 | 66 | 76 | 89 | 100 | 114 | 130 | 143 | 160 | 176 | 198 | 217 | 238 | 260 | 286 | 307 | 333 | 362 | 388 | 415 | 446 | 476 | 506 | Calderdale | Leeds City Region
NG FES - Consumer Transformation | Number of electric HGVs | County Durham | 0 | 3 | 17 | 30 | 51 | 70 | 91 | 117 | 144 | 167 | 197 | 226 | 262 | 296 | 335 | 377 | 422 | 472 | 522 | 577 | 635 | 698 | 762 | 833 | 907 | 979 | 1059 | 1140 | 1223 | 1310 | 1398 | 1483 | County Durham | North Eastern
NG FES - Consumer Transformation | Number of electric HGVs | Craven | 0 | 0 | 1 | 4 | 4 | 6 | 9 | 10 | 12 | 13 | 16 | 19 | 22 | 24 | 26 | 32 | 35 | 38 | 43 | 48 | 51 | 57 | 63 | 68 | 73 | 81 | 86 | 94 | 99 | 107 | 113 | 120 | Craven | Leeds City Region | York and North Yorkshire
NG FES - Consumer Transformation | Number of electric HGVs | Darlington | 0 | 2 | 7 | 14 | 22 | 30 | 39 | 49 | 59 | 71 | 82 | 95 | 108 | 124 | 140 | 158 | 177 | 196 | 218 | 241 | 266 | 293 | 319 | 349 | 377 | 410 | 443 | 477 | 512 | 548 | 584 | 619 | Darlington | Tees Valley
NG FES - Consumer Transformation | Number of electric HGVs | Doncaster | 0 | 9 | 25 | 43 | 61 | 81 | 107 | 132 | 156 | 184 | 216 | 248 | 286 | 326 | 368 | 412 | 462 | 518 | 573 | 636 | 699 | 768 | 843 | 917 | 994 | 1077 | 1169 | 1254 | 1347 | 1440 | 1535 | 1631 | Doncaster | Sheffield City Region
NG FES - Consumer Transformation | Number of electric HGVs | East Lindsey | 0 | 0 | 0 | 1 | 1 | 1 | 2 | 3 | 4 | 4 | 5 | 5 | 6 | 6 | 7 | 9 | 10 | 10 | 11 | 13 | 14 | 16 | 18 | 20 | 21 | 23 | 25 | 26 | 28 | 30 | 32 | 35 | East Lindsey | Greater Lincolnshire
NG FES - Consumer Transformation | Number of electric HGVs | East Riding of Yorkshire | 0 | 6 | 24 | 39 | 59 | 75 | 98 | 122 | 146 | 174 | 203 | 232 | 268 | 304 | 341 | 385 | 431 | 483 | 537 | 590 | 652 | 714 | 785 | 856 | 930 | 1005 | 1088 | 1170 | 1256 | 1344 | 1432 | 1520 | East Riding of Yorkshire | Humber | York and North Yorkshire
NG FES - Consumer Transformation | Number of electric HGVs | Gateshead | 0 | 2 | 14 | 24 | 37 | 51 | 66 | 83 | 101 | 120 | 141 | 161 | 185 | 211 | 239 | 267 | 301 | 336 | 372 | 412 | 455 | 498 | 545 | 595 | 646 | 700 | 756 | 815 | 874 | 935 | 997 | 1058 | Gateshead | North Eastern
NG FES - Consumer Transformation | Number of electric HGVs | Hambleton | 0 | 0 | 8 | 10 | 17 | 23 | 31 | 38 | 49 | 55 | 64 | 74 | 87 | 98 | 112 | 125 | 140 | 156 | 174 | 191 | 212 | 233 | 253 | 279 | 303 | 326 | 353 | 379 | 406 | 436 | 467 | 493 | Hambleton | York and North Yorkshire
NG FES - Consumer Transformation | Number of electric HGVs | Harrogate | 0 | 2 | 9 | 16 | 22 | 32 | 44 | 53 | 64 | 77 | 90 | 104 | 119 | 135 | 153 | 171 | 193 | 216 | 237 | 264 | 289 | 318 | 349 | 381 | 414 | 448 | 484 | 521 | 557 | 597 | 638 | 678 | Harrogate | Leeds City Region | York and North Yorkshire
NG FES - Consumer Transformation | Number of electric HGVs | Hartlepool | 0 | 1 | 4 | 8 | 11 | 15 | 20 | 24 | 30 | 37 | 41 | 49 | 55 | 62 | 71 | 80 | 90 | 100 | 111 | 123 | 136 | 149 | 163 | 178 | 193 | 209 | 226 | 243 | 261 | 279 | 299 | 316 | Hartlepool | Tees Valley
NG FES - Consumer Transformation | Number of electric HGVs | High Peak | 0 | 0 | 0 | 0 | 0 | 1 | 1 | 1 | 1 | 1 | 2 | 2 | 2 | 2 | 3 | 3 | 3 | 4 | 4 | 5 | 5 | 6 | 6 | 7 | 7 | 8 | 9 | 9 | 10 | 11 | 11 | 12 | High Peak | Derby, Derbyshire, Nottingham and Nottinghamshire,
NG FES - Consumer Transformation | Number of electric HGVs | Kingston upon Hull, City of | 0 | 3 | 13 | 19 | 33 | 41 | 52 | 65 | 80 | 95 | 111 | 128 | 147 | 165 | 188 | 211 | 235 | 263 | 293 | 322 | 355 | 388 | 427 | 465 | 506 | 549 | 592 | 636 | 685 | 732 | 780 | 826 | Kingston upon Hull, City of | Humber
NG FES - Consumer Transformation | Number of electric HGVs | Kirklees | 0 | 6 | 17 | 33 | 44 | 58 | 78 | 96 | 115 | 137 | 161 | 183 | 210 | 240 | 268 | 303 | 338 | 380 | 423 | 464 | 513 | 564 | 614 | 671 | 729 | 791 | 854 | 920 | 987 | 1058 | 1125 | 1198 | Kirklees | Leeds City Region
NG FES - Consumer Transformation | Number of electric HGVs | Leeds | 0 | 10 | 35 | 60 | 86 | 116 | 151 | 188 | 227 | 265 | 310 | 359 | 409 | 471 | 531 | 593 | 669 | 748 | 829 | 916 | 1011 | 1107 | 1213 | 1320 | 1435 | 1559 | 1678 | 1808 | 1942 | 2075 | 2214 | 2352 | Leeds | Leeds City Region
NG FES - Consumer Transformation | Number of electric HGVs | Middlesbrough | 0 | 1 | 6 | 9 | 14 | 19 | 25 | 32 | 38 | 46 | 53 | 61 | 71 | 80 | 91 | 102 | 114 | 127 | 142 | 156 | 172 | 189 | 208 | 226 | 246 | 266 | 287 | 309 | 332 | 355 | 379 | 402 | Middlesbrough | Tees Valley
NG FES - Consumer Transformation | Number of electric HGVs | Newcastle upon Tyne | 0 | 0 | 5 | 8 | 15 | 19 | 24 | 30 | 38 | 46 | 53 | 61 | 70 | 79 | 88 | 102 | 114 | 126 | 140 | 155 | 172 | 188 | 205 | 224 | 244 | 262 | 286 | 307 | 329 | 353 | 375 | 397 | Newcastle upon Tyne | North Eastern
NG FES - Consumer Transformation | Number of electric HGVs | North East Derbyshire | 0 | 0 | 0 | 0 | 0 | 0 | 0 | 0 | 0 | 0 | 1 | 1 | 1 | 1 | 1 | 1 | 1 | 1 | 2 | 2 | 2 | 2 | 2 | 2 | 3 | 3 | 3 | 3 | 3 | 3 | 3 | 3 | North East Derbyshire | Derby, Derbyshire, Nottingham and Nottinghamshire | Sheffield City Region
NG FES - Consumer Transformation | Number of electric HGVs | North East Lincolnshire | 0 | 6 | 18 | 29 | 44 | 58 | 73 | 90 | 111 | 129 | 153 | 178 | 203 | 230 | 262 | 293 | 330 | 367 | 407 | 449 | 496 | 544 | 594 | 648 | 705 | 765 | 825 | 888 | 954 | 1020 | 1087 | 1153 | North East Lincolnshire | Greater Lincolnshire | Humber
NG FES - Consumer Transformation | Number of electric HGVs | North Lincolnshire | 0 | 6 | 18 | 32 | 44 | 60 | 78 | 95 | 117 | 136 | 159 | 184 | 212 | 242 | 273 | 309 | 344 | 383 | 425 | 469 | 518 | 569 | 623 | 681 | 738 | 801 | 863 | 931 | 998 | 1068 | 1138 | 1208 | North Lincolnshire | Greater Lincolnshire | Humber
NG FES - Consumer Transformation | Number of electric HGVs | North Tyneside | 0 | 0 | 5 | 9 | 14 | 19 | 27 | 32 | 42 | 48 | 56 | 65 | 75 | 84 | 96 | 110 | 120 | 133 | 151 | 165 | 183 | 201 | 219 | 239 | 260 | 280 | 305 | 326 | 351 | 376 | 400 | 424 | North Tyneside | North Eastern
NG FES - Consumer Transformation | Number of electric HGVs | Northumberland | 0 | 1 | 8 | 15 | 25 | 38 | 44 | 56 | 69 | 83 | 98 | 111 | 127 | 145 | 163 | 186 | 206 | 230 | 254 | 282 | 313 | 341 | 375 | 410 | 445 | 480 | 520 | 559 | 598 | 641 | 682 | 725 | Northumberland | North Eastern
NG FES - Consumer Transformation | Number of electric HGVs | Pendle | 0 | 0 | 1 | 1 | 1 | 2 | 3 | 4 | 4 | 5 | 5 | 6 | 7 | 8 | 9 | 10 | 12 | 13 | 14 | 16 | 18 | 20 | 20 | 22 | 25 | 26 | 29 | 31 | 34 | 35 | 38 | 41 | Pendle | Lancashire
NG FES - Consumer Transformation | Number of electric HGVs | Redcar and Cleveland | 0 | 3 | 13 | 21 | 32 | 46 | 61 | 75 | 92 | 108 | 127 | 147 | 168 | 192 | 217 | 243 | 273 | 305 | 338 | 373 | 412 | 453 | 494 | 540 | 586 | 634 | 686 | 738 | 793 | 847 | 904 | 959 | Redcar and Cleveland | Tees Valley
NG FES - Consumer Transformation | Number of electric HGVs | Richmondshire | 0 | 0 | 3 | 7 | 10 | 13 | 19 | 23 | 29 | 34 | 39 | 45 | 53 | 58 | 66 | 76 | 84 | 94 | 105 | 115 | 128 | 140 | 153 | 166 | 182 | 195 | 212 | 226 | 245 | 261 | 279 | 296 | Richmondshire | York and North Yorkshire
NG FES - Consumer Transformation | Number of electric HGVs | Rotherham | 0 | 4 | 17 | 29 | 38 | 54 | 67 | 84 | 101 | 118 | 138 | 161 | 183 | 208 | 236 | 266 | 299 | 333 | 369 | 407 | 447 | 491 | 538 | 590 | 638 | 692 | 748 | 804 | 865 | 925 | 986 | 1044 | Rotherham | Sheffield City Region
NG FES - Consumer Transformation | Number of electric HGVs | Ryedale | 0 | 0 | 2 | 3 | 4 | 6 | 9 | 10 | 14 | 15 | 18 | 21 | 24 | 27 | 31 | 35 | 39 | 43 | 47 | 53 | 59 | 64 | 70 | 78 | 83 | 91 | 98 | 106 | 113 | 121 | 129 | 137 | Ryedale | York and North Yorkshire
NG FES - Consumer Transformation | Number of electric HGVs | Scarborough | 0 | 0 | 2 | 3 | 5 | 10 | 13 | 15 | 19 | 22 | 28 | 29 | 35 | 39 | 44 | 51 | 56 | 63 | 69 | 76 | 85 | 94 | 101 | 110 | 121 | 133 | 143 | 154 | 162 | 176 | 187 | 199 | Scarborough | York and North Yorkshire
NG FES - Consumer Transformation | Number of electric HGVs | Selby | 0 | 3 | 12 | 20 | 27 | 38 | 50 | 60 | 72 | 85 | 99 | 116 | 133 | 149 | 171 | 191 | 213 | 239 | 265 | 293 | 324 | 355 | 387 | 422 | 459 | 498 | 538 | 578 | 621 | 665 | 708 | 752 | Selby | Leeds City Region | York and North Yorkshire
NG FES - Consumer Transformation | Number of electric HGVs | Sheffield | 0 | 3 | 12 | 23 | 32 | 42 | 54 | 67 | 82 | 95 | 115 | 133 | 151 | 173 | 195 | 217 | 246 | 271 | 307 | 336 | 371 | 407 | 443 | 481 | 526 | 570 | 615 | 660 | 713 | 761 | 809 | 857 | Sheffield | Sheffield City Region
NG FES - Consumer Transformation | Number of electric HGVs | South Tyneside | 0 | 0 | 3 | 7 | 11 | 14 | 19 | 25 | 30 | 34 | 41 | 47 | 54 | 62 | 70 | 80 | 88 | 98 | 108 | 121 | 134 | 145 | 159 | 174 | 188 | 205 | 220 | 238 | 255 | 273 | 291 | 310 | South Tyneside | North Eastern
NG FES - Consumer Transformation | Number of electric HGVs | Stockton-on-Tees | 0 | 2 | 11 | 17 | 27 | 39 | 51 | 64 | 78 | 93 | 109 | 124 | 143 | 163 | 184 | 207 | 233 | 259 | 288 | 316 | 350 | 385 | 421 | 459 | 499 | 542 | 583 | 628 | 674 | 721 | 769 | 816 | Stockton-on-Tees | Tees Valley
NG FES - Consumer Transformation | Number of electric HGVs | Sunderland | 0 | 3 | 13 | 22 | 35 | 52 | 64 | 84 | 99 | 117 | 139 | 159 | 182 | 209 | 235 | 266 | 296 | 329 | 367 | 406 | 446 | 491 | 538 | 585 | 637 | 688 | 744 | 802 | 860 | 920 | 981 | 1042 | Sunderland | North Eastern
NG FES - Consumer Transformation | Number of electric HGVs | Wakefield | 0 | 9 | 33 | 52 | 76 | 103 | 130 | 163 | 197 | 231 | 271 | 310 | 356 | 408 | 458 | 520 | 580 | 648 | 718 | 795 | 876 | 960 | 1052 | 1146 | 1246 | 1348 | 1460 | 1569 | 1681 | 1802 | 1920 | 2038 | Wakefield | Leeds City Region
NG FES - Consumer Transformation | Number of electric HGVs | West Lindsey | 0 | 0 | 2 | 3 | 5 | 8 | 10 | 13 | 13 | 15 | 20 | 23 | 26 | 29 | 34 | 38 | 42 | 47 | 54 | 57 | 63 | 70 | 76 | 83 | 90 | 99 | 105 | 114 | 124 | 131 | 139 | 148 | West Lindsey | Greater Lincolnshire
NG FES - Consumer Transformation | Number of electric HGVs | York | 0 | 0 | 4 | 9 | 13 | 18 | 23 | 29 | 36 | 42 | 51 | 57 | 64 | 74 | 83 | 94 | 104 | 117 | 130 | 142 | 158 | 175 | 190 | 209 | 226 | 244 | 264 | 283 | 304 | 326 | 347 | 369 | York | Leeds City Region | York and North Yorkshire
NG FES - Leading the Way | Number of electric HGVs | Barnsley | 0 | 2 | 7 | 12 | 16 | 24 | 30 | 38 | 43 | 52 | 59 | 70 | 79 | 88 | 102 | 114 | 126 | 141 | 156 | 173 | 191 | 208 | 229 | 250 | 274 | 302 | 325 | 353 | 383 | 413 | 425 | 431 | Barnsley | Leeds City Region | Sheffield City Region
NG FES - Leading the Way | Number of electric HGVs | Bassetlaw | 0 | 0 | 1 | 2 | 2 | 2 | 2 | 4 | 4 | 6 | 6 | 7 | 8 | 9 | 10 | 12 | 13 | 14 | 16 | 18 | 19 | 21 | 23 | 24 | 28 | 31 | 33 | 36 | 39 | 43 | 43 | 43 | Bassetlaw | Derby, Derbyshire, Nottingham and Nottinghamshire | Sheffield City Region
NG FES - Leading the Way | Number of electric HGVs | Bradford | 0 | 4 | 7 | 17 | 25 | 31 | 37 | 49 | 59 | 71 | 81 | 91 | 109 | 121 | 140 | 159 | 172 | 192 | 215 | 236 | 259 | 288 | 316 | 345 | 378 | 413 | 445 | 486 | 527 | 569 | 585 | 591 | Bradford | Leeds City Region
NG FES - Leading the Way | Number of electric HGVs | Calderdale | 0 | 2 | 3 | 6 | 10 | 14 | 19 | 22 | 25 | 31 | 34 | 41 | 46 | 55 | 61 | 68 | 75 | 85 | 92 | 101 | 114 | 125 | 138 | 153 | 164 | 179 | 194 | 212 | 229 | 248 | 254 | 258 | Calderdale | Leeds City Region
NG FES - Leading the Way | Number of electric HGVs | County Durham | 0 | 3 | 7 | 17 | 29 | 41 | 51 | 66 | 76 | 89 | 105 | 120 | 141 | 155 | 177 | 199 | 223 | 247 | 274 | 305 | 335 | 368 | 403 | 441 | 483 | 526 | 575 | 622 | 672 | 730 | 751 | 756 | County Durham | North Eastern
NG FES - Leading the Way | Number of electric HGVs | Craven | 0 | 0 | 1 | 1 | 3 | 4 | 4 | 4 | 6 | 9 | 9 | 10 | 12 | 12 | 13 | 16 | 17 | 20 | 22 | 26 | 26 | 29 | 34 | 35 | 39 | 44 | 47 | 50 | 56 | 59 | 61 | 61 | Craven | Leeds City Region | York and North Yorkshire
NG FES - Leading the Way | Number of electric HGVs | Darlington | 0 | 2 | 4 | 7 | 11 | 17 | 22 | 26 | 32 | 37 | 45 | 51 | 57 | 64 | 75 | 82 | 92 | 104 | 115 | 126 | 140 | 154 | 170 | 185 | 203 | 220 | 239 | 260 | 282 | 304 | 314 | 318 | Darlington | Tees Valley
NG FES - Leading the Way | Number of electric HGVs | Doncaster | 0 | 9 | 14 | 23 | 36 | 46 | 57 | 71 | 83 | 100 | 116 | 132 | 153 | 173 | 194 | 218 | 244 | 273 | 301 | 334 | 368 | 406 | 446 | 485 | 533 | 579 | 630 | 684 | 739 | 801 | 828 | 832 | Doncaster | Sheffield City Region
NG FES - Leading the Way | Number of electric HGVs | East Lindsey | 0 | 0 | 0 | 0 | 1 | 1 | 1 | 1 | 1 | 2 | 2 | 3 | 3 | 4 | 4 | 5 | 5 | 5 | 6 | 6 | 7 | 9 | 9 | 10 | 11 | 11 | 13 | 14 | 15 | 17 | 17 | 18 | East Lindsey | Greater Lincolnshire
NG FES - Leading the Way | Number of electric HGVs | East Riding of Yorkshire | 0 | 6 | 14 | 24 | 31 | 42 | 56 | 64 | 79 | 92 | 106 | 123 | 141 | 163 | 182 | 204 | 227 | 254 | 281 | 310 | 342 | 377 | 413 | 457 | 496 | 540 | 589 | 637 | 690 | 746 | 769 | 778 | East Riding of Yorkshire | Humber | York and North Yorkshire
NG FES - Leading the Way | Number of electric HGVs | Gateshead | 0 | 2 | 8 | 14 | 21 | 27 | 37 | 45 | 55 | 64 | 75 | 85 | 99 | 113 | 126 | 143 | 158 | 177 | 197 | 217 | 239 | 263 | 289 | 316 | 345 | 376 | 409 | 443 | 481 | 519 | 536 | 542 | Gateshead | North Eastern
NG FES - Leading the Way | Number of electric HGVs | Hambleton | 0 | 0 | 2 | 8 | 10 | 12 | 18 | 21 | 25 | 30 | 34 | 39 | 45 | 53 | 61 | 65 | 73 | 83 | 91 | 101 | 112 | 124 | 136 | 146 | 160 | 178 | 190 | 207 | 225 | 242 | 251 | 252 | Hambleton | York and North Yorkshire
NG FES - Leading the Way | Number of electric HGVs | Harrogate | 0 | 2 | 4 | 9 | 14 | 18 | 22 | 30 | 35 | 41 | 48 | 55 | 64 | 72 | 82 | 92 | 102 | 113 | 124 | 139 | 153 | 169 | 185 | 202 | 220 | 240 | 263 | 283 | 308 | 332 | 342 | 347 | Harrogate | Leeds City Region | York and North Yorkshire
NG FES - Leading the Way | Number of electric HGVs | Hartlepool | 0 | 1 | 2 | 4 | 7 | 9 | 11 | 14 | 16 | 18 | 22 | 26 | 29 | 33 | 38 | 42 | 48 | 53 | 59 | 64 | 71 | 79 | 86 | 94 | 102 | 113 | 123 | 132 | 144 | 155 | 161 | 162 | Hartlepool | Tees Valley
NG FES - Leading the Way | Number of electric HGVs | High Peak | 0 | 0 | 0 | 0 | 0 | 0 | 0 | 1 | 1 | 1 | 1 | 1 | 1 | 1 | 1 | 2 | 2 | 2 | 2 | 2 | 3 | 3 | 3 | 4 | 4 | 4 | 5 | 5 | 6 | 6 | 6 | 6 | High Peak | Derby, Derbyshire, Nottingham and Nottinghamshire,
NG FES - Leading the Way | Number of electric HGVs | Kingston upon Hull, City of | 0 | 3 | 6 | 13 | 15 | 21 | 31 | 35 | 43 | 50 | 58 | 67 | 75 | 88 | 99 | 113 | 123 | 138 | 154 | 169 | 188 | 206 | 226 | 247 | 270 | 295 | 321 | 348 | 376 | 407 | 419 | 424 | Kingston upon Hull, City of | Humber
NG FES - Leading the Way | Number of electric HGVs | Kirklees | 0 | 6 | 10 | 16 | 24 | 35 | 41 | 51 | 60 | 74 | 85 | 97 | 112 | 125 | 144 | 162 | 178 | 200 | 221 | 246 | 268 | 294 | 326 | 359 | 392 | 426 | 463 | 503 | 543 | 587 | 607 | 612 | Kirklees | Leeds City Region
NG FES - Leading the Way | Number of electric HGVs | Leeds | 0 | 10 | 20 | 32 | 48 | 64 | 80 | 102 | 121 | 145 | 167 | 191 | 219 | 249 | 282 | 315 | 354 | 391 | 437 | 481 | 531 | 583 | 642 | 704 | 766 | 835 | 910 | 987 | 1067 | 1156 | 1191 | 1201 | Leeds | Leeds City Region
NG FES - Leading the Way | Number of electric HGVs | Middlesbrough | 0 | 1 | 3 | 6 | 7 | 10 | 14 | 17 | 21 | 25 | 29 | 33 | 37 | 43 | 48 | 53 | 60 | 68 | 74 | 82 | 91 | 99 | 109 | 120 | 131 | 143 | 155 | 169 | 183 | 197 | 203 | 205 | Middlesbrough | Tees Valley
NG FES - Leading the Way | Number of electric HGVs | Newcastle upon Tyne | 0 | 0 | 3 | 5 | 6 | 11 | 15 | 17 | 20 | 24 | 28 | 33 | 37 | 42 | 47 | 54 | 58 | 67 | 72 | 81 | 88 | 100 | 109 | 120 | 130 | 142 | 155 | 168 | 182 | 195 | 202 | 204 | Newcastle upon Tyne | North Eastern
NG FES - Leading the Way | Number of electric HGVs | North East Derbyshire | 0 | 0 | 0 | 0 | 0 | 0 | 0 | 0 | 0 | 0 | 0 | 0 | 0 | 0 | 1 | 1 | 1 | 1 | 1 | 1 | 1 | 1 | 1 | 1 | 1 | 2 | 2 | 2 | 2 | 2 | 2 | 2 | North East Derbyshire | Derby, Derbyshire, Nottingham and Nottinghamshire | Sheffield City Region
NG FES - Leading the Way | Number of electric HGVs | North East Lincolnshire | 0 | 6 | 10 | 16 | 23 | 32 | 41 | 51 | 60 | 69 | 79 | 93 | 108 | 122 | 138 | 155 | 173 | 193 | 213 | 236 | 262 | 287 | 315 | 344 | 377 | 410 | 447 | 485 | 525 | 567 | 583 | 590 | North East Lincolnshire | Greater Lincolnshire | Humber
NG FES - Leading the Way | Number of electric HGVs | North Lincolnshire | 0 | 6 | 11 | 17 | 25 | 33 | 42 | 52 | 63 | 75 | 86 | 98 | 112 | 128 | 145 | 161 | 181 | 201 | 225 | 247 | 273 | 301 | 329 | 363 | 395 | 431 | 467 | 507 | 550 | 593 | 612 | 618 | North Lincolnshire | Greater Lincolnshire | Humber
NG FES - Leading the Way | Number of electric HGVs | North Tyneside | 0 | 0 | 3 | 5 | 8 | 11 | 14 | 19 | 22 | 26 | 30 | 35 | 40 | 44 | 51 | 57 | 63 | 71 | 78 | 87 | 96 | 106 | 116 | 128 | 139 | 152 | 165 | 180 | 194 | 209 | 215 | 216 | North Tyneside | North Eastern
NG FES - Leading the Way | Number of electric HGVs | Northumberland | 0 | 1 | 3 | 8 | 13 | 19 | 25 | 30 | 38 | 43 | 49 | 61 | 68 | 79 | 87 | 99 | 109 | 122 | 134 | 149 | 163 | 181 | 199 | 219 | 236 | 257 | 280 | 303 | 331 | 355 | 367 | 370 | Northumberland | North Eastern
NG FES - Leading the Way | Number of electric HGVs | Pendle | 0 | 0 | 0 | 1 | 1 | 1 | 1 | 1 | 2 | 3 | 3 | 4 | 4 | 5 | 5 | 6 | 6 | 7 | 7 | 8 | 9 | 9 | 11 | 12 | 13 | 14 | 16 | 17 | 18 | 20 | 20 | 20 | Pendle | Lancashire
NG FES - Leading the Way | Number of electric HGVs | Redcar and Cleveland | 0 | 3 | 6 | 13 | 18 | 25 | 33 | 43 | 50 | 58 | 68 | 78 | 89 | 101 | 115 | 128 | 143 | 160 | 177 | 196 | 218 | 238 | 261 | 287 | 312 | 341 | 370 | 403 | 436 | 471 | 484 | 490 | Redcar and Cleveland | Tees Valley
NG FES - Leading the Way | Number of electric HGVs | Richmondshire | 0 | 0 | 2 | 3 | 6 | 7 | 10 | 12 | 16 | 19 | 22 | 25 | 28 | 31 | 35 | 39 | 44 | 49 | 55 | 60 | 66 | 74 | 82 | 89 | 96 | 105 | 114 | 124 | 134 | 146 | 150 | 151 | Richmondshire | York and North Yorkshire
NG FES - Leading the Way | Number of electric HGVs | Rotherham | 0 | 4 | 9 | 15 | 24 | 29 | 35 | 46 | 54 | 63 | 74 | 85 | 95 | 111 | 126 | 140 | 158 | 173 | 193 | 214 | 236 | 259 | 283 | 313 | 343 | 371 | 404 | 440 | 476 | 512 | 530 | 537 | Rotherham | Sheffield City Region
NG FES - Leading the Way | Number of electric HGVs | Ryedale | 0 | 0 | 1 | 2 | 3 | 3 | 4 | 6 | 7 | 9 | 10 | 11 | 14 | 15 | 17 | 18 | 21 | 22 | 25 | 28 | 31 | 35 | 38 | 41 | 45 | 49 | 53 | 58 | 63 | 67 | 70 | 70 | Ryedale | York and North Yorkshire
NG FES - Leading the Way | Number of electric HGVs | Scarborough | 0 | 0 | 1 | 2 | 3 | 5 | 5 | 8 | 10 | 13 | 15 | 17 | 19 | 20 | 24 | 28 | 29 | 33 | 36 | 41 | 44 | 49 | 53 | 59 | 65 | 70 | 76 | 83 | 90 | 97 | 100 | 100 | Scarborough | York and North Yorkshire
NG FES - Leading the Way | Number of electric HGVs | Selby | 0 | 3 | 9 | 11 | 16 | 22 | 27 | 33 | 40 | 46 | 53 | 61 | 70 | 80 | 90 | 102 | 113 | 126 | 139 | 153 | 171 | 187 | 206 | 224 | 245 | 266 | 291 | 315 | 343 | 369 | 379 | 384 | Selby | Leeds City Region | York and North Yorkshire
NG FES - Leading the Way | Number of electric HGVs | Sheffield | 0 | 3 | 7 | 10 | 17 | 24 | 31 | 34 | 45 | 51 | 60 | 68 | 79 | 90 | 105 | 115 | 128 | 145 | 161 | 176 | 195 | 213 | 233 | 258 | 279 | 307 | 335 | 361 | 389 | 422 | 435 | 440 | Sheffield | Sheffield City Region
NG FES - Leading the Way | Number of electric HGVs | South Tyneside | 0 | 0 | 2 | 3 | 7 | 7 | 11 | 13 | 16 | 18 | 20 | 25 | 28 | 33 | 38 | 41 | 45 | 52 | 57 | 63 | 70 | 77 | 84 | 92 | 101 | 110 | 119 | 130 | 141 | 153 | 157 | 158 | South Tyneside | North Eastern
NG FES - Leading the Way | Number of electric HGVs | Stockton-on-Tees | 0 | 2 | 5 | 11 | 16 | 21 | 27 | 37 | 42 | 50 | 58 | 66 | 75 | 86 | 97 | 109 | 123 | 137 | 152 | 167 | 184 | 202 | 222 | 244 | 267 | 291 | 315 | 343 | 371 | 400 | 414 | 418 | Stockton-on-Tees | Tees Valley
NG FES - Leading the Way | Number of electric HGVs | Sunderland | 0 | 3 | 7 | 13 | 20 | 27 | 36 | 44 | 55 | 63 | 75 | 85 | 97 | 110 | 124 | 139 | 156 | 173 | 194 | 214 | 235 | 260 | 285 | 310 | 338 | 372 | 404 | 435 | 471 | 512 | 527 | 532 | Sunderland | North Eastern
NG FES - Leading the Way | Number of electric HGVs | Wakefield | 0 | 9 | 20 | 31 | 43 | 56 | 72 | 89 | 106 | 124 | 144 | 167 | 189 | 217 | 241 | 274 | 306 | 338 | 379 | 417 | 458 | 506 | 555 | 608 | 665 | 725 | 789 | 857 | 926 | 1002 | 1033 | 1043 | Wakefield | Leeds City Region
NG FES - Leading the Way | Number of electric HGVs | West Lindsey | 0 | 0 | 1 | 2 | 2 | 3 | 4 | 7 | 9 | 10 | 11 | 13 | 13 | 15 | 18 | 20 | 23 | 25 | 27 | 29 | 34 | 37 | 41 | 44 | 48 | 54 | 57 | 62 | 67 | 73 | 76 | 76 | West Lindsey | Greater Lincolnshire
NG FES - Leading the Way | Number of electric HGVs | York | 0 | 0 | 3 | 4 | 6 | 10 | 13 | 16 | 19 | 22 | 25 | 32 | 35 | 40 | 45 | 51 | 55 | 62 | 66 | 76 | 84 | 92 | 100 | 110 | 119 | 131 | 142 | 155 | 167 | 180 | 185 | 189 | York | Leeds City Region | York and North Yorkshire
NPg Planning Scenario | Number of electric HGVs | Barnsley | 0 | 0 | 1 | 7 | 15 | 24 | 36 | 72 | 131 | 216 | 323 | 455 | 611 | 779 | 957 | 1148 | 1349 | 1532 | 1696 | 1848 | 1980 | 2099 | 2189 | 2263 | 2316 | 2348 | 2362 | 2370 | 2376 | 2382 | 2391 | 2399 | Barnsley | Leeds City Region | Sheffield City Region
NPg Planning Scenario | Number of electric HGVs | Bassetlaw | 0 | 0 | 0 | 1 | 2 | 2 | 3 | 8 | 14 | 22 | 32 | 47 | 62 | 79 | 96 | 116 | 137 | 155 | 171 | 187 | 200 | 212 | 222 | 229 | 235 | 238 | 239 | 240 | 241 | 241 | 242 | 243 | Bassetlaw | Derby, Derbyshire, Nottingham and Nottinghamshire | Sheffield City Region
NPg Planning Scenario | Number of electric HGVs | Bradford | 0 | 0 | 2 | 7 | 20 | 32 | 47 | 99 | 180 | 297 | 445 | 624 | 840 | 1072 | 1316 | 1574 | 1852 | 2103 | 2332 | 2539 | 2723 | 2882 | 3010 | 3106 | 3182 | 3227 | 3247 | 3257 | 3266 | 3276 | 3282 | 3291 | Bradford | Leeds City Region
NPg Planning Scenario | Number of electric HGVs | Calderdale | 0 | 0 | 0 | 3 | 7 | 14 | 21 | 43 | 78 | 132 | 193 | 274 | 367 | 467 | 573 | 687 | 806 | 916 | 1017 | 1105 | 1187 | 1258 | 1314 | 1354 | 1387 | 1407 | 1415 | 1420 | 1423 | 1430 | 1433 | 1436 | Calderdale | Leeds City Region
NPg Planning Scenario | Number of electric HGVs | County Durham | 0 | 0 | 1 | 7 | 17 | 29 | 46 | 89 | 167 | 274 | 413 | 580 | 779 | 990 | 1220 | 1460 | 1714 | 1947 | 2159 | 2350 | 2519 | 2671 | 2785 | 2882 | 2949 | 2989 | 3008 | 3017 | 3024 | 3034 | 3045 | 3051 | County Durham | North Eastern
NPg Planning Scenario | Number of electric HGVs | Craven | 0 | 0 | 0 | 1 | 2 | 4 | 4 | 10 | 19 | 32 | 47 | 65 | 88 | 111 | 137 | 165 | 193 | 218 | 243 | 265 | 285 | 301 | 315 | 324 | 333 | 337 | 339 | 340 | 340 | 341 | 342 | 343 | Craven | Leeds City Region | York and North Yorkshire
NPg Planning Scenario | Number of electric HGVs | Darlington | 0 | 0 | 2 | 4 | 7 | 12 | 19 | 37 | 71 | 115 | 172 | 241 | 325 | 415 | 510 | 612 | 718 | 815 | 904 | 984 | 1055 | 1119 | 1167 | 1206 | 1234 | 1251 | 1260 | 1263 | 1266 | 1270 | 1273 | 1277 | Darlington | Tees Valley
NPg Planning Scenario | Number of electric HGVs | Doncaster | 0 | 0 | 3 | 14 | 28 | 47 | 66 | 137 | 253 | 417 | 626 | 882 | 1186 | 1509 | 1854 | 2220 | 2609 | 2961 | 3286 | 3575 | 3834 | 4064 | 4240 | 4381 | 4486 | 4549 | 4576 | 4592 | 4601 | 4616 | 4630 | 4642 | Doncaster | Sheffield City Region
NPg Planning Scenario | Number of electric HGVs | East Lindsey | 0 | 0 | 0 | 0 | 0 | 1 | 1 | 3 | 5 | 9 | 13 | 19 | 25 | 32 | 38 | 46 | 54 | 62 | 68 | 74 | 79 | 85 | 89 | 92 | 94 | 95 | 95 | 96 | 96 | 96 | 97 | 98 | East Lindsey | Greater Lincolnshire
NPg Planning Scenario | Number of electric HGVs | East Riding of Yorkshire | 0 | 0 | 4 | 14 | 25 | 43 | 63 | 127 | 235 | 386 | 585 | 822 | 1104 | 1406 | 1727 | 2069 | 2427 | 2758 | 3060 | 3327 | 3570 | 3785 | 3950 | 4079 | 4174 | 4235 | 4260 | 4274 | 4285 | 4299 | 4312 | 4322 | East Riding of Yorkshire | Humber | York and North Yorkshire
NPg Planning Scenario | Number of electric HGVs | Gateshead | 0 | 0 | 1 | 7 | 14 | 22 | 31 | 64 | 120 | 197 | 295 | 415 | 557 | 707 | 870 | 1043 | 1224 | 1391 | 1543 | 1679 | 1802 | 1906 | 1992 | 2057 | 2106 | 2137 | 2151 | 2155 | 2161 | 2168 | 2174 | 2179 | Gateshead | North Eastern
NPg Planning Scenario | Number of electric HGVs | Hambleton | 0 | 0 | 0 | 2 | 8 | 10 | 15 | 31 | 55 | 91 | 136 | 191 | 260 | 332 | 406 | 488 | 571 | 649 | 719 | 783 | 838 | 890 | 929 | 961 | 981 | 997 | 1002 | 1006 | 1010 | 1012 | 1014 | 1017 | Hambleton | York and North Yorkshire
NPg Planning Scenario | Number of electric HGVs | Harrogate | 0 | 0 | 2 | 3 | 9 | 14 | 20 | 42 | 78 | 126 | 192 | 270 | 364 | 461 | 567 | 680 | 799 | 906 | 1005 | 1094 | 1173 | 1244 | 1299 | 1341 | 1372 | 1392 | 1401 | 1405 | 1409 | 1413 | 1418 | 1421 | Harrogate | Leeds City Region | York and North Yorkshire
NPg Planning Scenario | Number of electric HGVs | Hartlepool | 0 | 0 | 1 | 2 | 4 | 7 | 10 | 19 | 36 | 59 | 87 | 124 | 167 | 211 | 260 | 310 | 365 | 415 | 461 | 501 | 538 | 570 | 594 | 614 | 629 | 638 | 641 | 642 | 645 | 647 | 649 | 650 | Hartlepool | Tees Valley
NPg Planning Scenario | Number of electric HGVs | High Peak | 0 | 0 | 0 | 0 | 0 | 0 | 1 | 1 | 2 | 3 | 5 | 7 | 9 | 11 | 14 | 17 | 19 | 22 | 25 | 27 | 29 | 30 | 32 | 33 | 33 | 34 | 34 | 34 | 34 | 34 | 35 | 35 | High Peak | Derby, Derbyshire, Nottingham and Nottinghamshire,
NPg Planning Scenario | Number of electric HGVs | Kingston upon Hull, City of | 0 | 0 | 2 | 6 | 14 | 21 | 34 | 69 | 130 | 211 | 319 | 448 | 602 | 766 | 940 | 1128 | 1325 | 1503 | 1669 | 1816 | 1949 | 2064 | 2153 | 2226 | 2276 | 2310 | 2324 | 2331 | 2336 | 2345 | 2351 | 2357 | Kingston upon Hull, City of | Humber
NPg Planning Scenario | Number of electric HGVs | Kirklees | 0 | 0 | 1 | 10 | 18 | 35 | 48 | 101 | 185 | 304 | 458 | 647 | 867 | 1108 | 1362 | 1629 | 1914 | 2176 | 2412 | 2625 | 2811 | 2984 | 3112 | 3213 | 3289 | 3337 | 3357 | 3364 | 3378 | 3386 | 3396 | 3407 | Kirklees | Leeds City Region
NPg Planning Scenario | Number of electric HGVs | Leeds | 0 | 0 | 5 | 19 | 38 | 65 | 97 | 198 | 367 | 596 | 902 | 1270 | 1705 | 2171 | 2672 | 3198 | 3758 | 4276 | 4737 | 5156 | 5530 | 5859 | 6113 | 6317 | 6466 | 6556 | 6598 | 6617 | 6636 | 6654 | 6674 | 6694 | Leeds | Leeds City Region
NPg Planning Scenario | Number of electric HGVs | Middlesbrough | 0 | 0 | 1 | 3 | 6 | 9 | 12 | 25 | 45 | 74 | 111 | 157 | 211 | 270 | 330 | 395 | 465 | 528 | 586 | 637 | 683 | 724 | 756 | 780 | 799 | 811 | 815 | 818 | 820 | 823 | 825 | 827 | Middlesbrough | Tees Valley
NPg Planning Scenario | Number of electric HGVs | Newcastle upon Tyne | 0 | 0 | 0 | 3 | 5 | 7 | 11 | 24 | 46 | 72 | 109 | 155 | 209 | 267 | 327 | 392 | 459 | 523 | 580 | 631 | 678 | 716 | 751 | 773 | 793 | 804 | 807 | 811 | 813 | 815 | 818 | 819 | Newcastle upon Tyne | North Eastern
NPg Planning Scenario | Number of electric HGVs | North East Derbyshire | 0 | 0 | 0 | 0 | 0 | 0 | 0 | 0 | 1 | 1 | 2 | 2 | 3 | 3 | 4 | 5 | 6 | 7 | 8 | 9 | 9 | 9 | 9 | 10 | 10 | 10 | 10 | 10 | 10 | 10 | 10 | 10 | North East Derbyshire | Derby, Derbyshire, Nottingham and Nottinghamshire | Sheffield City Region
NPg Planning Scenario | Number of electric HGVs | North East Lincolnshire | 0 | 0 | 3 | 10 | 20 | 32 | 49 | 98 | 181 | 295 | 443 | 624 | 839 | 1068 | 1315 | 1572 | 1846 | 2098 | 2326 | 2533 | 2715 | 2877 | 3003 | 3102 | 3174 | 3221 | 3238 | 3249 | 3258 | 3269 | 3277 | 3286 | North East Lincolnshire | Greater Lincolnshire | Humber
NPg Planning Scenario | Number of electric HGVs | North Lincolnshire | 0 | 0 | 5 | 11 | 22 | 34 | 50 | 102 | 188 | 310 | 464 | 653 | 878 | 1118 | 1374 | 1647 | 1934 | 2196 | 2436 | 2651 | 2845 | 3012 | 3145 | 3248 | 3326 | 3373 | 3392 | 3402 | 3414 | 3423 | 3431 | 3441 | North Lincolnshire | Greater Lincolnshire | Humber
NPg Planning Scenario | Number of electric HGVs | North Tyneside | 0 | 0 | 0 | 2 | 5 | 8 | 13 | 26 | 48 | 78 | 119 | 165 | 223 | 285 | 349 | 418 | 492 | 559 | 620 | 674 | 724 | 765 | 799 | 827 | 846 | 859 | 864 | 866 | 868 | 871 | 873 | 876 | North Tyneside | North Eastern
NPg Planning Scenario | Number of electric HGVs | Northumberland | 0 | 0 | 0 | 3 | 8 | 14 | 23 | 44 | 83 | 134 | 203 | 283 | 382 | 487 | 597 | 716 | 839 | 953 | 1058 | 1152 | 1236 | 1307 | 1366 | 1412 | 1446 | 1465 | 1475 | 1479 | 1483 | 1487 | 1493 | 1495 | Northumberland | North Eastern
NPg Planning Scenario | Number of electric HGVs | Pendle | 0 | 0 | 0 | 0 | 1 | 1 | 1 | 4 | 6 | 10 | 16 | 21 | 30 | 37 | 47 | 55 | 64 | 74 | 81 | 88 | 96 | 102 | 105 | 109 | 111 | 114 | 114 | 114 | 115 | 115 | 115 | 115 | Pendle | Lancashire
NPg Planning Scenario | Number of electric HGVs | Redcar and Cleveland | 0 | 0 | 3 | 6 | 13 | 19 | 28 | 58 | 108 | 177 | 267 | 375 | 505 | 643 | 789 | 945 | 1110 | 1262 | 1398 | 1522 | 1633 | 1731 | 1806 | 1866 | 1909 | 1935 | 1949 | 1954 | 1960 | 1965 | 1971 | 1977 | Redcar and Cleveland | Tees Valley
NPg Planning Scenario | Number of electric HGVs | Richmondshire | 0 | 0 | 0 | 2 | 3 | 6 | 8 | 19 | 34 | 55 | 83 | 116 | 156 | 197 | 243 | 291 | 342 | 389 | 432 | 469 | 504 | 533 | 556 | 574 | 589 | 597 | 601 | 603 | 603 | 607 | 607 | 609 | Richmondshire | York and North Yorkshire
NPg Planning Scenario | Number of electric HGVs | Rotherham | 0 | 0 | 2 | 9 | 19 | 30 | 43 | 88 | 162 | 267 | 402 | 565 | 760 | 965 | 1189 | 1422 | 1672 | 1897 | 2105 | 2292 | 2459 | 2606 | 2721 | 2807 | 2876 | 2916 | 2935 | 2941 | 2952 | 2960 | 2968 | 2976 | Rotherham | Sheffield City Region
NPg Planning Scenario | Number of electric HGVs | Ryedale | 0 | 0 | 0 | 1 | 2 | 3 | 4 | 9 | 16 | 25 | 39 | 55 | 73 | 94 | 115 | 138 | 161 | 184 | 204 | 222 | 238 | 252 | 263 | 272 | 278 | 283 | 284 | 284 | 286 | 287 | 287 | 289 | Ryedale | York and North Yorkshire
NPg Planning Scenario | Number of electric HGVs | Scarborough | 0 | 0 | 0 | 1 | 2 | 3 | 5 | 13 | 22 | 36 | 56 | 78 | 106 | 134 | 164 | 197 | 232 | 264 | 293 | 318 | 342 | 362 | 379 | 391 | 401 | 406 | 408 | 410 | 410 | 412 | 412 | 414 | Scarborough | York and North Yorkshire
NPg Planning Scenario | Number of electric HGVs | Selby | 0 | 0 | 2 | 8 | 13 | 21 | 31 | 63 | 116 | 191 | 287 | 404 | 544 | 693 | 852 | 1020 | 1197 | 1359 | 1509 | 1641 | 1761 | 1866 | 1947 | 2011 | 2057 | 2087 | 2100 | 2105 | 2112 | 2118 | 2125 | 2130 | Selby | Leeds City Region | York and North Yorkshire
NPg Planning Scenario | Number of electric HGVs | Sheffield | 0 | 0 | 1 | 7 | 15 | 25 | 34 | 71 | 137 | 219 | 332 | 464 | 624 | 798 | 979 | 1171 | 1376 | 1564 | 1734 | 1889 | 2025 | 2144 | 2238 | 2315 | 2365 | 2400 | 2414 | 2421 | 2427 | 2434 | 2442 | 2448 | Sheffield | Sheffield City Region
NPg Planning Scenario | Number of electric HGVs | South Tyneside | 0 | 0 | 0 | 2 | 3 | 7 | 10 | 19 | 34 | 57 | 86 | 121 | 163 | 206 | 254 | 304 | 356 | 407 | 451 | 490 | 526 | 557 | 582 | 600 | 614 | 625 | 627 | 630 | 632 | 634 | 635 | 637 | South Tyneside | North Eastern
NPg Planning Scenario | Number of electric HGVs | Stockton-on-Tees | 0 | 0 | 2 | 5 | 11 | 17 | 24 | 51 | 93 | 152 | 226 | 319 | 430 | 548 | 672 | 804 | 944 | 1073 | 1190 | 1295 | 1390 | 1472 | 1535 | 1587 | 1625 | 1648 | 1657 | 1662 | 1667 | 1672 | 1675 | 1682 | Stockton-on-Tees | Tees Valley
NPg Planning Scenario | Number of electric HGVs | Sunderland | 0 | 0 | 1 | 7 | 13 | 22 | 32 | 64 | 116 | 194 | 290 | 406 | 547 | 697 | 856 | 1027 | 1205 | 1369 | 1519 | 1653 | 1773 | 1880 | 1960 | 2027 | 2074 | 2102 | 2115 | 2122 | 2126 | 2134 | 2142 | 2146 | Sunderland | North Eastern
NPg Planning Scenario | Number of electric HGVs | Wakefield | 0 | 0 | 5 | 20 | 36 | 59 | 83 | 172 | 317 | 521 | 783 | 1102 | 1480 | 1886 | 2319 | 2776 | 3262 | 3703 | 4108 | 4470 | 4795 | 5079 | 5304 | 5478 | 5607 | 5687 | 5723 | 5739 | 5754 | 5771 | 5787 | 5804 | Wakefield | Leeds City Region
NPg Planning Scenario | Number of electric HGVs | West Lindsey | 0 | 0 | 0 | 1 | 2 | 3 | 6 | 13 | 23 | 38 | 57 | 80 | 109 | 137 | 169 | 203 | 239 | 270 | 299 | 327 | 350 | 370 | 387 | 398 | 408 | 414 | 417 | 417 | 418 | 421 | 421 | 423 | West Lindsey | Greater Lincolnshire
NPg Planning Scenario | Number of electric HGVs | York | 0 | 0 | 0 | 2 | 4 | 7 | 10 | 22 | 42 | 66 | 102 | 143 | 195 | 247 | 303 | 364 | 427 | 485 | 537 | 585 | 627 | 664 | 694 | 717 | 735 | 744 | 749 | 751 | 754 | 756 | 758 | 760 | York | Leeds City Region | York and North Yorkshire
NG FES - Steady Progression | Number of electric HGVs | Barnsley | 0 | 2 | 2 | 4 | 7 | 10 | 12 | 14 | 16 | 17 | 22 | 24 | 27 | 30 | 30 | 32 | 35 | 39 | 39 | 41 | 44 | 45 | 50 | 52 | 53 | 55 | 58 | 60 | 63 | 68 | 70 | 72 | Barnsley | Leeds City Region | Sheffield City Region
NG FES - Steady Progression | Number of electric HGVs | Bassetlaw | 0 | 0 | 0 | 0 | 1 | 2 | 2 | 2 | 2 | 2 | 2 | 2 | 2 | 2 | 3 | 3 | 3 | 4 | 4 | 4 | 4 | 4 | 4 | 6 | 6 | 6 | 6 | 6 | 6 | 7 | 7 | 8 | Bassetlaw | Derby, Derbyshire, Nottingham and Nottinghamshire | Sheffield City Region
NG FES - Steady Progression | Number of electric HGVs | Bradford | 0 | 4 | 4 | 5 | 7 | 13 | 16 | 19 | 24 | 25 | 28 | 31 | 33 | 35 | 39 | 44 | 46 | 50 | 54 | 57 | 60 | 64 | 67 | 71 | 74 | 77 | 79 | 84 | 86 | 90 | 91 | 101 | Bradford | Leeds City Region
NG FES - Steady Progression | Number of electric HGVs | Calderdale | 0 | 2 | 2 | 2 | 3 | 5 | 6 | 7 | 9 | 10 | 12 | 14 | 15 | 18 | 19 | 21 | 21 | 22 | 23 | 24 | 25 | 29 | 31 | 31 | 32 | 33 | 34 | 36 | 36 | 38 | 41 | 44 | Calderdale | Leeds City Region
NG FES - Steady Progression | Number of electric HGVs | County Durham | 0 | 3 | 4 | 6 | 9 | 15 | 19 | 24 | 28 | 30 | 37 | 42 | 47 | 50 | 52 | 57 | 63 | 66 | 68 | 73 | 78 | 80 | 87 | 89 | 93 | 100 | 104 | 109 | 112 | 116 | 121 | 123 | County Durham | North Eastern
NG FES - Steady Progression | Number of electric HGVs | Craven | 0 | 0 | 0 | 0 | 1 | 1 | 1 | 1 | 3 | 3 | 4 | 4 | 4 | 4 | 4 | 4 | 4 | 4 | 4 | 4 | 6 | 7 | 9 | 9 | 9 | 9 | 9 | 9 | 10 | 10 | 10 | 10 | Craven | Leeds City Region | York and North Yorkshire
NG FES - Steady Progression | Number of electric HGVs | Darlington | 0 | 2 | 2 | 3 | 4 | 5 | 7 | 9 | 11 | 14 | 16 | 18 | 20 | 20 | 22 | 25 | 26 | 28 | 29 | 31 | 33 | 34 | 36 | 37 | 39 | 42 | 43 | 46 | 47 | 48 | 51 | 53 | Darlington | Tees Valley
NG FES - Steady Progression | Number of electric HGVs | Doncaster | 0 | 9 | 9 | 12 | 14 | 19 | 23 | 28 | 32 | 37 | 40 | 46 | 50 | 54 | 59 | 63 | 66 | 71 | 77 | 80 | 85 | 89 | 93 | 100 | 105 | 110 | 114 | 121 | 124 | 129 | 132 | 138 | Doncaster | Sheffield City Region
NG FES - Steady Progression | Number of electric HGVs | East Lindsey | 0 | 0 | 0 | 0 | 0 | 0 | 0 | 0 | 1 | 1 | 1 | 1 | 1 | 1 | 1 | 1 | 1 | 1 | 1 | 1 | 1 | 1 | 2 | 2 | 2 | 2 | 2 | 2 | 2 | 3 | 3 | 3 | East Lindsey | Greater Lincolnshire
NG FES - Steady Progression | Number of electric HGVs | East Riding of Yorkshire | 0 | 6 | 6 | 7 | 14 | 21 | 22 | 25 | 27 | 32 | 37 | 42 | 46 | 52 | 56 | 60 | 61 | 67 | 71 | 73 | 79 | 82 | 87 | 92 | 97 | 101 | 104 | 109 | 113 | 119 | 123 | 127 | East Riding of Yorkshire | Humber | York and North Yorkshire
NG FES - Steady Progression | Number of electric HGVs | Gateshead | 0 | 2 | 3 | 6 | 8 | 12 | 15 | 17 | 20 | 22 | 24 | 27 | 32 | 35 | 40 | 41 | 44 | 46 | 49 | 53 | 55 | 59 | 61 | 64 | 67 | 71 | 75 | 77 | 79 | 83 | 85 | 89 | Gateshead | North Eastern
NG FES - Steady Progression | Number of electric HGVs | Hambleton | 0 | 0 | 1 | 2 | 2 | 5 | 8 | 8 | 9 | 10 | 10 | 14 | 15 | 17 | 18 | 18 | 20 | 21 | 23 | 23 | 25 | 28 | 30 | 30 | 31 | 34 | 34 | 35 | 38 | 38 | 39 | 42 | Hambleton | York and North Yorkshire
NG FES - Steady Progression | Number of electric HGVs | Harrogate | 0 | 2 | 2 | 2 | 5 | 6 | 10 | 11 | 13 | 15 | 17 | 18 | 20 | 20 | 24 | 26 | 29 | 30 | 32 | 34 | 35 | 38 | 39 | 41 | 44 | 46 | 47 | 49 | 50 | 53 | 55 | 57 | Harrogate | Leeds City Region | York and North Yorkshire
NG FES - Steady Progression | Number of electric HGVs | Hartlepool | 0 | 1 | 1 | 1 | 2 | 3 | 4 | 5 | 7 | 7 | 8 | 9 | 10 | 10 | 11 | 13 | 13 | 14 | 15 | 15 | 16 | 17 | 18 | 18 | 20 | 21 | 22 | 22 | 23 | 24 | 26 | 26 | Hartlepool | Tees Valley
NG FES - Steady Progression | Number of electric HGVs | High Peak | 0 | 0 | 0 | 0 | 0 | 0 | 0 | 0 | 0 | 0 | 0 | 0 | 0 | 0 | 0 | 0 | 1 | 1 | 1 | 1 | 1 | 1 | 1 | 1 | 1 | 1 | 1 | 1 | 1 | 1 | 1 | 1 | High Peak | Derby, Derbyshire, Nottingham and Nottinghamshire,
NG FES - Steady Progression | Number of electric HGVs | Kingston upon Hull, City of | 0 | 3 | 3 | 3 | 6 | 10 | 12 | 13 | 15 | 17 | 19 | 21 | 23 | 29 | 31 | 33 | 34 | 36 | 38 | 40 | 44 | 46 | 48 | 50 | 52 | 53 | 56 | 60 | 63 | 65 | 67 | 69 | Kingston upon Hull, City of | Humber
NG FES - Steady Progression | Number of electric HGVs | Kirklees | 0 | 6 | 6 | 7 | 10 | 12 | 15 | 17 | 23 | 25 | 31 | 35 | 37 | 38 | 44 | 47 | 48 | 54 | 56 | 56 | 61 | 65 | 71 | 74 | 77 | 80 | 84 | 85 | 92 | 94 | 97 | 101 | Kirklees | Leeds City Region
NG FES - Steady Progression | Number of electric HGVs | Leeds | 0 | 10 | 10 | 14 | 21 | 27 | 32 | 37 | 45 | 50 | 57 | 64 | 72 | 78 | 83 | 91 | 96 | 103 | 111 | 115 | 124 | 132 | 138 | 145 | 150 | 156 | 164 | 172 | 178 | 186 | 192 | 199 | Leeds | Leeds City Region
NG FES - Steady Progression | Number of electric HGVs | Middlesbrough | 0 | 1 | 1 | 2 | 3 | 4 | 6 | 6 | 7 | 9 | 10 | 11 | 13 | 14 | 15 | 16 | 17 | 18 | 19 | 20 | 21 | 22 | 23 | 25 | 25 | 27 | 28 | 29 | 30 | 32 | 33 | 34 | Middlesbrough | Tees Valley
NG FES - Steady Progression | Number of electric HGVs | Newcastle upon Tyne | 0 | 0 | 0 | 2 | 4 | 4 | 5 | 5 | 6 | 8 | 10 | 11 | 11 | 15 | 15 | 17 | 17 | 17 | 18 | 19 | 20 | 22 | 22 | 24 | 24 | 25 | 28 | 29 | 29 | 30 | 33 | 34 | Newcastle upon Tyne | North Eastern
NG FES - Steady Progression | Number of electric HGVs | North East Derbyshire | 0 | 0 | 0 | 0 | 0 | 0 | 0 | 0 | 0 | 0 | 0 | 0 | 0 | 0 | 0 | 0 | 0 | 0 | 0 | 0 | 0 | 0 | 0 | 0 | 0 | 0 | 0 | 0 | 0 | 0 | 0 | 0 | North East Derbyshire | Derby, Derbyshire, Nottingham and Nottinghamshire | Sheffield City Region
NG FES - Steady Progression | Number of electric HGVs | North East Lincolnshire | 0 | 6 | 6 | 8 | 10 | 13 | 16 | 18 | 21 | 24 | 28 | 32 | 37 | 40 | 42 | 46 | 49 | 51 | 55 | 58 | 60 | 64 | 67 | 69 | 73 | 76 | 78 | 82 | 86 | 89 | 93 | 98 | North East Lincolnshire | Greater Lincolnshire | Humber
NG FES - Steady Progression | Number of electric HGVs | North Lincolnshire | 0 | 6 | 6 | 8 | 11 | 14 | 17 | 19 | 24 | 26 | 32 | 33 | 37 | 41 | 43 | 47 | 48 | 52 | 55 | 59 | 63 | 66 | 70 | 75 | 76 | 82 | 86 | 87 | 91 | 95 | 98 | 102 | North Lincolnshire | Greater Lincolnshire | Humber
NG FES - Steady Progression | Number of electric HGVs | North Tyneside | 0 | 0 | 0 | 2 | 4 | 5 | 5 | 6 | 8 | 9 | 11 | 12 | 13 | 14 | 14 | 17 | 19 | 19 | 19 | 20 | 22 | 23 | 24 | 26 | 27 | 28 | 29 | 30 | 32 | 32 | 35 | 37 | North Tyneside | North Eastern
NG FES - Steady Progression | Number of electric HGVs | Northumberland | 0 | 1 | 1 | 3 | 3 | 7 | 8 | 12 | 13 | 14 | 17 | 19 | 23 | 24 | 26 | 27 | 29 | 33 | 36 | 38 | 38 | 41 | 41 | 43 | 45 | 48 | 49 | 50 | 53 | 56 | 61 | 63 | Northumberland | North Eastern
NG FES - Steady Progression | Number of electric HGVs | Pendle | 0 | 0 | 0 | 0 | 0 | 0 | 0 | 1 | 1 | 1 | 1 | 1 | 1 | 1 | 1 | 1 | 1 | 1 | 2 | 2 | 3 | 3 | 3 | 3 | 3 | 3 | 3 | 3 | 4 | 4 | 4 | 4 | Pendle | Lancashire
NG FES - Steady Progression | Number of electric HGVs | Redcar and Cleveland | 0 | 3 | 3 | 5 | 7 | 9 | 13 | 15 | 18 | 20 | 23 | 25 | 29 | 32 | 34 | 36 | 40 | 43 | 46 | 49 | 50 | 53 | 56 | 58 | 61 | 65 | 67 | 69 | 72 | 75 | 78 | 80 | Redcar and Cleveland | Tees Valley
NG FES - Steady Progression | Number of electric HGVs | Richmondshire | 0 | 0 | 0 | 2 | 2 | 3 | 3 | 4 | 6 | 6 | 7 | 8 | 8 | 10 | 10 | 11 | 12 | 12 | 12 | 15 | 16 | 17 | 18 | 19 | 19 | 19 | 21 | 22 | 22 | 23 | 25 | 26 | Richmondshire | York and North Yorkshire
NG FES - Steady Progression | Number of electric HGVs | Rotherham | 0 | 4 | 4 | 6 | 9 | 11 | 15 | 19 | 21 | 24 | 26 | 30 | 31 | 33 | 37 | 39 | 42 | 46 | 50 | 53 | 54 | 57 | 62 | 63 | 66 | 69 | 73 | 75 | 77 | 84 | 85 | 88 | Rotherham | Sheffield City Region
NG FES - Steady Progression | Number of electric HGVs | Ryedale | 0 | 0 | 0 | 1 | 1 | 2 | 2 | 2 | 3 | 3 | 3 | 4 | 4 | 4 | 4 | 5 | 6 | 6 | 6 | 7 | 7 | 7 | 8 | 9 | 9 | 9 | 9 | 10 | 10 | 10 | 12 | 12 | Ryedale | York and North Yorkshire
NG FES - Steady Progression | Number of electric HGVs | Scarborough | 0 | 0 | 0 | 1 | 1 | 1 | 2 | 2 | 3 | 3 | 4 | 5 | 5 | 5 | 5 | 7 | 8 | 9 | 9 | 10 | 10 | 10 | 11 | 13 | 13 | 13 | 15 | 15 | 15 | 15 | 17 | 18 | Scarborough | York and North Yorkshire
NG FES - Steady Progression | Number of electric HGVs | Selby | 0 | 3 | 3 | 5 | 9 | 9 | 10 | 13 | 13 | 17 | 20 | 22 | 22 | 24 | 28 | 29 | 31 | 33 | 36 | 38 | 40 | 42 | 44 | 46 | 48 | 50 | 52 | 54 | 58 | 60 | 61 | 63 | Selby | Leeds City Region | York and North Yorkshire
NG FES - Steady Progression | Number of electric HGVs | Sheffield | 0 | 3 | 3 | 4 | 7 | 9 | 9 | 15 | 15 | 19 | 22 | 24 | 25 | 28 | 32 | 32 | 34 | 35 | 37 | 41 | 46 | 47 | 51 | 51 | 54 | 58 | 59 | 62 | 65 | 66 | 68 | 71 | Sheffield | Sheffield City Region
NG FES - Steady Progression | Number of electric HGVs | South Tyneside | 0 | 0 | 0 | 1 | 2 | 3 | 3 | 4 | 7 | 7 | 7 | 7 | 10 | 11 | 11 | 11 | 13 | 14 | 14 | 14 | 17 | 18 | 18 | 18 | 19 | 20 | 20 | 22 | 24 | 25 | 25 | 27 | South Tyneside | North Eastern
NG FES - Steady Progression | Number of electric HGVs | Stockton-on-Tees | 0 | 2 | 3 | 3 | 7 | 7 | 11 | 13 | 14 | 17 | 20 | 23 | 24 | 27 | 29 | 32 | 35 | 38 | 39 | 41 | 42 | 45 | 46 | 50 | 52 | 54 | 57 | 58 | 62 | 64 | 66 | 68 | Stockton-on-Tees | Tees Valley
NG FES - Steady Progression | Number of electric HGVs | Sunderland | 0 | 3 | 3 | 5 | 7 | 11 | 15 | 18 | 20 | 22 | 23 | 28 | 32 | 35 | 36 | 39 | 42 | 46 | 50 | 53 | 55 | 57 | 60 | 63 | 66 | 71 | 74 | 76 | 79 | 82 | 85 | 89 | Sunderland | North Eastern
NG FES - Steady Progression | Number of electric HGVs | Wakefield | 0 | 9 | 8 | 13 | 20 | 24 | 29 | 35 | 40 | 46 | 50 | 56 | 66 | 68 | 72 | 78 | 81 | 89 | 97 | 102 | 108 | 112 | 118 | 124 | 128 | 136 | 141 | 150 | 154 | 161 | 167 | 172 | Wakefield | Leeds City Region
NG FES - Steady Progression | Number of electric HGVs | West Lindsey | 0 | 0 | 0 | 0 | 1 | 2 | 2 | 2 | 2 | 2 | 3 | 3 | 3 | 3 | 5 | 6 | 6 | 7 | 7 | 8 | 9 | 9 | 10 | 10 | 10 | 10 | 11 | 11 | 11 | 13 | 13 | 13 | West Lindsey | Greater Lincolnshire
NG FES - Steady Progression | Number of electric HGVs | York | 0 | 0 | 0 | 0 | 3 | 3 | 4 | 5 | 6 | 8 | 9 | 10 | 11 | 13 | 14 | 14 | 15 | 17 | 18 | 19 | 19 | 21 | 21 | 22 | 23 | 24 | 25 | 25 | 28 | 29 | 32 | 32 | York | Leeds City Region | York and North Yorkshire
NG FES - System Transformation | Number of electric HGVs | Barnsley | 0 | 2 | 7 | 12 | 16 | 24 | 29 | 33 | 41 | 50 | 56 | 68 | 77 | 85 | 100 | 112 | 126 | 137 | 155 | 169 | 187 | 206 | 226 | 247 | 270 | 295 | 320 | 351 | 377 | 406 | 424 | 427 | Barnsley | Leeds City Region | Sheffield City Region
NG FES - System Transformation | Number of electric HGVs | Bassetlaw | 0 | 0 | 1 | 2 | 2 | 2 | 2 | 3 | 4 | 4 | 6 | 7 | 8 | 9 | 10 | 11 | 13 | 14 | 16 | 17 | 19 | 21 | 23 | 24 | 27 | 30 | 32 | 35 | 39 | 41 | 43 | 43 | Bassetlaw | Derby, Derbyshire, Nottingham and Nottinghamshire | Sheffield City Region
NG FES - System Transformation | Number of electric HGVs | Bradford | 0 | 4 | 7 | 15 | 23 | 29 | 35 | 45 | 56 | 67 | 78 | 90 | 107 | 120 | 138 | 150 | 170 | 191 | 211 | 232 | 256 | 282 | 312 | 339 | 371 | 405 | 441 | 481 | 521 | 559 | 582 | 590 | Bradford | Leeds City Region
NG FES - System Transformation | Number of electric HGVs | Calderdale | 0 | 2 | 3 | 6 | 9 | 12 | 18 | 21 | 23 | 31 | 33 | 38 | 46 | 54 | 59 | 66 | 74 | 84 | 91 | 100 | 113 | 123 | 135 | 150 | 161 | 176 | 192 | 208 | 226 | 244 | 253 | 256 | Calderdale | Leeds City Region
NG FES - System Transformation | Number of electric HGVs | County Durham | 0 | 3 | 7 | 16 | 24 | 30 | 44 | 52 | 68 | 82 | 100 | 114 | 136 | 152 | 173 | 195 | 220 | 242 | 268 | 297 | 329 | 362 | 398 | 435 | 476 | 518 | 562 | 613 | 664 | 714 | 748 | 753 | County Durham | North Eastern
NG FES - System Transformation | Number of electric HGVs | Craven | 0 | 0 | 1 | 1 | 3 | 4 | 4 | 4 | 4 | 9 | 9 | 10 | 11 | 12 | 13 | 16 | 17 | 20 | 22 | 24 | 26 | 29 | 33 | 35 | 39 | 42 | 46 | 50 | 53 | 59 | 61 | 61 | Craven | Leeds City Region | York and North Yorkshire
NG FES - System Transformation | Number of electric HGVs | Darlington | 0 | 2 | 4 | 5 | 10 | 14 | 18 | 24 | 28 | 34 | 42 | 48 | 56 | 63 | 74 | 82 | 91 | 102 | 113 | 124 | 138 | 152 | 166 | 182 | 199 | 218 | 236 | 257 | 278 | 300 | 313 | 316 | Darlington | Tees Valley
NG FES - System Transformation | Number of electric HGVs | Doncaster | 0 | 9 | 14 | 22 | 32 | 43 | 53 | 65 | 80 | 93 | 111 | 131 | 148 | 168 | 194 | 214 | 240 | 269 | 296 | 330 | 363 | 398 | 438 | 479 | 523 | 572 | 619 | 674 | 732 | 789 | 823 | 831 | Doncaster | Sheffield City Region
NG FES - System Transformation | Number of electric HGVs | East Lindsey | 0 | 0 | 0 | 0 | 1 | 1 | 1 | 1 | 1 | 2 | 2 | 3 | 3 | 4 | 4 | 4 | 5 | 5 | 6 | 6 | 7 | 8 | 9 | 10 | 11 | 11 | 12 | 14 | 15 | 17 | 17 | 18 | East Lindsey | Greater Lincolnshire
NG FES - System Transformation | Number of electric HGVs | East Riding of Yorkshire | 0 | 6 | 13 | 21 | 27 | 39 | 52 | 60 | 73 | 89 | 103 | 121 | 136 | 161 | 179 | 201 | 226 | 249 | 278 | 307 | 337 | 372 | 407 | 447 | 490 | 534 | 579 | 628 | 680 | 733 | 766 | 775 | East Riding of Yorkshire | Humber | York and North Yorkshire
NG FES - System Transformation | Number of electric HGVs | Gateshead | 0 | 2 | 7 | 13 | 18 | 24 | 31 | 41 | 48 | 60 | 71 | 83 | 97 | 108 | 123 | 139 | 156 | 172 | 193 | 212 | 234 | 259 | 283 | 310 | 341 | 372 | 402 | 436 | 474 | 513 | 535 | 539 | Gateshead | North Eastern
NG FES - System Transformation | Number of electric HGVs | Hambleton | 0 | 0 | 2 | 7 | 8 | 10 | 15 | 18 | 23 | 28 | 34 | 38 | 45 | 52 | 58 | 64 | 72 | 82 | 90 | 100 | 110 | 121 | 133 | 146 | 158 | 174 | 188 | 206 | 222 | 240 | 250 | 252 | Hambleton | York and North Yorkshire
NG FES - System Transformation | Number of electric HGVs | Harrogate | 0 | 2 | 3 | 7 | 11 | 16 | 19 | 25 | 32 | 38 | 46 | 53 | 63 | 69 | 79 | 89 | 99 | 111 | 123 | 137 | 151 | 166 | 181 | 199 | 218 | 237 | 257 | 281 | 303 | 329 | 341 | 346 | Harrogate | Leeds City Region | York and North Yorkshire
NG FES - System Transformation | Number of electric HGVs | Hartlepool | 0 | 1 | 2 | 3 | 6 | 8 | 9 | 12 | 15 | 17 | 21 | 24 | 29 | 32 | 38 | 41 | 47 | 52 | 57 | 63 | 70 | 78 | 85 | 93 | 101 | 110 | 121 | 130 | 141 | 153 | 160 | 161 | Hartlepool | Tees Valley
NG FES - System Transformation | Number of electric HGVs | High Peak | 0 | 0 | 0 | 0 | 0 | 0 | 0 | 0 | 1 | 1 | 1 | 1 | 1 | 1 | 1 | 2 | 2 | 2 | 2 | 2 | 3 | 3 | 3 | 4 | 4 | 4 | 5 | 5 | 5 | 6 | 6 | 6 | High Peak | Derby, Derbyshire, Nottingham and Nottinghamshire,
NG FES - System Transformation | Number of electric HGVs | Kingston upon Hull, City of | 0 | 3 | 6 | 11 | 15 | 19 | 29 | 33 | 40 | 49 | 56 | 65 | 74 | 86 | 98 | 109 | 122 | 136 | 151 | 166 | 186 | 204 | 221 | 244 | 264 | 291 | 315 | 344 | 369 | 401 | 418 | 421 | Kingston upon Hull, City of | Humber
NG FES - System Transformation | Number of electric HGVs | Kirklees | 0 | 6 | 10 | 14 | 22 | 33 | 38 | 47 | 56 | 71 | 83 | 95 | 109 | 123 | 143 | 160 | 176 | 196 | 220 | 242 | 266 | 291 | 320 | 352 | 386 | 421 | 454 | 494 | 536 | 578 | 605 | 608 | Kirklees | Leeds City Region
NG FES - System Transformation | Number of electric HGVs | Leeds | 0 | 10 | 19 | 32 | 43 | 60 | 78 | 96 | 115 | 138 | 160 | 188 | 216 | 244 | 274 | 310 | 346 | 386 | 431 | 474 | 522 | 576 | 632 | 691 | 757 | 823 | 896 | 971 | 1053 | 1133 | 1188 | 1198 | Leeds | Leeds City Region
NG FES - System Transformation | Number of electric HGVs | Middlesbrough | 0 | 1 | 3 | 4 | 6 | 9 | 12 | 15 | 18 | 22 | 27 | 31 | 37 | 41 | 47 | 52 | 59 | 66 | 73 | 81 | 89 | 99 | 108 | 118 | 130 | 141 | 153 | 166 | 180 | 195 | 202 | 204 | Middlesbrough | Tees Valley
NG FES - System Transformation | Number of electric HGVs | Newcastle upon Tyne | 0 | 0 | 3 | 5 | 6 | 8 | 11 | 16 | 18 | 22 | 25 | 30 | 37 | 42 | 47 | 52 | 58 | 66 | 71 | 79 | 88 | 99 | 106 | 118 | 127 | 140 | 151 | 166 | 178 | 192 | 201 | 203 | Newcastle upon Tyne | North Eastern
NG FES - System Transformation | Number of electric HGVs | North East Derbyshire | 0 | 0 | 0 | 0 | 0 | 0 | 0 | 0 | 0 | 0 | 0 | 0 | 0 | 0 | 1 | 1 | 1 | 1 | 1 | 1 | 1 | 1 | 1 | 1 | 1 | 2 | 2 | 2 | 2 | 2 | 2 | 2 | North East Derbyshire | Derby, Derbyshire, Nottingham and Nottinghamshire | Sheffield City Region
NG FES - System Transformation | Number of electric HGVs | North East Lincolnshire | 0 | 6 | 10 | 15 | 21 | 28 | 40 | 47 | 57 | 67 | 78 | 90 | 108 | 120 | 136 | 152 | 171 | 189 | 210 | 233 | 255 | 282 | 310 | 339 | 370 | 404 | 440 | 478 | 517 | 559 | 583 | 588 | North East Lincolnshire | Greater Lincolnshire | Humber
NG FES - System Transformation | Number of electric HGVs | North Lincolnshire | 0 | 6 | 10 | 17 | 24 | 32 | 41 | 48 | 58 | 70 | 83 | 95 | 110 | 127 | 142 | 159 | 176 | 198 | 222 | 243 | 269 | 295 | 323 | 357 | 390 | 425 | 460 | 501 | 544 | 585 | 610 | 616 | North Lincolnshire | Greater Lincolnshire | Humber
NG FES - System Transformation | Number of electric HGVs | North Tyneside | 0 | 0 | 2 | 5 | 7 | 9 | 13 | 15 | 19 | 23 | 28 | 32 | 39 | 44 | 50 | 56 | 63 | 69 | 77 | 85 | 95 | 105 | 114 | 125 | 137 | 147 | 160 | 176 | 191 | 206 | 215 | 216 | North Tyneside | North Eastern
NG FES - System Transformation | Number of electric HGVs | Northumberland | 0 | 1 | 3 | 7 | 13 | 15 | 23 | 27 | 34 | 41 | 48 | 55 | 66 | 77 | 84 | 96 | 107 | 119 | 131 | 147 | 161 | 179 | 194 | 213 | 233 | 253 | 274 | 300 | 326 | 351 | 366 | 368 | Northumberland | North Eastern
NG FES - System Transformation | Number of electric HGVs | Pendle | 0 | 0 | 0 | 0 | 1 | 1 | 1 | 1 | 2 | 3 | 3 | 4 | 4 | 5 | 5 | 5 | 6 | 7 | 7 | 8 | 9 | 9 | 11 | 12 | 13 | 14 | 16 | 17 | 18 | 20 | 20 | 20 | Pendle | Lancashire
NG FES - System Transformation | Number of electric HGVs | Redcar and Cleveland | 0 | 3 | 6 | 10 | 16 | 21 | 28 | 35 | 46 | 54 | 65 | 75 | 87 | 100 | 113 | 126 | 141 | 157 | 174 | 193 | 214 | 235 | 257 | 283 | 308 | 336 | 365 | 396 | 430 | 464 | 483 | 487 | Redcar and Cleveland | Tees Valley
NG FES - System Transformation | Number of electric HGVs | Richmondshire | 0 | 0 | 2 | 3 | 6 | 7 | 8 | 10 | 12 | 17 | 19 | 23 | 27 | 31 | 35 | 39 | 44 | 48 | 54 | 60 | 66 | 72 | 79 | 87 | 95 | 103 | 113 | 122 | 132 | 143 | 150 | 151 | Richmondshire | York and North Yorkshire
NG FES - System Transformation | Number of electric HGVs | Rotherham | 0 | 4 | 8 | 14 | 21 | 28 | 33 | 41 | 51 | 62 | 71 | 84 | 94 | 110 | 122 | 137 | 154 | 171 | 190 | 211 | 233 | 255 | 281 | 308 | 335 | 367 | 399 | 433 | 469 | 507 | 529 | 533 | Rotherham | Sheffield City Region
NG FES - System Transformation | Number of electric HGVs | Ryedale | 0 | 0 | 1 | 2 | 2 | 3 | 4 | 4 | 6 | 7 | 9 | 10 | 13 | 15 | 17 | 18 | 21 | 22 | 25 | 28 | 29 | 35 | 37 | 41 | 44 | 47 | 52 | 57 | 61 | 66 | 69 | 70 | Ryedale | York and North Yorkshire
NG FES - System Transformation | Number of electric HGVs | Scarborough | 0 | 0 | 1 | 1 | 3 | 3 | 5 | 7 | 9 | 11 | 13 | 15 | 19 | 20 | 23 | 25 | 29 | 32 | 36 | 39 | 44 | 48 | 52 | 58 | 63 | 69 | 74 | 82 | 89 | 96 | 100 | 100 | Scarborough | York and North Yorkshire
NG FES - System Transformation | Number of electric HGVs | Selby | 0 | 3 | 8 | 10 | 13 | 20 | 24 | 30 | 37 | 45 | 51 | 60 | 68 | 77 | 88 | 99 | 112 | 124 | 137 | 151 | 167 | 185 | 202 | 222 | 242 | 264 | 287 | 311 | 337 | 365 | 378 | 384 | Selby | Leeds City Region | York and North Yorkshire
NG FES - System Transformation | Number of electric HGVs | Sheffield | 0 | 3 | 6 | 9 | 15 | 23 | 28 | 34 | 40 | 51 | 58 | 66 | 77 | 89 | 104 | 114 | 125 | 144 | 157 | 176 | 192 | 210 | 230 | 254 | 276 | 305 | 329 | 357 | 386 | 418 | 435 | 439 | Sheffield | Sheffield City Region
NG FES - System Transformation | Number of electric HGVs | South Tyneside | 0 | 0 | 2 | 3 | 4 | 7 | 10 | 11 | 14 | 18 | 20 | 25 | 28 | 32 | 36 | 41 | 45 | 52 | 55 | 62 | 70 | 75 | 83 | 92 | 99 | 108 | 116 | 127 | 138 | 150 | 155 | 157 | South Tyneside | North Eastern
NG FES - System Transformation | Number of electric HGVs | Stockton-on-Tees | 0 | 2 | 5 | 8 | 13 | 17 | 24 | 31 | 38 | 45 | 54 | 63 | 75 | 85 | 96 | 106 | 119 | 133 | 149 | 164 | 181 | 199 | 219 | 240 | 263 | 285 | 310 | 338 | 366 | 396 | 412 | 416 | Stockton-on-Tees | Tees Valley
NG FES - System Transformation | Number of electric HGVs | Sunderland | 0 | 3 | 7 | 13 | 18 | 22 | 30 | 39 | 46 | 58 | 71 | 81 | 96 | 110 | 121 | 138 | 153 | 171 | 189 | 211 | 232 | 254 | 279 | 307 | 334 | 363 | 397 | 430 | 468 | 505 | 525 | 529 | Sunderland | North Eastern
NG FES - System Transformation | Number of electric HGVs | Wakefield | 0 | 9 | 17 | 27 | 40 | 52 | 68 | 79 | 101 | 119 | 139 | 163 | 186 | 213 | 238 | 270 | 300 | 334 | 372 | 410 | 453 | 499 | 547 | 601 | 654 | 715 | 774 | 843 | 913 | 986 | 1028 | 1038 | Wakefield | Leeds City Region
NG FES - System Transformation | Number of electric HGVs | West Lindsey | 0 | 0 | 1 | 2 | 2 | 3 | 3 | 6 | 8 | 10 | 10 | 13 | 13 | 15 | 17 | 20 | 23 | 25 | 27 | 29 | 33 | 36 | 41 | 43 | 47 | 53 | 56 | 61 | 67 | 73 | 76 | 76 | West Lindsey | Greater Lincolnshire
NG FES - System Transformation | Number of electric HGVs | York | 0 | 0 | 2 | 4 | 5 | 9 | 10 | 14 | 17 | 21 | 24 | 29 | 34 | 39 | 44 | 48 | 55 | 61 | 66 | 75 | 82 | 92 | 98 | 109 | 117 | 129 | 140 | 153 | 165 | 179 | 185 | 189 | York | Leeds City Region | York and North Yorkshire
NG FES - Consumer Transformation | Total installed PV capacity - domestic (MW) | Barnsley | 17.837 | 17.925 | 18.853 | 20.162 | 21.823 | 24.04 | 28.873 | 33.613 | 38.36 | 43.116 | 47.863 | 52.578 | 57.662 | 62.729 | 67.825 | 72.943 | 78.158 | 83.586 | 89.103 | 94.539 | 99.976 | 105.639 | 111.329 | 117.052 | 122.805 | 128.586 | 134.403 | 140.246 | 146.123 | 152.031 | 152.796 | 152.592 | Barnsley | Leeds City Region | Sheffield City Region
NG FES - Consumer Transformation | Total installed PV capacity - domestic (MW) | Bassetlaw | 2.535 | 2.54 | 2.591 | 2.662 | 2.752 | 2.874 | 3.168 | 3.426 | 3.684 | 3.942 | 4.201 | 4.457 | 4.733 | 5.009 | 5.285 | 5.564 | 5.848 | 6.143 | 6.443 | 6.739 | 7.034 | 7.342 | 7.652 | 7.963 | 8.276 | 8.59 | 8.907 | 9.224 | 9.544 | 9.865 | 9.906 | 9.893 | Bassetlaw | Derby, Derbyshire, Nottingham and Nottinghamshire | Sheffield City Region
NG FES - Consumer Transformation | Total installed PV capacity - domestic (MW) | Bradford | 14.812 | 14.984 | 16.75 | 19.257 | 22.426 | 26.663 | 35.498 | 44.551 | 53.625 | 62.702 | 71.772 | 80.769 | 90.48 | 100.16 | 109.897 | 119.67 | 129.631 | 139.997 | 150.533 | 160.915 | 171.299 | 182.115 | 192.978 | 203.911 | 214.896 | 225.946 | 237.046 | 248.209 | 259.431 | 270.715 | 272.181 | 271.814 | Bradford | Leeds City Region
NG FES - Consumer Transformation | Total installed PV capacity - domestic (MW) | Calderdale | 7.682 | 7.76 | 8.563 | 9.702 | 11.145 | 13.072 | 17.112 | 21.233 | 25.359 | 29.491 | 33.618 | 37.712 | 42.133 | 46.534 | 50.964 | 55.412 | 59.942 | 64.659 | 69.454 | 74.178 | 78.904 | 83.826 | 88.77 | 93.742 | 98.743 | 103.767 | 108.821 | 113.899 | 119.006 | 124.138 | 124.804 | 124.64 | Calderdale | Leeds City Region
NG FES - Consumer Transformation | Total installed PV capacity - domestic (MW) | County Durham | 28.689 | 28.881 | 30.99 | 33.936 | 37.379 | 42.003 | 52.083 | 62.192 | 72.277 | 82.328 | 92.306 | 102.094 | 112.612 | 123.014 | 133.468 | 143.94 | 154.711 | 166.206 | 177.969 | 189.385 | 200.744 | 212.574 | 224.447 | 236.374 | 248.351 | 260.389 | 272.475 | 284.621 | 296.81 | 309.063 | 321.365 | 324.892 | County Durham | North Eastern
NG FES - Consumer Transformation | Total installed PV capacity - domestic (MW) | Craven | 2.206 | 2.241 | 2.595 | 3.096 | 3.729 | 4.578 | 6.33 | 8.142 | 9.957 | 11.775 | 13.588 | 15.389 | 17.33 | 19.267 | 21.216 | 23.171 | 25.164 | 27.237 | 29.346 | 31.422 | 33.501 | 35.665 | 37.838 | 40.026 | 42.223 | 44.434 | 46.654 | 48.887 | 51.134 | 53.391 | 53.683 | 53.612 | Craven | Leeds City Region | York and North Yorkshire
NG FES - Consumer Transformation | Total installed PV capacity - domestic (MW) | Darlington | 5.461 | 5.495 | 5.869 | 6.391 | 7.005 | 7.827 | 9.624 | 11.421 | 13.214 | 15 | 16.773 | 18.513 | 20.382 | 22.232 | 24.09 | 25.95 | 27.866 | 29.909 | 32.001 | 34.029 | 36.049 | 38.151 | 40.26 | 42.38 | 44.51 | 46.649 | 48.799 | 50.955 | 53.123 | 55.3 | 57.489 | 58.116 | Darlington | Tees Valley
NG FES - Consumer Transformation | Total installed PV capacity - domestic (MW) | Doncaster | 26.192 | 26.321 | 27.67 | 29.577 | 31.985 | 35.204 | 42.229 | 49.117 | 56.016 | 62.923 | 69.821 | 76.664 | 84.05 | 91.411 | 98.817 | 106.252 | 113.826 | 121.709 | 129.725 | 137.624 | 145.52 | 153.747 | 162.013 | 170.326 | 178.686 | 187.081 | 195.527 | 204.02 | 212.553 | 221.136 | 222.249 | 221.953 | Doncaster | Sheffield City Region
NG FES - Consumer Transformation | Total installed PV capacity - domestic (MW) | East Lindsey | 3.661 | 3.676 | 3.829 | 4.043 | 4.316 | 4.681 | 5.491 | 6.272 | 7.053 | 7.835 | 8.618 | 9.394 | 10.23 | 11.065 | 11.902 | 12.745 | 13.604 | 14.498 | 15.405 | 16.301 | 17.196 | 18.127 | 19.064 | 20.005 | 20.951 | 21.904 | 22.861 | 23.822 | 24.791 | 25.763 | 25.889 | 25.854 | East Lindsey | Greater Lincolnshire
NG FES - Consumer Transformation | Total installed PV capacity - domestic (MW) | East Riding of Yorkshire | 22.649 | 22.837 | 24.778 | 27.519 | 30.99 | 35.626 | 45.435 | 55.351 | 65.279 | 75.222 | 85.152 | 95.007 | 105.637 | 116.233 | 126.894 | 137.595 | 148.497 | 159.848 | 171.384 | 182.754 | 194.123 | 205.962 | 217.866 | 229.826 | 241.858 | 253.949 | 266.106 | 278.33 | 290.617 | 302.967 | 304.642 | 304.259 | East Riding of Yorkshire | Humber | York and North Yorkshire
NG FES - Consumer Transformation | Total installed PV capacity - domestic (MW) | Gateshead | 6.214 | 6.278 | 6.967 | 7.928 | 9.057 | 10.571 | 13.821 | 17.128 | 20.43 | 23.719 | 26.984 | 30.187 | 33.63 | 37.034 | 40.454 | 43.881 | 47.406 | 51.168 | 55.017 | 58.753 | 62.47 | 66.34 | 70.225 | 74.13 | 78.049 | 81.986 | 85.944 | 89.918 | 93.908 | 97.915 | 101.944 | 103.098 | Gateshead | North Eastern
NG FES - Consumer Transformation | Total installed PV capacity - domestic (MW) | Hambleton | 8.606 | 8.662 | 9.266 | 10.109 | 11.097 | 12.425 | 15.32 | 18.22 | 21.112 | 23.994 | 26.855 | 29.661 | 32.678 | 35.66 | 38.658 | 41.662 | 44.749 | 48.047 | 51.42 | 54.695 | 57.951 | 61.343 | 64.75 | 68.169 | 71.604 | 75.055 | 78.523 | 82.003 | 85.502 | 89.016 | 92.544 | 93.554 | Hambleton | York and North Yorkshire
NG FES - Consumer Transformation | Total installed PV capacity - domestic (MW) | Harrogate | 7.835 | 7.91 | 8.724 | 9.867 | 11.207 | 13.005 | 16.871 | 20.797 | 24.716 | 28.626 | 32.505 | 36.312 | 40.407 | 44.457 | 48.529 | 52.606 | 56.8 | 61.267 | 65.837 | 70.278 | 74.693 | 79.297 | 83.917 | 88.554 | 93.215 | 97.899 | 102.603 | 107.325 | 112.072 | 116.841 | 121.383 | 122.664 | Harrogate | Leeds City Region | York and North Yorkshire
NG FES - Consumer Transformation | Total installed PV capacity - domestic (MW) | Hartlepool | 4.621 | 4.651 | 4.983 | 5.447 | 5.989 | 6.718 | 8.308 | 9.901 | 11.489 | 13.073 | 14.646 | 16.187 | 17.844 | 19.483 | 21.13 | 22.78 | 24.477 | 26.288 | 28.141 | 29.94 | 31.73 | 33.593 | 35.465 | 37.342 | 39.231 | 41.127 | 43.031 | 44.944 | 46.865 | 48.794 | 50.734 | 51.289 | Hartlepool | Tees Valley
NG FES - Consumer Transformation | Total installed PV capacity - domestic (MW) | High Peak | 0.29 | 0.29 | 0.296 | 0.304 | 0.315 | 0.329 | 0.363 | 0.392 | 0.422 | 0.452 | 0.482 | 0.512 | 0.543 | 0.575 | 0.607 | 0.639 | 0.672 | 0.706 | 0.741 | 0.775 | 0.809 | 0.845 | 0.88 | 0.916 | 0.952 | 0.989 | 1.025 | 1.062 | 1.099 | 1.136 | 1.141 | 1.139 | High Peak | Derby, Derbyshire, Nottingham and Nottinghamshire,
NG FES - Consumer Transformation | Total installed PV capacity - domestic (MW) | Kingston upon Hull, City of | 9.458 | 9.55 | 10.513 | 11.877 | 13.6 | 15.901 | 20.735 | 25.66 | 30.592 | 35.53 | 40.46 | 45.356 | 50.636 | 55.901 | 61.195 | 66.51 | 71.928 | 77.565 | 83.293 | 88.942 | 94.588 | 100.47 | 106.38 | 112.323 | 118.296 | 124.304 | 130.344 | 136.415 | 142.517 | 148.652 | 149.449 | 149.249 | Kingston upon Hull, City of | Humber
NG FES - Consumer Transformation | Total installed PV capacity - domestic (MW) | Kirklees | 20.219 | 20.371 | 21.984 | 24.262 | 27.141 | 30.993 | 39.159 | 47.392 | 55.636 | 63.887 | 72.13 | 80.31 | 89.138 | 97.937 | 106.783 | 115.667 | 124.722 | 134.145 | 143.721 | 153.158 | 162.594 | 172.427 | 182.306 | 192.24 | 202.222 | 212.262 | 222.356 | 232.504 | 242.706 | 252.96 | 254.288 | 253.95 | Kirklees | Leeds City Region
NG FES - Consumer Transformation | Total installed PV capacity - domestic (MW) | Leeds | 24.624 | 24.876 | 27.562 | 31.356 | 36.151 | 42.561 | 55.987 | 69.693 | 83.427 | 97.177 | 110.905 | 124.532 | 139.236 | 153.89 | 168.625 | 183.425 | 198.51 | 214.203 | 230.151 | 245.877 | 261.601 | 277.971 | 294.428 | 310.974 | 327.611 | 344.331 | 361.146 | 378.048 | 395.036 | 412.115 | 414.338 | 413.78 | Leeds | Leeds City Region
NG FES - Consumer Transformation | Total installed PV capacity - domestic (MW) | Middlesbrough | 5.197 | 5.243 | 5.717 | 6.377 | 7.151 | 8.188 | 10.431 | 12.699 | 14.962 | 17.216 | 19.454 | 21.651 | 24.011 | 26.345 | 28.691 | 31.04 | 33.457 | 36.036 | 38.676 | 41.238 | 43.786 | 46.439 | 49.102 | 51.78 | 54.468 | 57.167 | 59.88 | 62.605 | 65.341 | 68.089 | 70.85 | 71.642 | Middlesbrough | Tees Valley
NG FES - Consumer Transformation | Total installed PV capacity - domestic (MW) | Newcastle upon Tyne | 8.044 | 8.127 | 9.016 | 10.261 | 11.719 | 13.675 | 17.877 | 22.15 | 26.417 | 30.666 | 34.888 | 39.028 | 43.477 | 47.878 | 52.298 | 56.726 | 61.284 | 66.145 | 71.122 | 75.951 | 80.753 | 85.757 | 90.778 | 95.823 | 100.891 | 105.983 | 111.094 | 116.229 | 121.389 | 126.567 | 131.774 | 133.265 | Newcastle upon Tyne | North Eastern
NG FES - Consumer Transformation | Total installed PV capacity - domestic (MW) | North East Derbyshire | 0.886 | 0.891 | 0.937 | 1.002 | 1.084 | 1.195 | 1.436 | 1.671 | 1.907 | 2.144 | 2.38 | 2.614 | 2.867 | 3.12 | 3.373 | 3.628 | 3.887 | 4.157 | 4.431 | 4.701 | 4.972 | 5.254 | 5.537 | 5.822 | 6.108 | 6.395 | 6.684 | 6.975 | 7.268 | 7.561 | 7.6 | 7.59 | North East Derbyshire | Derby, Derbyshire, Nottingham and Nottinghamshire | Sheffield City Region
NG FES - Consumer Transformation | Total installed PV capacity - domestic (MW) | North East Lincolnshire | 8.468 | 8.541 | 9.292 | 10.353 | 11.694 | 13.489 | 17.28 | 21.118 | 24.962 | 28.81 | 32.653 | 36.468 | 40.582 | 44.684 | 48.812 | 52.953 | 57.176 | 61.569 | 66.032 | 70.435 | 74.836 | 79.42 | 84.025 | 88.659 | 93.313 | 97.994 | 102.701 | 107.432 | 112.189 | 116.97 | 117.592 | 117.434 | North East Lincolnshire | Greater Lincolnshire | Humber
NG FES - Consumer Transformation | Total installed PV capacity - domestic (MW) | North Lincolnshire | 21.845 | 21.938 | 22.906 | 24.274 | 26.002 | 28.309 | 33.417 | 38.355 | 43.303 | 48.261 | 53.21 | 58.123 | 63.417 | 68.701 | 74.016 | 79.349 | 84.785 | 90.439 | 96.19 | 101.856 | 107.524 | 113.426 | 119.357 | 125.319 | 131.316 | 137.343 | 143.403 | 149.496 | 155.618 | 161.775 | 162.575 | 162.357 | North Lincolnshire | Greater Lincolnshire | Humber
NG FES - Consumer Transformation | Total installed PV capacity - domestic (MW) | North Tyneside | 9.716 | 9.783 | 10.517 | 11.546 | 12.749 | 14.362 | 17.878 | 21.405 | 24.925 | 28.434 | 31.915 | 35.331 | 39.003 | 42.635 | 46.282 | 49.938 | 53.697 | 57.709 | 61.817 | 65.8 | 69.765 | 73.894 | 78.038 | 82.201 | 86.384 | 90.584 | 94.802 | 99.041 | 103.298 | 107.574 | 111.866 | 113.099 | North Tyneside | North Eastern
NG FES - Consumer Transformation | Total installed PV capacity - domestic (MW) | Northumberland | 22.421 | 22.569 | 24.216 | 26.521 | 29.216 | 32.833 | 40.714 | 48.619 | 56.507 | 64.37 | 72.174 | 79.831 | 88.059 | 96.195 | 104.369 | 112.56 | 120.983 | 129.976 | 139.178 | 148.105 | 156.99 | 166.242 | 175.526 | 184.855 | 194.225 | 203.639 | 213.093 | 222.592 | 232.128 | 241.712 | 251.336 | 254.096 | Northumberland | North Eastern
NG FES - Consumer Transformation | Total installed PV capacity - domestic (MW) | Pendle | 0.67 | 0.674 | 0.707 | 0.754 | 0.815 | 0.895 | 1.07 | 1.241 | 1.412 | 1.584 | 1.757 | 1.925 | 2.109 | 2.293 | 2.477 | 2.662 | 2.851 | 3.046 | 3.246 | 3.443 | 3.638 | 3.843 | 4.049 | 4.255 | 4.462 | 4.672 | 4.882 | 5.093 | 5.306 | 5.519 | 5.546 | 5.539 | Pendle | Lancashire
NG FES - Consumer Transformation | Total installed PV capacity - domestic (MW) | Redcar and Cleveland | 7.041 | 7.095 | 7.696 | 8.537 | 9.521 | 10.841 | 13.702 | 16.588 | 19.469 | 22.339 | 25.188 | 27.983 | 30.985 | 33.956 | 36.942 | 39.93 | 43.005 | 46.288 | 49.647 | 52.907 | 56.15 | 59.527 | 62.918 | 66.323 | 69.744 | 73.179 | 76.631 | 80.099 | 83.58 | 87.079 | 90.591 | 91.599 | Redcar and Cleveland | Tees Valley
NG FES - Consumer Transformation | Total installed PV capacity - domestic (MW) | Richmondshire | 3.873 | 3.905 | 4.257 | 4.747 | 5.324 | 6.096 | 7.766 | 9.454 | 11.138 | 12.817 | 14.483 | 16.118 | 17.876 | 19.612 | 21.359 | 23.108 | 24.908 | 26.827 | 28.793 | 30.698 | 32.596 | 34.572 | 36.556 | 38.548 | 40.55 | 42.559 | 44.577 | 46.606 | 48.643 | 50.689 | 52.743 | 53.333 | Richmondshire | York and North Yorkshire
NG FES - Consumer Transformation | Total installed PV capacity - domestic (MW) | Rotherham | 18.419 | 18.519 | 19.563 | 21.042 | 22.912 | 25.408 | 30.821 | 36.161 | 41.513 | 46.87 | 52.223 | 57.53 | 63.256 | 68.968 | 74.71 | 80.477 | 86.352 | 92.469 | 98.684 | 104.811 | 110.937 | 117.316 | 123.73 | 130.176 | 136.658 | 143.173 | 149.724 | 156.309 | 162.93 | 169.585 | 170.449 | 170.22 | Rotherham | Sheffield City Region
NG FES - Consumer Transformation | Total installed PV capacity - domestic (MW) | Ryedale | 4.885 | 4.922 | 5.352 | 5.952 | 6.656 | 7.601 | 9.644 | 11.706 | 13.765 | 15.817 | 17.856 | 19.856 | 22.003 | 24.13 | 26.268 | 28.408 | 30.61 | 32.957 | 35.359 | 37.691 | 40.01 | 42.426 | 44.851 | 47.289 | 49.736 | 52.194 | 54.664 | 57.145 | 59.637 | 62.141 | 64.556 | 65.241 | Ryedale | York and North Yorkshire
NG FES - Consumer Transformation | Total installed PV capacity - domestic (MW) | Scarborough | 6.155 | 6.204 | 6.739 | 7.488 | 8.368 | 9.547 | 12.1 | 14.678 | 17.248 | 19.813 | 22.361 | 24.861 | 27.548 | 30.208 | 32.881 | 35.556 | 38.309 | 41.241 | 44.241 | 47.157 | 50.053 | 53.074 | 56.105 | 59.151 | 62.211 | 65.285 | 68.374 | 71.473 | 74.589 | 77.717 | 80.672 | 81.505 | Scarborough | York and North Yorkshire
NG FES - Consumer Transformation | Total installed PV capacity - domestic (MW) | Selby | 3.608 | 3.652 | 4.108 | 4.75 | 5.564 | 6.649 | 8.913 | 11.238 | 13.568 | 15.899 | 18.225 | 20.534 | 23.027 | 25.51 | 28.009 | 30.518 | 33.072 | 35.733 | 38.438 | 41.103 | 43.769 | 46.545 | 49.334 | 52.137 | 54.957 | 57.793 | 60.643 | 63.509 | 66.387 | 69.284 | 69.687 | 69.604 | Selby | Leeds City Region | York and North Yorkshire
NG FES - Consumer Transformation | Total installed PV capacity - domestic (MW) | Sheffield | 17.782 | 17.957 | 19.812 | 22.44 | 25.76 | 30.195 | 39.504 | 48.989 | 58.491 | 68.004 | 77.503 | 86.931 | 97.105 | 107.251 | 117.449 | 127.692 | 138.127 | 148.99 | 160.022 | 170.906 | 181.783 | 193.11 | 204.499 | 215.954 | 227.462 | 239.034 | 250.666 | 262.363 | 274.122 | 285.94 | 287.476 | 287.091 | Sheffield | Sheffield City Region
NG FES - Consumer Transformation | Total installed PV capacity - domestic (MW) | South Tyneside | 7.469 | 7.513 | 8.022 | 8.73 | 9.558 | 10.673 | 13.107 | 15.54 | 17.968 | 20.387 | 22.788 | 25.147 | 27.676 | 30.18 | 32.697 | 35.216 | 37.81 | 40.578 | 43.41 | 46.158 | 48.891 | 51.738 | 54.597 | 57.467 | 60.351 | 63.249 | 66.157 | 69.082 | 72.015 | 74.963 | 77.925 | 78.775 | South Tyneside | North Eastern
NG FES - Consumer Transformation | Total installed PV capacity - domestic (MW) | Stockton-on-Tees | 10.486 | 10.553 | 11.274 | 12.284 | 13.465 | 15.048 | 18.512 | 21.974 | 25.428 | 28.872 | 32.287 | 35.639 | 39.243 | 42.808 | 46.388 | 49.975 | 53.664 | 57.602 | 61.633 | 65.542 | 69.432 | 73.485 | 77.551 | 81.638 | 85.74 | 89.863 | 94.003 | 98.163 | 102.341 | 106.536 | 110.75 | 111.958 | Stockton-on-Tees | Tees Valley
NG FES - Consumer Transformation | Total installed PV capacity - domestic (MW) | Sunderland | 19.651 | 19.742 | 20.748 | 22.155 | 23.801 | 26.008 | 30.914 | 35.741 | 40.558 | 45.359 | 50.123 | 54.8 | 59.823 | 64.793 | 69.781 | 74.784 | 79.928 | 85.419 | 91.037 | 96.489 | 101.913 | 107.563 | 113.232 | 118.928 | 124.651 | 130.399 | 136.173 | 141.971 | 147.795 | 153.645 | 159.522 | 161.207 | Sunderland | North Eastern
NG FES - Consumer Transformation | Total installed PV capacity - domestic (MW) | Wakefield | 18.669 | 18.799 | 20.188 | 22.147 | 24.624 | 27.94 | 34.994 | 42.079 | 49.173 | 56.276 | 63.373 | 70.41 | 78.004 | 85.579 | 93.192 | 100.838 | 108.63 | 116.739 | 124.982 | 133.104 | 141.226 | 149.688 | 158.188 | 166.736 | 175.333 | 183.972 | 192.66 | 201.391 | 210.17 | 218.994 | 220.14 | 219.846 | Wakefield | Leeds City Region
NG FES - Consumer Transformation | Total installed PV capacity - domestic (MW) | West Lindsey | 6.219 | 6.233 | 6.387 | 6.601 | 6.873 | 7.236 | 8.097 | 8.875 | 9.651 | 10.431 | 11.21 | 11.984 | 12.818 | 13.649 | 14.485 | 15.324 | 16.179 | 17.069 | 17.973 | 18.865 | 19.756 | 20.687 | 21.618 | 22.558 | 23.501 | 24.449 | 25.403 | 26.361 | 27.326 | 28.295 | 28.42 | 28.381 | West Lindsey | Greater Lincolnshire
NG FES - Consumer Transformation | Total installed PV capacity - domestic (MW) | York | 10.71 | 10.78 | 11.548 | 12.62 | 13.878 | 15.564 | 19.242 | 22.927 | 26.603 | 30.267 | 33.904 | 37.471 | 41.306 | 45.096 | 48.909 | 52.728 | 56.652 | 60.844 | 65.131 | 69.294 | 73.433 | 77.742 | 82.073 | 86.42 | 90.789 | 95.173 | 99.581 | 104.009 | 108.454 | 112.917 | 117.403 | 118.69 | York | Leeds City Region | York and North Yorkshire
NG FES - Leading the Way | Total installed PV capacity - domestic (MW) | Barnsley | 17.837 | 17.925 | 18.786 | 20.064 | 21.596 | 23.685 | 28.406 | 33.017 | 37.661 | 42.285 | 46.885 | 51.464 | 56.363 | 61.239 | 66.196 | 71.179 | 76.165 | 81.44 | 86.86 | 92.189 | 97.549 | 103.052 | 108.574 | 114.125 | 119.709 | 125.321 | 130.967 | 136.642 | 142.35 | 148.086 | 148.684 | 148.305 | Barnsley | Leeds City Region | Sheffield City Region
NG FES - Leading the Way | Total installed PV capacity - domestic (MW) | Bassetlaw | 2.535 | 2.54 | 2.587 | 2.657 | 2.74 | 2.854 | 3.147 | 3.397 | 3.65 | 3.902 | 4.152 | 4.401 | 4.668 | 4.932 | 5.202 | 5.473 | 5.744 | 6.031 | 6.325 | 6.616 | 6.907 | 7.206 | 7.506 | 7.808 | 8.112 | 8.417 | 8.725 | 9.032 | 9.343 | 9.655 | 9.687 | 9.662 | Bassetlaw | Derby, Derbyshire, Nottingham and Nottinghamshire | Sheffield City Region
NG FES - Leading the Way | Total installed PV capacity - domestic (MW) | Bradford | 14.812 | 14.984 | 16.629 | 19.067 | 21.995 | 25.982 | 34.552 | 43.359 | 52.227 | 61.055 | 69.841 | 78.591 | 87.946 | 97.265 | 106.728 | 116.239 | 125.764 | 135.837 | 146.191 | 156.368 | 166.607 | 177.117 | 187.66 | 198.264 | 208.929 | 219.65 | 230.43 | 241.269 | 252.168 | 263.123 | 264.265 | 263.588 | Bradford | Leeds City Region
NG FES - Leading the Way | Total installed PV capacity - domestic (MW) | Calderdale | 7.682 | 7.76 | 8.505 | 9.616 | 10.949 | 12.764 | 16.684 | 20.689 | 24.729 | 28.744 | 32.742 | 36.724 | 40.979 | 45.218 | 49.527 | 53.852 | 58.188 | 62.771 | 67.48 | 72.111 | 76.77 | 81.554 | 86.35 | 91.177 | 96.028 | 100.907 | 105.81 | 110.743 | 115.704 | 120.687 | 121.209 | 120.897 | Calderdale | Leeds City Region
NG FES - Leading the Way | Total installed PV capacity - domestic (MW) | County Durham | 28.689 | 28.881 | 30.958 | 33.884 | 36.925 | 41.149 | 50.822 | 60.529 | 70.296 | 79.94 | 89.469 | 98.884 | 108.855 | 118.706 | 128.781 | 138.885 | 148.963 | 159.967 | 171.422 | 182.513 | 193.662 | 205.004 | 216.357 | 227.761 | 239.219 | 250.73 | 262.294 | 273.918 | 285.587 | 297.316 | 309.096 | 312.105 | County Durham | North Eastern
NG FES - Leading the Way | Total installed PV capacity - domestic (MW) | Craven | 2.206 | 2.241 | 2.57 | 3.059 | 3.643 | 4.442 | 6.139 | 7.901 | 9.675 | 11.441 | 13.2 | 14.951 | 16.822 | 18.685 | 20.579 | 22.482 | 24.387 | 26.403 | 28.474 | 30.511 | 32.558 | 34.662 | 36.771 | 38.893 | 41.026 | 43.172 | 45.328 | 47.497 | 49.678 | 51.869 | 52.097 | 51.964 | Craven | Leeds City Region | York and North Yorkshire
NG FES - Leading the Way | Total installed PV capacity - domestic (MW) | Darlington | 5.461 | 5.495 | 5.864 | 6.384 | 6.923 | 7.675 | 9.4 | 11.125 | 12.862 | 14.576 | 16.268 | 17.942 | 19.715 | 21.466 | 23.258 | 25.051 | 26.845 | 28.799 | 30.836 | 32.807 | 34.79 | 36.805 | 38.822 | 40.851 | 42.887 | 44.931 | 46.988 | 49.055 | 51.129 | 53.214 | 55.307 | 55.841 | Darlington | Tees Valley
NG FES - Leading the Way | Total installed PV capacity - domestic (MW) | Doncaster | 26.192 | 26.321 | 27.571 | 29.428 | 31.656 | 34.689 | 41.556 | 48.255 | 54.998 | 61.716 | 68.396 | 75.051 | 82.167 | 89.25 | 96.453 | 103.687 | 110.934 | 118.593 | 126.468 | 134.209 | 141.995 | 149.992 | 158.011 | 166.076 | 174.184 | 182.342 | 190.541 | 198.785 | 207.074 | 215.407 | 216.272 | 215.721 | Doncaster | Sheffield City Region
NG FES - Leading the Way | Total installed PV capacity - domestic (MW) | East Lindsey | 3.661 | 3.676 | 3.819 | 4.028 | 4.279 | 4.622 | 5.419 | 6.176 | 6.94 | 7.701 | 8.461 | 9.213 | 10.019 | 10.821 | 11.638 | 12.456 | 13.278 | 14.146 | 15.037 | 15.914 | 16.797 | 17.704 | 18.612 | 19.526 | 20.445 | 21.369 | 22.296 | 23.232 | 24.17 | 25.115 | 25.214 | 25.149 | East Lindsey | Greater Lincolnshire
NG FES - Leading the Way | Total installed PV capacity - domestic (MW) | East Riding of Yorkshire | 22.649 | 22.837 | 24.639 | 27.313 | 30.516 | 34.884 | 44.413 | 54.058 | 63.769 | 73.436 | 83.056 | 92.635 | 102.872 | 113.068 | 123.43 | 133.846 | 144.274 | 155.302 | 166.64 | 177.776 | 188.988 | 200.497 | 212.04 | 223.651 | 235.326 | 247.062 | 258.863 | 270.728 | 282.658 | 294.655 | 295.972 | 295.239 | East Riding of Yorkshire | Humber | York and North Yorkshire
NG FES - Leading the Way | Total installed PV capacity - domestic (MW) | Gateshead | 6.214 | 6.278 | 6.955 | 7.916 | 8.911 | 10.292 | 13.405 | 16.582 | 19.777 | 22.935 | 26.051 | 29.134 | 32.397 | 35.62 | 38.917 | 42.222 | 45.523 | 49.121 | 52.871 | 56.501 | 60.15 | 63.861 | 67.576 | 71.309 | 75.058 | 78.825 | 82.608 | 86.412 | 90.231 | 94.071 | 97.925 | 98.907 | Gateshead | North Eastern
NG FES - Leading the Way | Total installed PV capacity - domestic (MW) | Hambleton | 8.606 | 8.662 | 9.255 | 10.096 | 10.969 | 12.179 | 14.958 | 17.743 | 20.544 | 23.311 | 26.042 | 28.741 | 31.602 | 34.427 | 37.316 | 40.213 | 43.103 | 46.259 | 49.544 | 52.725 | 55.923 | 59.174 | 62.427 | 65.701 | 68.985 | 72.285 | 75.603 | 78.936 | 82.283 | 85.646 | 89.024 | 89.885 | Hambleton | York and North Yorkshire
NG FES - Leading the Way | Total installed PV capacity - domestic (MW) | Harrogate | 7.835 | 7.91 | 8.71 | 9.842 | 11.03 | 12.676 | 16.383 | 20.157 | 23.955 | 27.71 | 31.415 | 35.081 | 38.966 | 42.805 | 46.732 | 50.667 | 54.597 | 58.877 | 63.33 | 67.645 | 71.982 | 76.399 | 80.817 | 85.258 | 89.72 | 94.201 | 98.707 | 103.232 | 107.778 | 112.345 | 116.687 | 117.773 | Harrogate | Leeds City Region | York and North Yorkshire
NG FES - Leading the Way | Total installed PV capacity - domestic (MW) | Hartlepool | 4.621 | 4.651 | 4.978 | 5.44 | 5.919 | 6.583 | 8.109 | 9.639 | 11.177 | 12.697 | 14.198 | 15.681 | 17.254 | 18.805 | 20.393 | 21.983 | 23.572 | 25.305 | 27.11 | 28.858 | 30.614 | 32.401 | 34.19 | 35.985 | 37.791 | 39.606 | 41.427 | 43.258 | 45.097 | 46.944 | 48.801 | 49.275 | Hartlepool | Tees Valley
NG FES - Leading the Way | Total installed PV capacity - domestic (MW) | High Peak | 0.29 | 0.29 | 0.296 | 0.304 | 0.313 | 0.326 | 0.36 | 0.389 | 0.418 | 0.447 | 0.476 | 0.505 | 0.536 | 0.566 | 0.598 | 0.629 | 0.66 | 0.693 | 0.727 | 0.761 | 0.794 | 0.829 | 0.864 | 0.898 | 0.934 | 0.969 | 1.004 | 1.04 | 1.076 | 1.112 | 1.115 | 1.113 | High Peak | Derby, Derbyshire, Nottingham and Nottinghamshire,
NG FES - Leading the Way | Total installed PV capacity - domestic (MW) | Kingston upon Hull, City of | 9.458 | 9.55 | 10.445 | 11.77 | 13.364 | 15.532 | 20.225 | 25.015 | 29.838 | 34.64 | 39.417 | 44.172 | 49.26 | 54.329 | 59.477 | 64.65 | 69.831 | 75.309 | 80.937 | 86.473 | 92.037 | 97.755 | 103.491 | 109.256 | 115.056 | 120.888 | 126.749 | 132.642 | 138.571 | 144.528 | 145.15 | 144.777 | Kingston upon Hull, City of | Humber
NG FES - Leading the Way | Total installed PV capacity - domestic (MW) | Kirklees | 20.219 | 20.371 | 21.867 | 24.087 | 26.748 | 30.374 | 38.32 | 46.325 | 54.388 | 62.415 | 70.399 | 78.351 | 86.849 | 95.317 | 103.926 | 112.569 | 121.23 | 130.383 | 139.794 | 149.044 | 158.351 | 167.905 | 177.49 | 187.127 | 196.819 | 206.566 | 216.363 | 226.214 | 236.124 | 246.081 | 247.121 | 246.484 | Kirklees | Leeds City Region
NG FES - Leading the Way | Total installed PV capacity - domestic (MW) | Leeds | 24.624 | 24.876 | 27.369 | 31.062 | 35.497 | 41.532 | 54.559 | 67.896 | 81.326 | 94.686 | 107.989 | 121.234 | 135.401 | 149.501 | 163.843 | 178.238 | 192.663 | 207.916 | 223.59 | 238.993 | 254.496 | 270.407 | 286.378 | 302.429 | 318.577 | 334.807 | 351.132 | 367.542 | 384.045 | 400.632 | 402.365 | 401.328 | Leeds | Leeds City Region
NG FES - Leading the Way | Total installed PV capacity - domestic (MW) | Middlesbrough | 5.197 | 5.243 | 5.709 | 6.365 | 7.049 | 7.996 | 10.147 | 12.324 | 14.515 | 16.68 | 18.818 | 20.93 | 23.168 | 25.377 | 27.638 | 29.905 | 32.166 | 34.636 | 37.205 | 39.694 | 42.195 | 44.74 | 47.286 | 49.845 | 52.418 | 55 | 57.594 | 60.202 | 62.82 | 65.452 | 68.096 | 68.769 | Middlesbrough | Tees Valley
NG FES - Leading the Way | Total installed PV capacity - domestic (MW) | Newcastle upon Tyne | 8.044 | 8.127 | 9.002 | 10.24 | 11.529 | 13.313 | 17.338 | 21.444 | 25.577 | 29.654 | 33.685 | 37.666 | 41.884 | 46.049 | 50.31 | 54.588 | 58.85 | 63.502 | 68.347 | 73.039 | 77.755 | 82.552 | 87.353 | 92.176 | 97.023 | 101.893 | 106.784 | 111.698 | 116.636 | 121.597 | 126.58 | 127.85 | Newcastle upon Tyne | North Eastern
NG FES - Leading the Way | Total installed PV capacity - domestic (MW) | North East Derbyshire | 0.886 | 0.891 | 0.933 | 0.997 | 1.074 | 1.177 | 1.412 | 1.641 | 1.872 | 2.102 | 2.331 | 2.559 | 2.803 | 3.045 | 3.292 | 3.54 | 3.788 | 4.05 | 4.32 | 4.585 | 4.851 | 5.126 | 5.4 | 5.676 | 5.954 | 6.233 | 6.514 | 6.796 | 7.08 | 7.365 | 7.395 | 7.376 | North East Derbyshire | Derby, Derbyshire, Nottingham and Nottinghamshire | Sheffield City Region
NG FES - Leading the Way | Total installed PV capacity - domestic (MW) | North East Lincolnshire | 8.468 | 8.541 | 9.236 | 10.272 | 11.51 | 13.199 | 16.885 | 20.618 | 24.375 | 28.117 | 31.841 | 35.551 | 39.514 | 43.462 | 47.477 | 51.504 | 55.544 | 59.812 | 64.199 | 68.514 | 72.852 | 77.307 | 81.776 | 86.27 | 90.79 | 95.333 | 99.904 | 104.498 | 109.117 | 113.761 | 114.245 | 113.949 | North East Lincolnshire | Greater Lincolnshire | Humber
NG FES - Leading the Way | Total installed PV capacity - domestic (MW) | North Lincolnshire | 21.845 | 21.938 | 22.835 | 24.169 | 25.768 | 27.941 | 32.939 | 37.747 | 42.585 | 47.403 | 52.198 | 56.971 | 62.076 | 67.16 | 72.329 | 77.518 | 82.716 | 88.212 | 93.861 | 99.418 | 105.004 | 110.74 | 116.494 | 122.28 | 128.098 | 133.95 | 139.835 | 145.749 | 151.698 | 157.676 | 158.298 | 157.894 | North Lincolnshire | Greater Lincolnshire | Humber
NG FES - Leading the Way | Total installed PV capacity - domestic (MW) | North Tyneside | 9.716 | 9.783 | 10.508 | 11.528 | 12.59 | 14.064 | 17.436 | 20.824 | 24.235 | 27.6 | 30.926 | 34.212 | 37.693 | 41.128 | 44.645 | 48.174 | 51.692 | 55.533 | 59.529 | 63.402 | 67.294 | 71.251 | 75.215 | 79.194 | 83.193 | 87.21 | 91.249 | 95.304 | 99.38 | 103.472 | 107.583 | 108.634 | North Tyneside | North Eastern
NG FES - Leading the Way | Total installed PV capacity - domestic (MW) | Northumberland | 22.421 | 22.569 | 24.191 | 26.481 | 28.859 | 32.162 | 39.728 | 47.319 | 54.959 | 62.503 | 69.955 | 77.32 | 85.121 | 92.824 | 100.703 | 108.606 | 116.492 | 125.096 | 134.052 | 142.729 | 151.452 | 160.323 | 169.199 | 178.119 | 187.081 | 196.086 | 205.133 | 214.22 | 223.351 | 232.524 | 241.738 | 244.088 | Northumberland | North Eastern
NG FES - Leading the Way | Total installed PV capacity - domestic (MW) | Pendle | 0.67 | 0.674 | 0.705 | 0.751 | 0.806 | 0.882 | 1.053 | 1.219 | 1.387 | 1.554 | 1.72 | 1.886 | 2.063 | 2.239 | 2.418 | 2.598 | 2.778 | 2.969 | 3.165 | 3.357 | 3.55 | 3.75 | 3.949 | 4.15 | 4.352 | 4.554 | 4.758 | 4.963 | 5.169 | 5.376 | 5.398 | 5.384 | Pendle | Lancashire
NG FES - Leading the Way | Total installed PV capacity - domestic (MW) | Redcar and Cleveland | 7.041 | 7.095 | 7.687 | 8.524 | 9.393 | 10.598 | 13.341 | 16.113 | 18.902 | 21.656 | 24.377 | 27.065 | 29.912 | 32.724 | 35.601 | 38.486 | 41.364 | 44.506 | 47.776 | 50.943 | 54.128 | 57.365 | 60.606 | 63.863 | 67.134 | 70.422 | 73.724 | 77.042 | 80.374 | 83.723 | 87.087 | 87.945 | Redcar and Cleveland | Tees Valley
NG FES - Leading the Way | Total installed PV capacity - domestic (MW) | Richmondshire | 3.873 | 3.905 | 4.252 | 4.739 | 5.248 | 5.954 | 7.553 | 9.175 | 10.805 | 12.419 | 14.009 | 15.582 | 17.246 | 18.892 | 20.575 | 22.263 | 23.946 | 25.784 | 27.698 | 29.549 | 31.412 | 33.307 | 35.204 | 37.108 | 39.022 | 40.945 | 42.877 | 44.817 | 46.768 | 48.726 | 50.693 | 51.196 | Richmondshire | York and North Yorkshire
NG FES - Leading the Way | Total installed PV capacity - domestic (MW) | Rotherham | 18.419 | 18.519 | 19.489 | 20.93 | 22.656 | 25.011 | 30.29 | 35.485 | 40.719 | 45.926 | 51.11 | 56.269 | 61.79 | 67.284 | 72.871 | 78.483 | 84.101 | 90.044 | 96.152 | 102.157 | 108.197 | 114.396 | 120.616 | 126.874 | 133.163 | 139.488 | 145.849 | 152.245 | 158.672 | 165.137 | 165.812 | 165.386 | Rotherham | Sheffield City Region
NG FES - Leading the Way | Total installed PV capacity - domestic (MW) | Ryedale | 4.885 | 4.922 | 5.344 | 5.94 | 6.564 | 7.428 | 9.386 | 11.369 | 13.363 | 15.335 | 17.28 | 19.206 | 21.245 | 23.26 | 25.321 | 27.388 | 29.45 | 31.698 | 34.037 | 36.302 | 38.581 | 40.899 | 43.219 | 45.551 | 47.894 | 50.247 | 52.611 | 54.987 | 57.375 | 59.772 | 62.082 | 62.662 | Ryedale | York and North Yorkshire
NG FES - Leading the Way | Total installed PV capacity - domestic (MW) | Scarborough | 6.155 | 6.204 | 6.728 | 7.472 | 8.252 | 9.332 | 11.783 | 14.259 | 16.752 | 19.216 | 21.65 | 24.056 | 26.606 | 29.128 | 31.706 | 34.288 | 36.867 | 39.68 | 42.598 | 45.432 | 48.282 | 51.179 | 54.08 | 56.995 | 59.925 | 62.867 | 65.824 | 68.794 | 71.78 | 74.778 | 77.602 | 78.305 | Scarborough | York and North Yorkshire
NG FES - Leading the Way | Total installed PV capacity - domestic (MW) | Selby | 3.608 | 3.652 | 4.073 | 4.701 | 5.453 | 6.475 | 8.67 | 10.93 | 13.207 | 15.472 | 17.728 | 19.971 | 22.372 | 24.762 | 27.192 | 29.633 | 32.076 | 34.661 | 37.318 | 39.931 | 42.558 | 45.255 | 47.961 | 50.683 | 53.419 | 56.17 | 58.937 | 61.718 | 64.513 | 67.325 | 67.646 | 67.483 | Selby | Leeds City Region | York and North Yorkshire
NG FES - Leading the Way | Total installed PV capacity - domestic (MW) | Sheffield | 17.782 | 17.957 | 19.683 | 22.241 | 25.305 | 29.483 | 38.515 | 47.742 | 57.039 | 66.284 | 75.49 | 84.657 | 94.456 | 104.215 | 114.139 | 124.104 | 134.082 | 144.637 | 155.483 | 166.146 | 176.869 | 187.881 | 198.928 | 210.04 | 221.214 | 232.447 | 243.743 | 255.097 | 266.517 | 277.992 | 279.19 | 278.475 | Sheffield | Sheffield City Region
NG FES - Leading the Way | Total installed PV capacity - domestic (MW) | South Tyneside | 7.469 | 7.513 | 8.013 | 8.718 | 9.45 | 10.467 | 12.804 | 15.14 | 17.492 | 19.812 | 22.107 | 24.374 | 26.774 | 29.143 | 31.57 | 34.001 | 36.428 | 39.078 | 41.833 | 44.504 | 47.188 | 49.917 | 52.649 | 55.394 | 58.154 | 60.924 | 63.708 | 66.505 | 69.315 | 72.137 | 74.972 | 75.696 | South Tyneside | North Eastern
NG FES - Leading the Way | Total installed PV capacity - domestic (MW) | Stockton-on-Tees | 10.486 | 10.553 | 11.263 | 12.266 | 13.309 | 14.753 | 18.08 | 21.404 | 24.749 | 28.054 | 31.316 | 34.542 | 37.958 | 41.333 | 44.782 | 48.244 | 51.696 | 55.466 | 59.39 | 63.19 | 67.008 | 70.893 | 74.778 | 78.686 | 82.612 | 86.556 | 90.517 | 94.498 | 98.494 | 102.514 | 106.55 | 107.579 | Stockton-on-Tees | Tees Valley
NG FES - Leading the Way | Total installed PV capacity - domestic (MW) | Sunderland | 19.651 | 19.742 | 20.732 | 22.13 | 23.584 | 25.601 | 30.317 | 34.954 | 39.617 | 44.224 | 48.775 | 53.272 | 58.033 | 62.738 | 67.551 | 72.375 | 77.189 | 82.445 | 87.915 | 93.211 | 98.537 | 103.954 | 109.373 | 114.823 | 120.293 | 125.791 | 131.315 | 136.865 | 142.44 | 148.04 | 153.667 | 155.101 | Sunderland | North Eastern
NG FES - Leading the Way | Total installed PV capacity - domestic (MW) | Wakefield | 18.669 | 18.799 | 20.088 | 21.996 | 24.287 | 27.407 | 34.273 | 41.167 | 48.104 | 55.009 | 61.881 | 68.725 | 76.044 | 83.329 | 90.734 | 98.179 | 105.63 | 113.508 | 121.607 | 129.568 | 137.575 | 145.797 | 154.048 | 162.34 | 170.684 | 179.072 | 187.503 | 195.981 | 204.508 | 213.078 | 213.973 | 213.422 | Wakefield | Leeds City Region
NG FES - Leading the Way | Total installed PV capacity - domestic (MW) | West Lindsey | 6.219 | 6.233 | 6.374 | 6.584 | 6.835 | 7.178 | 8.029 | 8.784 | 9.547 | 10.304 | 11.059 | 11.811 | 12.614 | 13.414 | 14.226 | 15.045 | 15.862 | 16.726 | 17.614 | 18.489 | 19.368 | 20.271 | 21.176 | 22.087 | 23.003 | 23.923 | 24.85 | 25.781 | 26.716 | 27.657 | 27.755 | 27.685 | West Lindsey | Greater Lincolnshire
NG FES - Leading the Way | Total installed PV capacity - domestic (MW) | York | 10.71 | 10.78 | 11.536 | 12.602 | 13.713 | 15.252 | 18.781 | 22.32 | 25.882 | 29.397 | 32.87 | 36.303 | 39.938 | 43.528 | 47.202 | 50.883 | 54.558 | 58.57 | 62.746 | 66.788 | 70.851 | 74.986 | 79.123 | 83.283 | 87.456 | 91.655 | 95.869 | 100.105 | 104.361 | 108.634 | 112.931 | 114.025 | York | Leeds City Region | York and North Yorkshire
NPg Planning Scenario | Total installed PV capacity - domestic (MW) | Barnsley | 17.837 | 17.925 | 18.786 | 20.064 | 21.596 | 23.685 | 28.406 | 33.017 | 37.661 | 42.285 | 46.885 | 51.464 | 56.363 | 61.239 | 66.196 | 71.179 | 76.165 | 81.44 | 86.86 | 92.189 | 97.549 | 103.052 | 108.574 | 114.125 | 119.709 | 125.321 | 130.967 | 136.642 | 142.35 | 148.086 | 148.684 | 148.305 | Barnsley | Leeds City Region | Sheffield City Region
NPg Planning Scenario | Total installed PV capacity - domestic (MW) | Bassetlaw | 2.535 | 2.54 | 2.587 | 2.657 | 2.74 | 2.854 | 3.147 | 3.397 | 3.65 | 3.902 | 4.152 | 4.401 | 4.668 | 4.932 | 5.202 | 5.473 | 5.744 | 6.031 | 6.325 | 6.616 | 6.907 | 7.206 | 7.506 | 7.808 | 8.112 | 8.417 | 8.725 | 9.032 | 9.343 | 9.655 | 9.687 | 9.662 | Bassetlaw | Derby, Derbyshire, Nottingham and Nottinghamshire | Sheffield City Region
NPg Planning Scenario | Total installed PV capacity - domestic (MW) | Bradford | 14.812 | 14.984 | 16.629 | 19.067 | 21.995 | 25.982 | 34.552 | 43.359 | 52.227 | 61.055 | 69.841 | 78.591 | 87.946 | 97.265 | 106.728 | 116.239 | 125.764 | 135.837 | 146.191 | 156.368 | 166.607 | 177.117 | 187.66 | 198.264 | 208.929 | 219.65 | 230.43 | 241.269 | 252.168 | 263.123 | 264.265 | 263.588 | Bradford | Leeds City Region
NPg Planning Scenario | Total installed PV capacity - domestic (MW) | Calderdale | 7.682 | 7.76 | 8.505 | 9.616 | 10.949 | 12.764 | 16.684 | 20.689 | 24.729 | 28.744 | 32.742 | 36.724 | 40.979 | 45.218 | 49.527 | 53.852 | 58.188 | 62.771 | 67.48 | 72.111 | 76.77 | 81.554 | 86.35 | 91.177 | 96.028 | 100.907 | 105.81 | 110.743 | 115.704 | 120.687 | 121.209 | 120.897 | Calderdale | Leeds City Region
NPg Planning Scenario | Total installed PV capacity - domestic (MW) | County Durham | 28.689 | 28.881 | 30.958 | 33.884 | 36.925 | 41.149 | 50.822 | 60.529 | 70.296 | 79.94 | 89.469 | 98.884 | 108.855 | 118.706 | 128.781 | 138.885 | 148.963 | 159.967 | 171.422 | 182.513 | 193.662 | 205.004 | 216.357 | 227.761 | 239.219 | 250.73 | 262.294 | 273.918 | 285.587 | 297.316 | 309.096 | 312.105 | County Durham | North Eastern
NPg Planning Scenario | Total installed PV capacity - domestic (MW) | Craven | 2.206 | 2.241 | 2.57 | 3.059 | 3.643 | 4.442 | 6.139 | 7.901 | 9.675 | 11.441 | 13.2 | 14.951 | 16.822 | 18.685 | 20.579 | 22.482 | 24.387 | 26.403 | 28.474 | 30.511 | 32.558 | 34.662 | 36.771 | 38.893 | 41.026 | 43.172 | 45.328 | 47.497 | 49.678 | 51.869 | 52.097 | 51.964 | Craven | Leeds City Region | York and North Yorkshire
NPg Planning Scenario | Total installed PV capacity - domestic (MW) | Darlington | 5.461 | 5.495 | 5.864 | 6.384 | 6.923 | 7.675 | 9.4 | 11.125 | 12.862 | 14.576 | 16.268 | 17.942 | 19.715 | 21.466 | 23.258 | 25.051 | 26.845 | 28.799 | 30.836 | 32.807 | 34.79 | 36.805 | 38.822 | 40.851 | 42.887 | 44.931 | 46.988 | 49.055 | 51.129 | 53.214 | 55.307 | 55.841 | Darlington | Tees Valley
NPg Planning Scenario | Total installed PV capacity - domestic (MW) | Doncaster | 26.192 | 26.321 | 27.571 | 29.428 | 31.656 | 34.689 | 41.556 | 48.255 | 54.998 | 61.716 | 68.396 | 75.051 | 82.167 | 89.25 | 96.453 | 103.687 | 110.934 | 118.593 | 126.468 | 134.209 | 141.995 | 149.992 | 158.011 | 166.076 | 174.184 | 182.342 | 190.541 | 198.785 | 207.074 | 215.407 | 216.272 | 215.721 | Doncaster | Sheffield City Region
NPg Planning Scenario | Total installed PV capacity - domestic (MW) | East Lindsey | 3.661 | 3.676 | 3.819 | 4.028 | 4.279 | 4.622 | 5.419 | 6.176 | 6.94 | 7.701 | 8.461 | 9.213 | 10.019 | 10.821 | 11.638 | 12.456 | 13.278 | 14.146 | 15.037 | 15.914 | 16.797 | 17.704 | 18.612 | 19.526 | 20.445 | 21.369 | 22.296 | 23.232 | 24.17 | 25.115 | 25.214 | 25.149 | East Lindsey | Greater Lincolnshire
NPg Planning Scenario | Total installed PV capacity - domestic (MW) | East Riding of Yorkshire | 22.649 | 22.837 | 24.639 | 27.313 | 30.516 | 34.884 | 44.413 | 54.058 | 63.769 | 73.436 | 83.056 | 92.635 | 102.872 | 113.068 | 123.43 | 133.846 | 144.274 | 155.302 | 166.64 | 177.776 | 188.988 | 200.497 | 212.04 | 223.651 | 235.326 | 247.062 | 258.863 | 270.728 | 282.658 | 294.655 | 295.972 | 295.239 | East Riding of Yorkshire | Humber | York and North Yorkshire
NPg Planning Scenario | Total installed PV capacity - domestic (MW) | Gateshead | 6.214 | 6.278 | 6.955 | 7.916 | 8.911 | 10.292 | 13.405 | 16.582 | 19.777 | 22.935 | 26.051 | 29.134 | 32.397 | 35.62 | 38.917 | 42.222 | 45.523 | 49.121 | 52.871 | 56.501 | 60.15 | 63.861 | 67.576 | 71.309 | 75.058 | 78.825 | 82.608 | 86.412 | 90.231 | 94.071 | 97.925 | 98.907 | Gateshead | North Eastern
NPg Planning Scenario | Total installed PV capacity - domestic (MW) | Hambleton | 8.606 | 8.662 | 9.255 | 10.096 | 10.969 | 12.179 | 14.958 | 17.743 | 20.544 | 23.311 | 26.042 | 28.741 | 31.602 | 34.427 | 37.316 | 40.213 | 43.103 | 46.259 | 49.544 | 52.725 | 55.923 | 59.174 | 62.427 | 65.701 | 68.985 | 72.285 | 75.603 | 78.936 | 82.283 | 85.646 | 89.024 | 89.885 | Hambleton | York and North Yorkshire
NPg Planning Scenario | Total installed PV capacity - domestic (MW) | Harrogate | 7.835 | 7.91 | 8.71 | 9.842 | 11.03 | 12.676 | 16.383 | 20.157 | 23.955 | 27.71 | 31.415 | 35.081 | 38.966 | 42.805 | 46.732 | 50.667 | 54.597 | 58.877 | 63.33 | 67.645 | 71.982 | 76.399 | 80.817 | 85.258 | 89.72 | 94.201 | 98.707 | 103.232 | 107.778 | 112.345 | 116.687 | 117.773 | Harrogate | Leeds City Region | York and North Yorkshire
NPg Planning Scenario | Total installed PV capacity - domestic (MW) | Hartlepool | 4.621 | 4.651 | 4.978 | 5.44 | 5.919 | 6.583 | 8.109 | 9.639 | 11.177 | 12.697 | 14.198 | 15.681 | 17.254 | 18.805 | 20.393 | 21.983 | 23.572 | 25.305 | 27.11 | 28.858 | 30.614 | 32.401 | 34.19 | 35.985 | 37.791 | 39.606 | 41.427 | 43.258 | 45.097 | 46.944 | 48.801 | 49.275 | Hartlepool | Tees Valley
NPg Planning Scenario | Total installed PV capacity - domestic (MW) | High Peak | 0.29 | 0.29 | 0.296 | 0.304 | 0.313 | 0.326 | 0.36 | 0.389 | 0.418 | 0.447 | 0.476 | 0.505 | 0.536 | 0.566 | 0.598 | 0.629 | 0.66 | 0.693 | 0.727 | 0.761 | 0.794 | 0.829 | 0.864 | 0.898 | 0.934 | 0.969 | 1.004 | 1.04 | 1.076 | 1.112 | 1.115 | 1.113 | High Peak | Derby, Derbyshire, Nottingham and Nottinghamshire,
NPg Planning Scenario | Total installed PV capacity - domestic (MW) | Kingston upon Hull, City of | 9.458 | 9.55 | 10.445 | 11.77 | 13.364 | 15.532 | 20.225 | 25.015 | 29.838 | 34.64 | 39.417 | 44.172 | 49.26 | 54.329 | 59.477 | 64.65 | 69.831 | 75.309 | 80.937 | 86.473 | 92.037 | 97.755 | 103.491 | 109.256 | 115.056 | 120.888 | 126.749 | 132.642 | 138.571 | 144.528 | 145.15 | 144.777 | Kingston upon Hull, City of | Humber
NPg Planning Scenario | Total installed PV capacity - domestic (MW) | Kirklees | 20.219 | 20.371 | 21.867 | 24.087 | 26.748 | 30.374 | 38.32 | 46.325 | 54.388 | 62.415 | 70.399 | 78.351 | 86.849 | 95.317 | 103.926 | 112.569 | 121.23 | 130.383 | 139.794 | 149.044 | 158.351 | 167.905 | 177.49 | 187.127 | 196.819 | 206.566 | 216.363 | 226.214 | 236.124 | 246.081 | 247.121 | 246.484 | Kirklees | Leeds City Region
NPg Planning Scenario | Total installed PV capacity - domestic (MW) | Leeds | 24.624 | 24.876 | 27.369 | 31.062 | 35.497 | 41.532 | 54.559 | 67.896 | 81.326 | 94.686 | 107.989 | 121.234 | 135.401 | 149.501 | 163.843 | 178.238 | 192.663 | 207.916 | 223.59 | 238.993 | 254.496 | 270.407 | 286.378 | 302.429 | 318.577 | 334.807 | 351.132 | 367.542 | 384.045 | 400.632 | 402.365 | 401.328 | Leeds | Leeds City Region
NPg Planning Scenario | Total installed PV capacity - domestic (MW) | Middlesbrough | 5.197 | 5.243 | 5.709 | 6.365 | 7.049 | 7.996 | 10.147 | 12.324 | 14.515 | 16.68 | 18.818 | 20.93 | 23.168 | 25.377 | 27.638 | 29.905 | 32.166 | 34.636 | 37.205 | 39.694 | 42.195 | 44.74 | 47.286 | 49.845 | 52.418 | 55 | 57.594 | 60.202 | 62.82 | 65.452 | 68.096 | 68.769 | Middlesbrough | Tees Valley
NPg Planning Scenario | Total installed PV capacity - domestic (MW) | Newcastle upon Tyne | 8.044 | 8.127 | 9.002 | 10.24 | 11.529 | 13.313 | 17.338 | 21.444 | 25.577 | 29.654 | 33.685 | 37.666 | 41.884 | 46.049 | 50.31 | 54.588 | 58.85 | 63.502 | 68.347 | 73.039 | 77.755 | 82.552 | 87.353 | 92.176 | 97.023 | 101.893 | 106.784 | 111.698 | 116.636 | 121.597 | 126.58 | 127.85 | Newcastle upon Tyne | North Eastern
NPg Planning Scenario | Total installed PV capacity - domestic (MW) | North East Derbyshire | 0.886 | 0.891 | 0.933 | 0.997 | 1.074 | 1.177 | 1.412 | 1.641 | 1.872 | 2.102 | 2.331 | 2.559 | 2.803 | 3.045 | 3.292 | 3.54 | 3.788 | 4.05 | 4.32 | 4.585 | 4.851 | 5.126 | 5.4 | 5.676 | 5.954 | 6.233 | 6.514 | 6.796 | 7.08 | 7.365 | 7.395 | 7.376 | North East Derbyshire | Derby, Derbyshire, Nottingham and Nottinghamshire | Sheffield City Region
NPg Planning Scenario | Total installed PV capacity - domestic (MW) | North East Lincolnshire | 8.468 | 8.541 | 9.236 | 10.272 | 11.51 | 13.199 | 16.885 | 20.618 | 24.375 | 28.117 | 31.841 | 35.551 | 39.514 | 43.462 | 47.477 | 51.504 | 55.544 | 59.812 | 64.199 | 68.514 | 72.852 | 77.307 | 81.776 | 86.27 | 90.79 | 95.333 | 99.904 | 104.498 | 109.117 | 113.761 | 114.245 | 113.949 | North East Lincolnshire | Greater Lincolnshire | Humber
NPg Planning Scenario | Total installed PV capacity - domestic (MW) | North Lincolnshire | 21.845 | 21.938 | 22.835 | 24.169 | 25.768 | 27.941 | 32.939 | 37.747 | 42.585 | 47.403 | 52.198 | 56.971 | 62.076 | 67.16 | 72.329 | 77.518 | 82.716 | 88.212 | 93.861 | 99.418 | 105.004 | 110.74 | 116.494 | 122.28 | 128.098 | 133.95 | 139.835 | 145.749 | 151.698 | 157.676 | 158.298 | 157.894 | North Lincolnshire | Greater Lincolnshire | Humber
NPg Planning Scenario | Total installed PV capacity - domestic (MW) | North Tyneside | 9.716 | 9.783 | 10.508 | 11.528 | 12.59 | 14.064 | 17.436 | 20.824 | 24.235 | 27.6 | 30.926 | 34.212 | 37.693 | 41.128 | 44.645 | 48.174 | 51.692 | 55.533 | 59.529 | 63.402 | 67.294 | 71.251 | 75.215 | 79.194 | 83.193 | 87.21 | 91.249 | 95.304 | 99.38 | 103.472 | 107.583 | 108.634 | North Tyneside | North Eastern
NPg Planning Scenario | Total installed PV capacity - domestic (MW) | Northumberland | 22.421 | 22.569 | 24.191 | 26.481 | 28.859 | 32.162 | 39.728 | 47.319 | 54.959 | 62.503 | 69.955 | 77.32 | 85.121 | 92.824 | 100.703 | 108.606 | 116.492 | 125.096 | 134.052 | 142.729 | 151.452 | 160.323 | 169.199 | 178.119 | 187.081 | 196.086 | 205.133 | 214.22 | 223.351 | 232.524 | 241.738 | 244.088 | Northumberland | North Eastern
NPg Planning Scenario | Total installed PV capacity - domestic (MW) | Pendle | 0.67 | 0.674 | 0.705 | 0.751 | 0.806 | 0.882 | 1.053 | 1.219 | 1.387 | 1.554 | 1.72 | 1.886 | 2.063 | 2.239 | 2.418 | 2.598 | 2.778 | 2.969 | 3.165 | 3.357 | 3.55 | 3.75 | 3.949 | 4.15 | 4.352 | 4.554 | 4.758 | 4.963 | 5.169 | 5.376 | 5.398 | 5.384 | Pendle | Lancashire
NPg Planning Scenario | Total installed PV capacity - domestic (MW) | Redcar and Cleveland | 7.041 | 7.095 | 7.687 | 8.524 | 9.393 | 10.598 | 13.341 | 16.113 | 18.902 | 21.656 | 24.377 | 27.065 | 29.912 | 32.724 | 35.601 | 38.486 | 41.364 | 44.506 | 47.776 | 50.943 | 54.128 | 57.365 | 60.606 | 63.863 | 67.134 | 70.422 | 73.724 | 77.042 | 80.374 | 83.723 | 87.087 | 87.945 | Redcar and Cleveland | Tees Valley
NPg Planning Scenario | Total installed PV capacity - domestic (MW) | Richmondshire | 3.873 | 3.905 | 4.252 | 4.739 | 5.248 | 5.954 | 7.553 | 9.175 | 10.805 | 12.419 | 14.009 | 15.582 | 17.246 | 18.892 | 20.575 | 22.263 | 23.946 | 25.784 | 27.698 | 29.549 | 31.412 | 33.307 | 35.204 | 37.108 | 39.022 | 40.945 | 42.877 | 44.817 | 46.768 | 48.726 | 50.693 | 51.196 | Richmondshire | York and North Yorkshire
NPg Planning Scenario | Total installed PV capacity - domestic (MW) | Rotherham | 18.419 | 18.519 | 19.489 | 20.93 | 22.656 | 25.011 | 30.29 | 35.485 | 40.719 | 45.926 | 51.11 | 56.269 | 61.79 | 67.284 | 72.871 | 78.483 | 84.101 | 90.044 | 96.152 | 102.157 | 108.197 | 114.396 | 120.616 | 126.874 | 133.163 | 139.488 | 145.849 | 152.245 | 158.672 | 165.137 | 165.812 | 165.386 | Rotherham | Sheffield City Region
NPg Planning Scenario | Total installed PV capacity - domestic (MW) | Ryedale | 4.885 | 4.922 | 5.344 | 5.94 | 6.564 | 7.428 | 9.386 | 11.369 | 13.363 | 15.335 | 17.28 | 19.206 | 21.245 | 23.26 | 25.321 | 27.388 | 29.45 | 31.698 | 34.037 | 36.302 | 38.581 | 40.899 | 43.219 | 45.551 | 47.894 | 50.247 | 52.611 | 54.987 | 57.375 | 59.772 | 62.082 | 62.662 | Ryedale | York and North Yorkshire
NPg Planning Scenario | Total installed PV capacity - domestic (MW) | Scarborough | 6.155 | 6.204 | 6.728 | 7.472 | 8.252 | 9.332 | 11.783 | 14.259 | 16.752 | 19.216 | 21.65 | 24.056 | 26.606 | 29.128 | 31.706 | 34.288 | 36.867 | 39.68 | 42.598 | 45.432 | 48.282 | 51.179 | 54.08 | 56.995 | 59.925 | 62.867 | 65.824 | 68.794 | 71.78 | 74.778 | 77.602 | 78.305 | Scarborough | York and North Yorkshire
NPg Planning Scenario | Total installed PV capacity - domestic (MW) | Selby | 3.608 | 3.652 | 4.073 | 4.701 | 5.453 | 6.475 | 8.67 | 10.93 | 13.207 | 15.472 | 17.728 | 19.971 | 22.372 | 24.762 | 27.192 | 29.633 | 32.076 | 34.661 | 37.318 | 39.931 | 42.558 | 45.255 | 47.961 | 50.683 | 53.419 | 56.17 | 58.937 | 61.718 | 64.513 | 67.325 | 67.646 | 67.483 | Selby | Leeds City Region | York and North Yorkshire
NPg Planning Scenario | Total installed PV capacity - domestic (MW) | Sheffield | 17.782 | 17.957 | 19.683 | 22.241 | 25.305 | 29.483 | 38.515 | 47.742 | 57.039 | 66.284 | 75.49 | 84.657 | 94.456 | 104.215 | 114.139 | 124.104 | 134.082 | 144.637 | 155.483 | 166.146 | 176.869 | 187.881 | 198.928 | 210.04 | 221.214 | 232.447 | 243.743 | 255.097 | 266.517 | 277.992 | 279.19 | 278.475 | Sheffield | Sheffield City Region
NPg Planning Scenario | Total installed PV capacity - domestic (MW) | South Tyneside | 7.469 | 7.513 | 8.013 | 8.718 | 9.45 | 10.467 | 12.804 | 15.14 | 17.492 | 19.812 | 22.107 | 24.374 | 26.774 | 29.143 | 31.57 | 34.001 | 36.428 | 39.078 | 41.833 | 44.504 | 47.188 | 49.917 | 52.649 | 55.394 | 58.154 | 60.924 | 63.708 | 66.505 | 69.315 | 72.137 | 74.972 | 75.696 | South Tyneside | North Eastern
NPg Planning Scenario | Total installed PV capacity - domestic (MW) | Stockton-on-Tees | 10.486 | 10.553 | 11.263 | 12.266 | 13.309 | 14.753 | 18.08 | 21.404 | 24.749 | 28.054 | 31.316 | 34.542 | 37.958 | 41.333 | 44.782 | 48.244 | 51.696 | 55.466 | 59.39 | 63.19 | 67.008 | 70.893 | 74.778 | 78.686 | 82.612 | 86.556 | 90.517 | 94.498 | 98.494 | 102.514 | 106.55 | 107.579 | Stockton-on-Tees | Tees Valley
NPg Planning Scenario | Total installed PV capacity - domestic (MW) | Sunderland | 19.651 | 19.742 | 20.732 | 22.13 | 23.584 | 25.601 | 30.317 | 34.954 | 39.617 | 44.224 | 48.775 | 53.272 | 58.033 | 62.738 | 67.551 | 72.375 | 77.189 | 82.445 | 87.915 | 93.211 | 98.537 | 103.954 | 109.373 | 114.823 | 120.293 | 125.791 | 131.315 | 136.865 | 142.44 | 148.04 | 153.667 | 155.101 | Sunderland | North Eastern
NPg Planning Scenario | Total installed PV capacity - domestic (MW) | Wakefield | 18.669 | 18.799 | 20.088 | 21.996 | 24.287 | 27.407 | 34.273 | 41.167 | 48.104 | 55.009 | 61.881 | 68.725 | 76.044 | 83.329 | 90.734 | 98.179 | 105.63 | 113.508 | 121.607 | 129.568 | 137.575 | 145.797 | 154.048 | 162.34 | 170.684 | 179.072 | 187.503 | 195.981 | 204.508 | 213.078 | 213.973 | 213.422 | Wakefield | Leeds City Region
NPg Planning Scenario | Total installed PV capacity - domestic (MW) | West Lindsey | 6.219 | 6.233 | 6.374 | 6.584 | 6.835 | 7.178 | 8.029 | 8.784 | 9.547 | 10.304 | 11.059 | 11.811 | 12.614 | 13.414 | 14.226 | 15.045 | 15.862 | 16.726 | 17.614 | 18.489 | 19.368 | 20.271 | 21.176 | 22.087 | 23.003 | 23.923 | 24.85 | 25.781 | 26.716 | 27.657 | 27.755 | 27.685 | West Lindsey | Greater Lincolnshire
NPg Planning Scenario | Total installed PV capacity - domestic (MW) | York | 10.71 | 10.78 | 11.536 | 12.602 | 13.713 | 15.252 | 18.781 | 22.32 | 25.882 | 29.397 | 32.87 | 36.303 | 39.938 | 43.528 | 47.202 | 50.883 | 54.558 | 58.57 | 62.746 | 66.788 | 70.851 | 74.986 | 79.123 | 83.283 | 87.456 | 91.655 | 95.869 | 100.105 | 104.361 | 108.634 | 112.931 | 114.025 | York | Leeds City Region | York and North Yorkshire
NG FES - Steady Progression | Total installed PV capacity - domestic (MW) | Barnsley | 17.837 | 17.925 | 18.164 | 18.371 | 18.591 | 18.815 | 19.036 | 19.641 | 20.344 | 21.139 | 21.926 | 22.896 | 23.862 | 24.817 | 25.781 | 26.725 | 27.725 | 28.782 | 29.844 | 30.91 | 31.965 | 33.018 | 34.074 | 35.134 | 36.204 | 37.277 | 38.354 | 39.435 | 40.528 | 41.62 | 42.72 | 43.828 | Barnsley | Leeds City Region | Sheffield City Region
NG FES - Steady Progression | Total installed PV capacity - domestic (MW) | Bassetlaw | 2.535 | 2.54 | 2.553 | 2.565 | 2.577 | 2.588 | 2.601 | 2.634 | 2.672 | 2.715 | 2.758 | 2.811 | 2.863 | 2.914 | 2.968 | 3.019 | 3.073 | 3.131 | 3.189 | 3.246 | 3.304 | 3.361 | 3.419 | 3.477 | 3.534 | 3.593 | 3.651 | 3.71 | 3.77 | 3.828 | 3.889 | 3.948 | Bassetlaw | Derby, Derbyshire, Nottingham and Nottinghamshire | Sheffield City Region
NG FES - Steady Progression | Total installed PV capacity - domestic (MW) | Bradford | 14.812 | 14.984 | 15.438 | 15.834 | 16.255 | 16.68 | 17.104 | 18.263 | 19.606 | 21.118 | 22.621 | 24.481 | 26.318 | 28.143 | 29.981 | 31.792 | 33.696 | 35.721 | 37.743 | 39.781 | 41.801 | 43.809 | 45.827 | 47.853 | 49.892 | 51.941 | 54.003 | 56.068 | 58.15 | 60.239 | 62.343 | 64.456 | Bradford | Leeds City Region
NG FES - Steady Progression | Total installed PV capacity - domestic (MW) | Calderdale | 7.682 | 7.76 | 7.964 | 8.145 | 8.337 | 8.529 | 8.722 | 9.25 | 9.862 | 10.55 | 11.236 | 12.08 | 12.914 | 13.746 | 14.583 | 15.407 | 16.276 | 17.195 | 18.115 | 19.043 | 19.958 | 20.876 | 21.792 | 22.717 | 23.643 | 24.575 | 25.511 | 26.452 | 27.4 | 28.349 | 29.306 | 30.268 | Calderdale | Leeds City Region
NG FES - Steady Progression | Total installed PV capacity - domestic (MW) | County Durham | 28.689 | 28.881 | 29.374 | 29.851 | 30.241 | 30.635 | 31.029 | 32.258 | 33.68 | 35.246 | 36.748 | 38.581 | 40.323 | 41.964 | 43.652 | 45.189 | 47.061 | 49.339 | 51.585 | 53.866 | 56.023 | 58.143 | 60.251 | 62.367 | 64.495 | 66.631 | 68.775 | 70.934 | 73.096 | 75.276 | 77.456 | 79.649 | County Durham | North Eastern
NG FES - Steady Progression | Total installed PV capacity - domestic (MW) | Craven | 2.206 | 2.241 | 2.333 | 2.412 | 2.496 | 2.58 | 2.667 | 2.899 | 3.166 | 3.469 | 3.771 | 4.142 | 4.509 | 4.874 | 5.243 | 5.605 | 5.987 | 6.39 | 6.795 | 7.203 | 7.605 | 8.008 | 8.411 | 8.818 | 9.226 | 9.635 | 10.047 | 10.461 | 10.877 | 11.296 | 11.716 | 12.14 | Craven | Leeds City Region | York and North Yorkshire
NG FES - Steady Progression | Total installed PV capacity - domestic (MW) | Darlington | 5.461 | 5.495 | 5.582 | 5.666 | 5.736 | 5.808 | 5.875 | 6.094 | 6.347 | 6.625 | 6.892 | 7.218 | 7.529 | 7.82 | 8.12 | 8.393 | 8.725 | 9.131 | 9.53 | 9.935 | 10.319 | 10.696 | 11.072 | 11.447 | 11.825 | 12.204 | 12.585 | 12.968 | 13.353 | 13.739 | 14.128 | 14.518 | Darlington | Tees Valley
NG FES - Steady Progression | Total installed PV capacity - domestic (MW) | Doncaster | 26.192 | 26.321 | 26.67 | 26.969 | 27.289 | 27.611 | 27.935 | 28.817 | 29.838 | 30.991 | 32.134 | 33.549 | 34.945 | 36.33 | 37.733 | 39.108 | 40.557 | 42.094 | 43.633 | 45.184 | 46.716 | 48.248 | 49.785 | 51.326 | 52.877 | 54.431 | 55.998 | 57.572 | 59.156 | 60.744 | 62.342 | 63.949 | Doncaster | Sheffield City Region
NG FES - Steady Progression | Total installed PV capacity - domestic (MW) | East Lindsey | 3.661 | 3.676 | 3.713 | 3.747 | 3.784 | 3.821 | 3.858 | 3.957 | 4.073 | 4.205 | 4.334 | 4.495 | 4.652 | 4.809 | 4.968 | 5.124 | 5.288 | 5.464 | 5.638 | 5.812 | 5.985 | 6.159 | 6.334 | 6.509 | 6.683 | 6.861 | 7.038 | 7.215 | 7.396 | 7.575 | 7.756 | 7.938 | East Lindsey | Greater Lincolnshire
NG FES - Steady Progression | Total installed PV capacity - domestic (MW) | East Riding of Yorkshire | 22.649 | 22.837 | 23.336 | 23.769 | 24.229 | 24.692 | 25.159 | 26.43 | 27.897 | 29.556 | 31.202 | 33.235 | 35.244 | 37.237 | 39.252 | 41.23 | 43.315 | 45.53 | 47.745 | 49.978 | 52.18 | 54.386 | 56.593 | 58.813 | 61.043 | 63.283 | 65.541 | 67.803 | 70.082 | 72.367 | 74.667 | 76.982 | East Riding of Yorkshire | Humber | York and North Yorkshire
NG FES - Steady Progression | Total installed PV capacity - domestic (MW) | Gateshead | 6.214 | 6.278 | 6.438 | 6.594 | 6.722 | 6.85 | 6.981 | 7.383 | 7.847 | 8.36 | 8.851 | 9.452 | 10.021 | 10.556 | 11.111 | 11.613 | 12.226 | 12.97 | 13.706 | 14.453 | 15.16 | 15.851 | 16.542 | 17.234 | 17.931 | 18.629 | 19.332 | 20.039 | 20.746 | 21.461 | 22.173 | 22.891 | Gateshead | North Eastern
NG FES - Steady Progression | Total installed PV capacity - domestic (MW) | Hambleton | 8.606 | 8.662 | 8.802 | 8.938 | 9.051 | 9.164 | 9.277 | 9.63 | 10.036 | 10.485 | 10.916 | 11.443 | 11.941 | 12.414 | 12.897 | 13.337 | 13.874 | 14.528 | 15.172 | 15.825 | 16.443 | 17.053 | 17.656 | 18.264 | 18.874 | 19.487 | 20.103 | 20.72 | 21.339 | 21.965 | 22.592 | 23.221 | Hambleton | York and North Yorkshire
NG FES - Steady Progression | Total installed PV capacity - domestic (MW) | Harrogate | 7.835 | 7.91 | 8.101 | 8.285 | 8.439 | 8.593 | 8.747 | 9.227 | 9.781 | 10.394 | 10.98 | 11.698 | 12.38 | 13.026 | 13.694 | 14.3 | 15.033 | 15.916 | 16.792 | 17.675 | 18.515 | 19.343 | 20.166 | 20.991 | 21.821 | 22.655 | 23.492 | 24.332 | 25.176 | 26.026 | 26.877 | 27.734 | Harrogate | Leeds City Region | York and North Yorkshire
NG FES - Steady Progression | Total installed PV capacity - domestic (MW) | Hartlepool | 4.621 | 4.651 | 4.728 | 4.804 | 4.865 | 4.927 | 4.989 | 5.184 | 5.407 | 5.653 | 5.89 | 6.179 | 6.453 | 6.712 | 6.978 | 7.22 | 7.514 | 7.874 | 8.227 | 8.586 | 8.926 | 9.261 | 9.593 | 9.927 | 10.261 | 10.599 | 10.937 | 11.276 | 11.617 | 11.961 | 12.304 | 12.649 | Hartlepool | Tees Valley
NG FES - Steady Progression | Total installed PV capacity - domestic (MW) | High Peak | 0.29 | 0.29 | 0.292 | 0.293 | 0.295 | 0.296 | 0.297 | 0.301 | 0.306 | 0.31 | 0.315 | 0.322 | 0.328 | 0.334 | 0.34 | 0.346 | 0.352 | 0.358 | 0.365 | 0.372 | 0.378 | 0.385 | 0.392 | 0.398 | 0.405 | 0.412 | 0.419 | 0.425 | 0.432 | 0.439 | 0.446 | 0.453 | High Peak | Derby, Derbyshire, Nottingham and Nottinghamshire,
NG FES - Steady Progression | Total installed PV capacity - domestic (MW) | Kingston upon Hull, City of | 9.458 | 9.55 | 9.795 | 10.013 | 10.242 | 10.472 | 10.703 | 11.334 | 12.065 | 12.889 | 13.708 | 14.717 | 15.717 | 16.706 | 17.708 | 18.693 | 19.728 | 20.827 | 21.93 | 23.036 | 24.132 | 25.228 | 26.324 | 27.428 | 28.535 | 29.649 | 30.77 | 31.895 | 33.026 | 34.163 | 35.306 | 36.454 | Kingston upon Hull, City of | Humber
NG FES - Steady Progression | Total installed PV capacity - domestic (MW) | Kirklees | 20.219 | 20.371 | 20.788 | 21.15 | 21.532 | 21.919 | 22.302 | 23.357 | 24.577 | 25.953 | 27.321 | 29.01 | 30.679 | 32.338 | 34.013 | 35.655 | 37.388 | 39.227 | 41.062 | 42.919 | 44.75 | 46.576 | 48.41 | 50.256 | 52.107 | 53.97 | 55.839 | 57.722 | 59.612 | 61.515 | 63.42 | 65.338 | Kirklees | Leeds City Region
NG FES - Steady Progression | Total installed PV capacity - domestic (MW) | Leeds | 24.624 | 24.876 | 25.569 | 26.17 | 26.81 | 27.445 | 28.096 | 29.851 | 31.876 | 34.172 | 36.448 | 39.262 | 42.043 | 44.806 | 47.594 | 50.33 | 53.216 | 56.28 | 59.344 | 62.433 | 65.478 | 68.526 | 71.586 | 74.652 | 77.733 | 80.835 | 83.963 | 87.086 | 90.242 | 93.406 | 96.588 | 99.782 | Leeds | Leeds City Region
NG FES - Steady Progression | Total installed PV capacity - domestic (MW) | Middlesbrough | 5.197 | 5.243 | 5.355 | 5.46 | 5.549 | 5.637 | 5.725 | 6.002 | 6.32 | 6.671 | 7.008 | 7.42 | 7.81 | 8.18 | 8.558 | 8.902 | 9.32 | 9.834 | 10.338 | 10.85 | 11.333 | 11.809 | 12.281 | 12.757 | 13.234 | 13.713 | 14.196 | 14.679 | 15.164 | 15.652 | 16.143 | 16.635 | Middlesbrough | Tees Valley
NG FES - Steady Progression | Total installed PV capacity - domestic (MW) | Newcastle upon Tyne | 8.044 | 8.127 | 8.331 | 8.534 | 8.7 | 8.866 | 9.032 | 9.551 | 10.155 | 10.814 | 11.452 | 12.224 | 12.964 | 13.658 | 14.372 | 15.021 | 15.814 | 16.779 | 17.727 | 18.69 | 19.602 | 20.501 | 21.39 | 22.288 | 23.189 | 24.094 | 25.001 | 25.911 | 26.825 | 27.748 | 28.672 | 29.599 | Newcastle upon Tyne | North Eastern
NG FES - Steady Progression | Total installed PV capacity - domestic (MW) | North East Derbyshire | 0.886 | 0.891 | 0.902 | 0.913 | 0.924 | 0.935 | 0.946 | 0.976 | 1.011 | 1.051 | 1.09 | 1.138 | 1.186 | 1.234 | 1.282 | 1.329 | 1.378 | 1.431 | 1.484 | 1.537 | 1.589 | 1.642 | 1.694 | 1.747 | 1.8 | 1.853 | 1.907 | 1.961 | 2.016 | 2.069 | 2.124 | 2.179 | North East Derbyshire | Derby, Derbyshire, Nottingham and Nottinghamshire | Sheffield City Region
NG FES - Steady Progression | Total installed PV capacity - domestic (MW) | North East Lincolnshire | 8.468 | 8.541 | 8.732 | 8.9 | 9.078 | 9.257 | 9.44 | 9.93 | 10.498 | 11.141 | 11.777 | 12.565 | 13.344 | 14.115 | 14.898 | 15.665 | 16.472 | 17.328 | 18.187 | 19.051 | 19.903 | 20.759 | 21.612 | 22.471 | 23.334 | 24.202 | 25.076 | 25.956 | 26.835 | 27.72 | 28.612 | 29.507 | North East Lincolnshire | Greater Lincolnshire | Humber
NG FES - Steady Progression | Total installed PV capacity - domestic (MW) | North Lincolnshire | 21.845 | 21.938 | 22.186 | 22.403 | 22.633 | 22.866 | 23.096 | 23.731 | 24.462 | 25.285 | 26.107 | 27.121 | 28.124 | 29.12 | 30.125 | 31.112 | 32.15 | 33.255 | 34.359 | 35.471 | 36.571 | 37.67 | 38.771 | 39.878 | 40.989 | 42.108 | 43.229 | 44.361 | 45.496 | 46.639 | 47.784 | 48.934 | North Lincolnshire | Greater Lincolnshire | Humber
NG FES - Steady Progression | Total installed PV capacity - domestic (MW) | North Tyneside | 9.716 | 9.783 | 9.956 | 10.121 | 10.258 | 10.396 | 10.533 | 10.964 | 11.458 | 12.004 | 12.529 | 13.168 | 13.776 | 14.349 | 14.939 | 15.476 | 16.128 | 16.923 | 17.709 | 18.504 | 19.257 | 19.996 | 20.734 | 21.472 | 22.214 | 22.958 | 23.708 | 24.461 | 25.215 | 25.975 | 26.738 | 27.503 | North Tyneside | North Eastern
NG FES - Steady Progression | Total installed PV capacity - domestic (MW) | Northumberland | 22.421 | 22.569 | 22.955 | 23.326 | 23.632 | 23.938 | 24.248 | 25.21 | 26.318 | 27.543 | 28.72 | 30.154 | 31.515 | 32.801 | 34.124 | 35.323 | 36.785 | 38.567 | 40.328 | 42.109 | 43.796 | 45.455 | 47.104 | 48.759 | 50.423 | 52.094 | 53.774 | 55.457 | 57.153 | 58.854 | 60.562 | 62.279 | Northumberland | North Eastern
NG FES - Steady Progression | Total installed PV capacity - domestic (MW) | Pendle | 0.67 | 0.674 | 0.683 | 0.689 | 0.697 | 0.706 | 0.714 | 0.736 | 0.761 | 0.79 | 0.818 | 0.854 | 0.888 | 0.922 | 0.958 | 0.992 | 1.028 | 1.066 | 1.104 | 1.142 | 1.18 | 1.218 | 1.257 | 1.295 | 1.334 | 1.373 | 1.411 | 1.45 | 1.49 | 1.53 | 1.57 | 1.609 | Pendle | Lancashire
NG FES - Steady Progression | Total installed PV capacity - domestic (MW) | Redcar and Cleveland | 7.041 | 7.095 | 7.236 | 7.371 | 7.483 | 7.595 | 7.707 | 8.06 | 8.464 | 8.912 | 9.341 | 9.864 | 10.361 | 10.83 | 11.313 | 11.751 | 12.285 | 12.937 | 13.578 | 14.229 | 14.844 | 15.451 | 16.051 | 16.658 | 17.264 | 17.874 | 18.487 | 19.102 | 19.72 | 20.342 | 20.966 | 21.592 | Redcar and Cleveland | Tees Valley
NG FES - Steady Progression | Total installed PV capacity - domestic (MW) | Richmondshire | 3.873 | 3.905 | 3.986 | 4.066 | 4.13 | 4.197 | 4.263 | 4.469 | 4.705 | 4.966 | 5.218 | 5.524 | 5.815 | 6.089 | 6.372 | 6.627 | 6.94 | 7.32 | 7.697 | 8.077 | 8.437 | 8.791 | 9.143 | 9.497 | 9.853 | 10.209 | 10.568 | 10.928 | 11.29 | 11.654 | 12.017 | 12.384 | Richmondshire | York and North Yorkshire
NG FES - Steady Progression | Total installed PV capacity - domestic (MW) | Rotherham | 18.419 | 18.519 | 18.79 | 19.023 | 19.269 | 19.521 | 19.771 | 20.455 | 21.246 | 22.141 | 23.029 | 24.125 | 25.208 | 26.286 | 27.37 | 28.436 | 29.563 | 30.753 | 31.948 | 33.153 | 34.339 | 35.527 | 36.717 | 37.911 | 39.115 | 40.323 | 41.541 | 42.759 | 43.987 | 45.219 | 46.459 | 47.707 | Rotherham | Sheffield City Region
NG FES - Steady Progression | Total installed PV capacity - domestic (MW) | Ryedale | 4.885 | 4.922 | 5.024 | 5.121 | 5.201 | 5.281 | 5.363 | 5.616 | 5.906 | 6.226 | 6.535 | 6.911 | 7.269 | 7.607 | 7.955 | 8.274 | 8.657 | 9.123 | 9.581 | 10.047 | 10.488 | 10.921 | 11.353 | 11.786 | 12.223 | 12.659 | 13.098 | 13.54 | 13.983 | 14.428 | 14.876 | 15.325 | Ryedale | York and North Yorkshire
NG FES - Steady Progression | Total installed PV capacity - domestic (MW) | Scarborough | 6.155 | 6.204 | 6.33 | 6.452 | 6.552 | 6.652 | 6.756 | 7.071 | 7.433 | 7.834 | 8.221 | 8.693 | 9.141 | 9.568 | 10.004 | 10.403 | 10.884 | 11.465 | 12.039 | 12.62 | 13.17 | 13.715 | 14.255 | 14.797 | 15.341 | 15.889 | 16.438 | 16.988 | 17.544 | 18.103 | 18.662 | 19.225 | Scarborough | York and North Yorkshire
NG FES - Steady Progression | Total installed PV capacity - domestic (MW) | Selby | 3.608 | 3.652 | 3.769 | 3.87 | 3.978 | 4.088 | 4.194 | 4.492 | 4.837 | 5.225 | 5.611 | 6.088 | 6.558 | 7.025 | 7.498 | 7.961 | 8.45 | 8.968 | 9.487 | 10.012 | 10.527 | 11.046 | 11.561 | 12.083 | 12.604 | 13.13 | 13.658 | 14.188 | 14.723 | 15.259 | 15.799 | 16.339 | Selby | Leeds City Region | York and North Yorkshire
NG FES - Steady Progression | Total installed PV capacity - domestic (MW) | Sheffield | 17.782 | 17.957 | 18.436 | 18.854 | 19.295 | 19.737 | 20.182 | 21.396 | 22.802 | 24.389 | 25.961 | 27.912 | 29.84 | 31.746 | 33.676 | 35.575 | 37.57 | 39.689 | 41.806 | 43.944 | 46.058 | 48.165 | 50.278 | 52.401 | 54.533 | 56.684 | 58.839 | 61.005 | 63.187 | 65.376 | 67.576 | 69.792 | Sheffield | Sheffield City Region
NG FES - Steady Progression | Total installed PV capacity - domestic (MW) | South Tyneside | 7.469 | 7.513 | 7.632 | 7.746 | 7.84 | 7.935 | 8.03 | 8.326 | 8.668 | 9.045 | 9.409 | 9.847 | 10.268 | 10.663 | 11.07 | 11.44 | 11.889 | 12.438 | 12.979 | 13.527 | 14.048 | 14.557 | 15.065 | 15.575 | 16.085 | 16.6 | 17.118 | 17.636 | 18.157 | 18.681 | 19.207 | 19.735 | South Tyneside | North Eastern
NG FES - Steady Progression | Total installed PV capacity - domestic (MW) | Stockton-on-Tees | 10.486 | 10.553 | 10.72 | 10.884 | 11.019 | 11.152 | 11.287 | 11.711 | 12.193 | 12.731 | 13.245 | 13.875 | 14.472 | 15.034 | 15.613 | 16.141 | 16.779 | 17.561 | 18.331 | 19.112 | 19.85 | 20.577 | 21.297 | 22.024 | 22.752 | 23.484 | 24.219 | 24.956 | 25.699 | 26.443 | 27.192 | 27.944 | Stockton-on-Tees | Tees Valley
NG FES - Steady Progression | Total installed PV capacity - domestic (MW) | Sunderland | 19.651 | 19.742 | 19.976 | 20.206 | 20.392 | 20.578 | 20.766 | 21.353 | 22.032 | 22.78 | 23.497 | 24.374 | 25.205 | 25.99 | 26.796 | 27.527 | 28.423 | 29.511 | 30.584 | 31.672 | 32.704 | 33.718 | 34.724 | 35.735 | 36.75 | 37.772 | 38.795 | 39.824 | 40.86 | 41.897 | 42.941 | 43.99 | Sunderland | North Eastern
NG FES - Steady Progression | Total installed PV capacity - domestic (MW) | Wakefield | 18.669 | 18.799 | 19.157 | 19.467 | 19.798 | 20.128 | 20.462 | 21.367 | 22.419 | 23.602 | 24.78 | 26.234 | 27.671 | 29.096 | 30.537 | 31.952 | 33.443 | 35.027 | 36.608 | 38.204 | 39.778 | 41.354 | 42.931 | 44.516 | 46.109 | 47.712 | 49.325 | 50.942 | 52.568 | 54.203 | 55.849 | 57.503 | Wakefield | Leeds City Region
NG FES - Steady Progression | Total installed PV capacity - domestic (MW) | West Lindsey | 6.219 | 6.233 | 6.272 | 6.306 | 6.343 | 6.379 | 6.414 | 6.514 | 6.629 | 6.761 | 6.888 | 7.049 | 7.208 | 7.363 | 7.521 | 7.676 | 7.841 | 8.014 | 8.188 | 8.363 | 8.534 | 8.709 | 8.883 | 9.055 | 9.23 | 9.406 | 9.584 | 9.762 | 9.94 | 10.12 | 10.3 | 10.481 | West Lindsey | Greater Lincolnshire
NG FES - Steady Progression | Total installed PV capacity - domestic (MW) | York | 10.71 | 10.78 | 10.959 | 11.132 | 11.275 | 11.419 | 11.562 | 12.012 | 12.528 | 13.1 | 13.649 | 14.315 | 14.951 | 15.549 | 16.165 | 16.725 | 17.406 | 18.238 | 19.057 | 19.887 | 20.674 | 21.447 | 22.216 | 22.986 | 23.763 | 24.54 | 25.323 | 26.109 | 26.899 | 27.693 | 28.487 | 29.288 | York | Leeds City Region | York and North Yorkshire
NG FES - System Transformation | Total installed PV capacity - domestic (MW) | Barnsley | 17.837 | 17.925 | 18.364 | 18.953 | 19.656 | 20.499 | 21.955 | 23.803 | 26.029 | 28.241 | 30.441 | 32.583 | 34.89 | 37.166 | 39.458 | 41.754 | 44.129 | 46.705 | 49.352 | 51.906 | 54.442 | 56.991 | 59.55 | 62.125 | 64.716 | 67.319 | 69.934 | 72.568 | 75.215 | 77.875 | 80.55 | 83.239 | Barnsley | Leeds City Region | Sheffield City Region
NG FES - System Transformation | Total installed PV capacity - domestic (MW) | Bassetlaw | 2.535 | 2.54 | 2.563 | 2.595 | 2.634 | 2.681 | 2.76 | 2.86 | 2.981 | 3.102 | 3.221 | 3.338 | 3.463 | 3.587 | 3.711 | 3.836 | 3.965 | 4.106 | 4.25 | 4.389 | 4.526 | 4.665 | 4.804 | 4.944 | 5.084 | 5.226 | 5.368 | 5.512 | 5.655 | 5.801 | 5.946 | 6.092 | Bassetlaw | Derby, Derbyshire, Nottingham and Nottinghamshire | Sheffield City Region
NG FES - System Transformation | Total installed PV capacity - domestic (MW) | Bradford | 14.812 | 14.984 | 15.814 | 16.945 | 18.291 | 19.895 | 22.679 | 26.21 | 30.458 | 34.69 | 38.883 | 42.975 | 47.386 | 51.733 | 56.107 | 60.49 | 65.031 | 69.948 | 75.005 | 79.879 | 84.726 | 89.593 | 94.486 | 99.402 | 104.345 | 109.317 | 114.317 | 119.342 | 124.397 | 129.481 | 134.588 | 139.724 | Bradford | Leeds City Region
NG FES - System Transformation | Total installed PV capacity - domestic (MW) | Calderdale | 7.682 | 7.76 | 8.137 | 8.651 | 9.266 | 9.993 | 11.261 | 12.866 | 14.8 | 16.724 | 18.632 | 20.496 | 22.5 | 24.481 | 26.47 | 28.465 | 30.532 | 32.767 | 35.069 | 37.288 | 39.492 | 41.708 | 43.931 | 46.169 | 48.42 | 50.684 | 52.956 | 55.243 | 57.543 | 59.856 | 62.181 | 64.517 | Calderdale | Leeds City Region
NG FES - System Transformation | Total installed PV capacity - domestic (MW) | County Durham | 28.689 | 28.881 | 29.917 | 31.288 | 32.656 | 34.284 | 37.251 | 41.067 | 45.67 | 50.21 | 54.656 | 58.886 | 63.396 | 67.768 | 72.159 | 76.546 | 81.208 | 86.561 | 92.154 | 97.378 | 102.512 | 107.665 | 112.83 | 118.021 | 123.236 | 128.478 | 133.743 | 139.032 | 144.351 | 149.689 | 155.054 | 160.444 | County Durham | North Eastern
NG FES - System Transformation | Total installed PV capacity - domestic (MW) | Craven | 2.206 | 2.241 | 2.408 | 2.633 | 2.904 | 3.224 | 3.782 | 4.488 | 5.337 | 6.185 | 7.023 | 7.841 | 8.724 | 9.593 | 10.469 | 11.346 | 12.256 | 13.239 | 14.25 | 15.225 | 16.194 | 17.17 | 18.148 | 19.131 | 20.121 | 21.115 | 22.116 | 23.121 | 24.132 | 25.148 | 26.172 | 27.199 | Craven | Leeds City Region | York and North Yorkshire
NG FES - System Transformation | Total installed PV capacity - domestic (MW) | Darlington | 5.461 | 5.495 | 5.678 | 5.922 | 6.165 | 6.453 | 6.982 | 7.66 | 8.478 | 9.285 | 10.076 | 10.827 | 11.629 | 12.406 | 13.186 | 13.966 | 14.794 | 15.747 | 16.74 | 17.67 | 18.583 | 19.498 | 20.415 | 21.338 | 22.266 | 23.198 | 24.133 | 25.074 | 26.019 | 26.966 | 27.921 | 28.88 | Darlington | Tees Valley
NG FES - System Transformation | Total installed PV capacity - domestic (MW) | Doncaster | 26.192 | 26.321 | 26.957 | 27.816 | 28.837 | 30.06 | 32.178 | 34.86 | 38.093 | 41.31 | 44.498 | 47.615 | 50.97 | 54.273 | 57.603 | 60.936 | 64.391 | 68.128 | 71.975 | 75.684 | 79.369 | 83.072 | 86.789 | 90.532 | 94.291 | 98.074 | 101.875 | 105.696 | 109.544 | 113.407 | 117.293 | 121.201 | Doncaster | Sheffield City Region
NG FES - System Transformation | Total installed PV capacity - domestic (MW) | East Lindsey | 3.661 | 3.676 | 3.747 | 3.843 | 3.962 | 4.098 | 4.338 | 4.644 | 5.008 | 5.374 | 5.734 | 6.087 | 6.468 | 6.842 | 7.218 | 7.598 | 7.989 | 8.41 | 8.85 | 9.266 | 9.684 | 10.105 | 10.526 | 10.95 | 11.377 | 11.805 | 12.236 | 12.669 | 13.106 | 13.541 | 13.983 | 14.425 | East Lindsey | Greater Lincolnshire
NG FES - System Transformation | Total installed PV capacity - domestic (MW) | East Riding of Yorkshire | 22.649 | 22.837 | 23.75 | 24.987 | 26.461 | 28.22 | 31.264 | 35.127 | 39.781 | 44.411 | 49.002 | 53.484 | 58.307 | 63.067 | 67.854 | 72.654 | 77.622 | 83.002 | 88.54 | 93.879 | 99.183 | 104.51 | 109.862 | 115.247 | 120.659 | 126.101 | 131.572 | 137.074 | 142.607 | 148.169 | 153.761 | 159.381 | East Riding of Yorkshire | Humber | York and North Yorkshire
NG FES - System Transformation | Total installed PV capacity - domestic (MW) | Gateshead | 6.214 | 6.278 | 6.614 | 7.065 | 7.512 | 8.044 | 9.014 | 10.263 | 11.771 | 13.258 | 14.711 | 16.095 | 17.573 | 19.003 | 20.439 | 21.875 | 23.399 | 25.151 | 26.983 | 28.691 | 30.372 | 32.06 | 33.748 | 35.446 | 37.154 | 38.869 | 40.591 | 42.323 | 44.064 | 45.811 | 47.568 | 49.33 | Gateshead | North Eastern
NG FES - System Transformation | Total installed PV capacity - domestic (MW) | Hambleton | 8.606 | 8.662 | 8.958 | 9.351 | 9.744 | 10.21 | 11.059 | 12.155 | 13.474 | 14.776 | 16.05 | 17.265 | 18.559 | 19.812 | 21.071 | 22.329 | 23.664 | 25.2 | 26.808 | 28.302 | 29.775 | 31.254 | 32.733 | 34.224 | 35.72 | 37.223 | 38.731 | 40.248 | 41.774 | 43.304 | 44.844 | 46.389 | Hambleton | York and North Yorkshire
NG FES - System Transformation | Total installed PV capacity - domestic (MW) | Harrogate | 7.835 | 7.91 | 8.309 | 8.839 | 9.373 | 10.01 | 11.165 | 12.649 | 14.442 | 16.211 | 17.942 | 19.593 | 21.357 | 23.064 | 24.783 | 26.497 | 28.314 | 30.4 | 32.577 | 34.609 | 36.611 | 38.618 | 40.633 | 42.657 | 44.689 | 46.733 | 48.784 | 50.846 | 52.919 | 55.002 | 57.094 | 59.195 | Harrogate | Leeds City Region | York and North Yorkshire
NG FES - System Transformation | Total installed PV capacity - domestic (MW) | Hartlepool | 4.621 | 4.651 | 4.814 | 5.03 | 5.246 | 5.502 | 5.97 | 6.571 | 7.295 | 8.012 | 8.71 | 9.378 | 10.088 | 10.777 | 11.47 | 12.16 | 12.894 | 13.737 | 14.619 | 15.442 | 16.252 | 17.064 | 17.878 | 18.694 | 19.517 | 20.342 | 21.172 | 22.006 | 22.844 | 23.685 | 24.53 | 25.379 | Hartlepool | Tees Valley
NG FES - System Transformation | Total installed PV capacity - domestic (MW) | High Peak | 0.29 | 0.29 | 0.293 | 0.297 | 0.301 | 0.306 | 0.316 | 0.327 | 0.341 | 0.355 | 0.369 | 0.382 | 0.397 | 0.411 | 0.426 | 0.44 | 0.455 | 0.471 | 0.488 | 0.504 | 0.52 | 0.536 | 0.552 | 0.568 | 0.584 | 0.6 | 0.617 | 0.633 | 0.65 | 0.667 | 0.683 | 0.7 | High Peak | Derby, Derbyshire, Nottingham and Nottinghamshire,
NG FES - System Transformation | Total installed PV capacity - domestic (MW) | Kingston upon Hull, City of | 9.458 | 9.55 | 10.002 | 10.619 | 11.351 | 12.222 | 13.737 | 15.656 | 17.969 | 20.267 | 22.547 | 24.775 | 27.171 | 29.535 | 31.916 | 34.3 | 36.77 | 39.442 | 42.193 | 44.845 | 47.479 | 50.124 | 52.784 | 55.462 | 58.151 | 60.851 | 63.571 | 66.304 | 69.054 | 71.816 | 74.594 | 77.388 | Kingston upon Hull, City of | Humber
NG FES - System Transformation | Total installed PV capacity - domestic (MW) | Kirklees | 20.219 | 20.371 | 21.134 | 22.159 | 23.383 | 24.843 | 27.371 | 30.58 | 34.439 | 38.288 | 42.099 | 45.821 | 49.824 | 53.78 | 57.756 | 61.741 | 65.866 | 70.339 | 74.932 | 79.365 | 83.769 | 88.192 | 92.636 | 97.108 | 101.604 | 106.121 | 110.664 | 115.235 | 119.826 | 124.447 | 129.09 | 133.755 | Kirklees | Leeds City Region
NG FES - System Transformation | Total installed PV capacity - domestic (MW) | Leeds | 24.624 | 24.876 | 26.144 | 27.85 | 29.895 | 32.324 | 36.535 | 41.879 | 48.311 | 54.717 | 61.066 | 67.266 | 73.939 | 80.524 | 87.144 | 93.784 | 100.66 | 108.102 | 115.756 | 123.139 | 130.478 | 137.846 | 145.25 | 152.695 | 160.185 | 167.707 | 175.276 | 182.887 | 190.537 | 198.236 | 205.964 | 213.743 | Leeds | Leeds City Region
NG FES - System Transformation | Total installed PV capacity - domestic (MW) | Middlesbrough | 5.197 | 5.243 | 5.476 | 5.783 | 6.091 | 6.456 | 7.121 | 7.978 | 9.011 | 10.029 | 11.027 | 11.975 | 12.988 | 13.968 | 14.953 | 15.938 | 16.984 | 18.185 | 19.44 | 20.612 | 21.764 | 22.921 | 24.08 | 25.243 | 26.414 | 27.589 | 28.771 | 29.959 | 31.151 | 32.35 | 33.553 | 34.763 | Middlesbrough | Tees Valley
NG FES - System Transformation | Total installed PV capacity - domestic (MW) | Newcastle upon Tyne | 8.044 | 8.127 | 8.563 | 9.143 | 9.72 | 10.409 | 11.664 | 13.277 | 15.225 | 17.145 | 19.025 | 20.814 | 22.722 | 24.572 | 26.429 | 28.284 | 30.253 | 32.52 | 34.888 | 37.096 | 39.268 | 41.447 | 43.634 | 45.827 | 48.036 | 50.248 | 52.477 | 54.716 | 56.964 | 59.224 | 61.49 | 63.772 | Newcastle upon Tyne | North Eastern
NG FES - System Transformation | Total installed PV capacity - domestic (MW) | North East Derbyshire | 0.886 | 0.891 | 0.912 | 0.942 | 0.977 | 1.019 | 1.091 | 1.184 | 1.294 | 1.405 | 1.513 | 1.62 | 1.735 | 1.849 | 1.962 | 2.076 | 2.194 | 2.322 | 2.454 | 2.581 | 2.707 | 2.834 | 2.962 | 3.089 | 3.218 | 3.348 | 3.478 | 3.609 | 3.74 | 3.873 | 4.006 | 4.14 | North East Derbyshire | Derby, Derbyshire, Nottingham and Nottinghamshire | Sheffield City Region
NG FES - System Transformation | Total installed PV capacity - domestic (MW) | North East Lincolnshire | 8.468 | 8.541 | 8.893 | 9.37 | 9.941 | 10.623 | 11.802 | 13.297 | 15.098 | 16.891 | 18.668 | 20.404 | 22.272 | 24.114 | 25.97 | 27.827 | 29.752 | 31.834 | 33.978 | 36.044 | 38.098 | 40.162 | 42.235 | 44.318 | 46.417 | 48.522 | 50.641 | 52.77 | 54.912 | 57.067 | 59.233 | 61.407 | North East Lincolnshire | Greater Lincolnshire | Humber
NG FES - System Transformation | Total installed PV capacity - domestic (MW) | North Lincolnshire | 21.845 | 21.938 | 22.391 | 23.011 | 23.747 | 24.62 | 26.138 | 28.066 | 30.382 | 32.69 | 34.982 | 37.217 | 39.622 | 41.994 | 44.381 | 46.774 | 49.254 | 51.935 | 54.694 | 57.352 | 59.998 | 62.657 | 65.322 | 68.008 | 70.707 | 73.421 | 76.147 | 78.89 | 81.647 | 84.421 | 87.208 | 90.011 | North Lincolnshire | Greater Lincolnshire | Humber
NG FES - System Transformation | Total installed PV capacity - domestic (MW) | North Tyneside | 9.716 | 9.783 | 10.144 | 10.622 | 11.101 | 11.667 | 12.704 | 14.036 | 15.641 | 17.226 | 18.78 | 20.254 | 21.83 | 23.356 | 24.888 | 26.418 | 28.046 | 29.915 | 31.87 | 33.689 | 35.485 | 37.281 | 39.085 | 40.896 | 42.716 | 44.545 | 46.384 | 48.229 | 50.084 | 51.952 | 53.822 | 55.703 | North Tyneside | North Eastern
NG FES - System Transformation | Total installed PV capacity - domestic (MW) | Northumberland | 22.421 | 22.569 | 23.377 | 24.45 | 25.52 | 26.793 | 29.113 | 32.097 | 35.7 | 39.253 | 42.725 | 46.036 | 49.565 | 52.981 | 56.419 | 59.848 | 63.489 | 67.681 | 72.059 | 76.143 | 80.16 | 84.187 | 88.228 | 92.288 | 96.368 | 100.467 | 104.586 | 108.721 | 112.881 | 117.058 | 121.258 | 125.47 | Northumberland | North Eastern
NG FES - System Transformation | Total installed PV capacity - domestic (MW) | Pendle | 0.67 | 0.674 | 0.689 | 0.71 | 0.736 | 0.766 | 0.819 | 0.886 | 0.967 | 1.047 | 1.126 | 1.203 | 1.286 | 1.37 | 1.451 | 1.535 | 1.621 | 1.713 | 1.809 | 1.901 | 1.992 | 2.085 | 2.177 | 2.271 | 2.363 | 2.458 | 2.553 | 2.647 | 2.743 | 2.839 | 2.936 | 3.033 | Pendle | Lancashire
NG FES - System Transformation | Total installed PV capacity - domestic (MW) | Redcar and Cleveland | 7.041 | 7.095 | 7.391 | 7.783 | 8.173 | 8.636 | 9.485 | 10.574 | 11.888 | 13.185 | 14.455 | 15.661 | 16.951 | 18.199 | 19.452 | 20.704 | 22.034 | 23.565 | 25.163 | 26.653 | 28.12 | 29.591 | 31.065 | 32.548 | 34.038 | 35.532 | 37.036 | 38.548 | 40.065 | 41.589 | 43.122 | 44.661 | Redcar and Cleveland | Tees Valley
NG FES - System Transformation | Total installed PV capacity - domestic (MW) | Richmondshire | 3.873 | 3.905 | 4.078 | 4.305 | 4.534 | 4.805 | 5.3 | 5.938 | 6.708 | 7.467 | 8.209 | 8.914 | 9.669 | 10.4 | 11.133 | 11.865 | 12.642 | 13.537 | 14.473 | 15.345 | 16.203 | 17.063 | 17.927 | 18.793 | 19.663 | 20.539 | 21.418 | 22.302 | 23.191 | 24.082 | 24.979 | 25.879 | Richmondshire | York and North Yorkshire
NG FES - System Transformation | Total installed PV capacity - domestic (MW) | Rotherham | 18.419 | 18.519 | 19.012 | 19.678 | 20.473 | 21.421 | 23.058 | 25.143 | 27.649 | 30.145 | 32.617 | 35.034 | 37.635 | 40.201 | 42.782 | 45.367 | 48.045 | 50.944 | 53.929 | 56.807 | 59.665 | 62.538 | 65.422 | 68.321 | 71.24 | 74.173 | 77.123 | 80.088 | 83.068 | 86.068 | 89.081 | 92.113 | Rotherham | Sheffield City Region
NG FES - System Transformation | Total installed PV capacity - domestic (MW) | Ryedale | 4.885 | 4.922 | 5.134 | 5.413 | 5.693 | 6.027 | 6.633 | 7.414 | 8.353 | 9.282 | 10.191 | 11.059 | 11.982 | 12.879 | 13.779 | 14.68 | 15.634 | 16.728 | 17.871 | 18.938 | 19.989 | 21.044 | 22.099 | 23.162 | 24.229 | 25.301 | 26.379 | 27.462 | 28.548 | 29.642 | 30.739 | 31.843 | Ryedale | York and North Yorkshire
NG FES - System Transformation | Total installed PV capacity - domestic (MW) | Scarborough | 6.155 | 6.204 | 6.465 | 6.813 | 7.165 | 7.581 | 8.341 | 9.316 | 10.491 | 11.654 | 12.791 | 13.875 | 15.031 | 16.155 | 17.284 | 18.41 | 19.605 | 20.973 | 22.4 | 23.735 | 25.049 | 26.368 | 27.69 | 29.019 | 30.354 | 31.695 | 33.043 | 34.398 | 35.757 | 37.127 | 38.499 | 39.88 | Scarborough | York and North Yorkshire
NG FES - System Transformation | Total installed PV capacity - domestic (MW) | Selby | 3.608 | 3.652 | 3.864 | 4.155 | 4.503 | 4.914 | 5.626 | 6.533 | 7.622 | 8.707 | 9.784 | 10.834 | 11.965 | 13.081 | 14.202 | 15.327 | 16.491 | 17.753 | 19.05 | 20.302 | 21.544 | 22.794 | 24.048 | 25.31 | 26.578 | 27.854 | 29.135 | 30.428 | 31.723 | 33.026 | 34.335 | 35.655 | Selby | Leeds City Region | York and North Yorkshire
NG FES - System Transformation | Total installed PV capacity - domestic (MW) | Sheffield | 17.782 | 17.957 | 18.834 | 20.016 | 21.429 | 23.107 | 26.025 | 29.719 | 34.172 | 38.609 | 43 | 47.29 | 51.905 | 56.464 | 61.046 | 65.64 | 70.395 | 75.551 | 80.848 | 85.955 | 91.033 | 96.133 | 101.254 | 106.405 | 111.587 | 116.797 | 122.035 | 127.303 | 132.596 | 137.921 | 143.273 | 148.651 | Sheffield | Sheffield City Region
NG FES - System Transformation | Total installed PV capacity - domestic (MW) | South Tyneside | 7.469 | 7.513 | 7.762 | 8.093 | 8.423 | 8.813 | 9.528 | 10.447 | 11.554 | 12.647 | 13.718 | 14.734 | 15.822 | 16.873 | 17.93 | 18.985 | 20.108 | 21.397 | 22.744 | 24.001 | 25.237 | 26.479 | 27.719 | 28.97 | 30.226 | 31.488 | 32.755 | 34.03 | 35.308 | 36.594 | 37.884 | 39.183 | South Tyneside | North Eastern
NG FES - System Transformation | Total installed PV capacity - domestic (MW) | Stockton-on-Tees | 10.486 | 10.553 | 10.907 | 11.378 | 11.845 | 12.402 | 13.418 | 14.726 | 16.301 | 17.859 | 19.382 | 20.829 | 22.375 | 23.874 | 25.378 | 26.879 | 28.475 | 30.309 | 32.226 | 34.014 | 35.774 | 37.539 | 39.309 | 41.087 | 42.874 | 44.668 | 46.471 | 48.284 | 50.105 | 51.934 | 53.773 | 55.619 | Stockton-on-Tees | Tees Valley
NG FES - System Transformation | Total installed PV capacity - domestic (MW) | Sunderland | 19.651 | 19.742 | 20.238 | 20.891 | 21.545 | 22.321 | 23.738 | 25.56 | 27.759 | 29.928 | 32.051 | 34.073 | 36.225 | 38.314 | 40.411 | 42.505 | 44.732 | 47.287 | 49.961 | 52.455 | 54.908 | 57.368 | 59.836 | 62.316 | 64.804 | 67.31 | 69.822 | 72.35 | 74.888 | 77.438 | 80.001 | 82.576 | Sunderland | North Eastern
NG FES - System Transformation | Total installed PV capacity - domestic (MW) | Wakefield | 18.669 | 18.799 | 19.455 | 20.336 | 21.39 | 22.647 | 24.823 | 27.584 | 30.907 | 34.218 | 37.497 | 40.702 | 44.15 | 47.552 | 50.971 | 54.403 | 57.956 | 61.801 | 65.755 | 69.569 | 73.359 | 77.167 | 80.995 | 84.839 | 88.706 | 92.597 | 96.508 | 100.439 | 104.395 | 108.368 | 112.363 | 116.381 | Wakefield | Leeds City Region
NG FES - System Transformation | Total installed PV capacity - domestic (MW) | West Lindsey | 6.219 | 6.233 | 6.304 | 6.401 | 6.517 | 6.654 | 6.893 | 7.197 | 7.562 | 7.926 | 8.286 | 8.636 | 9.015 | 9.39 | 9.765 | 10.141 | 10.531 | 10.953 | 11.388 | 11.805 | 12.222 | 12.64 | 13.06 | 13.483 | 13.908 | 14.334 | 14.764 | 15.196 | 15.629 | 16.064 | 16.504 | 16.945 | West Lindsey | Greater Lincolnshire
NG FES - System Transformation | Total installed PV capacity - domestic (MW) | York | 10.71 | 10.78 | 11.158 | 11.657 | 12.157 | 12.748 | 13.83 | 15.22 | 16.899 | 18.554 | 20.176 | 21.717 | 23.363 | 24.957 | 26.557 | 28.154 | 29.854 | 31.808 | 33.846 | 35.748 | 37.62 | 39.499 | 41.381 | 43.273 | 45.174 | 47.086 | 49.005 | 50.936 | 52.872 | 54.817 | 56.775 | 58.739 | York | Leeds City Region | York and North Yorkshire
NG FES - Consumer Transformation | Total installed PV capacity - I&C and large (MW) | Barnsley | 3.239 | 3.289 | 6.343 | 7.394 | 11.482 | 12.585 | 14.689 | 15.794 | 16.915 | 20.055 | 22.224 | 25.447 | 27.709 | 30.009 | 32.309 | 33.615 | 34.866 | 34.96 | 35.005 | 35.143 | 37.307 | 38.468 | 38.638 | 39.806 | 41.973 | 43.142 | 43.309 | 44.478 | 44.644 | 45.812 | 46.98 | 48.145 | Barnsley | Leeds City Region | Sheffield City Region
NG FES - Consumer Transformation | Total installed PV capacity - I&C and large (MW) | Bassetlaw | 1.386 | 1.399 | 1.41 | 1.421 | 1.441 | 1.463 | 1.487 | 1.511 | 1.539 | 1.57 | 1.607 | 1.658 | 1.716 | 1.783 | 1.85 | 1.92 | 1.975 | 1.997 | 2.007 | 2.037 | 2.074 | 2.111 | 2.149 | 2.186 | 2.224 | 2.261 | 2.299 | 2.337 | 2.373 | 2.412 | 2.45 | 2.488 | Bassetlaw | Derby, Derbyshire, Nottingham and Nottinghamshire | Sheffield City Region
NG FES - Consumer Transformation | Total installed PV capacity - I&C and large (MW) | Bradford | 3.793 | 3.808 | 4.823 | 5.833 | 6.861 | 6.889 | 7.92 | 8.945 | 8.98 | 10.019 | 11.064 | 12.128 | 13.201 | 14.284 | 14.367 | 15.456 | 16.521 | 16.547 | 16.561 | 16.599 | 16.643 | 17.685 | 17.736 | 17.783 | 18.827 | 18.876 | 18.919 | 18.969 | 20.015 | 20.063 | 20.106 | 21.156 | Bradford | Leeds City Region
NG FES - Consumer Transformation | Total installed PV capacity - I&C and large (MW) | Calderdale | 2.172 | 2.176 | 3.18 | 3.18 | 4.185 | 4.191 | 6.195 | 6.201 | 7.207 | 7.215 | 8.224 | 9.234 | 9.246 | 10.262 | 10.278 | 12.293 | 12.307 | 12.31 | 12.313 | 12.319 | 12.327 | 13.335 | 13.346 | 13.354 | 13.363 | 14.372 | 14.379 | 14.389 | 14.398 | 14.406 | 15.414 | 15.422 | Calderdale | Leeds City Region
NG FES - Consumer Transformation | Total installed PV capacity - I&C and large (MW) | County Durham | 18.383 | 18.413 | 43.441 | 69.47 | 95.844 | 107.302 | 121.754 | 134.204 | 148.732 | 165.335 | 185.067 | 212.034 | 220.164 | 229.459 | 237.761 | 248.094 | 254.179 | 254.59 | 254.78 | 255.373 | 261.082 | 265.793 | 271.518 | 275.244 | 280.973 | 284.697 | 289.424 | 292.147 | 296.873 | 301.6 | 303.325 | 307.048 | County Durham | North Eastern
NG FES - Consumer Transformation | Total installed PV capacity - I&C and large (MW) | Craven | 0.294 | 0.305 | 0.317 | 0.327 | 0.345 | 0.367 | 0.388 | 0.411 | 0.435 | 0.465 | 0.5 | 0.545 | 0.6 | 0.663 | 0.726 | 0.789 | 0.842 | 0.862 | 0.87 | 0.899 | 0.934 | 0.969 | 1.003 | 1.037 | 1.072 | 1.108 | 1.143 | 1.178 | 1.213 | 1.246 | 1.281 | 1.317 | Craven | Leeds City Region | York and North Yorkshire
NG FES - Consumer Transformation | Total installed PV capacity - I&C and large (MW) | Darlington | 5.914 | 5.92 | 11.926 | 16.93 | 22.998 | 25.083 | 28.168 | 31.25 | 33.346 | 37.459 | 41.591 | 46.769 | 49.98 | 51.217 | 53.456 | 54.702 | 56.901 | 56.977 | 57.012 | 57.121 | 58.251 | 58.383 | 60.516 | 61.65 | 61.782 | 62.917 | 64.05 | 65.183 | 65.318 | 66.451 | 66.585 | 67.717 | Darlington | Tees Valley
NG FES - Consumer Transformation | Total installed PV capacity - I&C and large (MW) | Doncaster | 12.748 | 12.825 | 16.902 | 20.98 | 26.107 | 29.267 | 31.425 | 34.579 | 37.763 | 40.972 | 45.223 | 52.561 | 54.953 | 58.404 | 61.855 | 65.318 | 67.694 | 67.835 | 67.901 | 68.106 | 70.353 | 72.598 | 73.854 | 76.104 | 79.357 | 80.608 | 81.86 | 83.111 | 84.365 | 85.615 | 87.866 | 89.119 | Doncaster | Sheffield City Region
NG FES - Consumer Transformation | Total installed PV capacity - I&C and large (MW) | East Lindsey | 14.45 | 14.573 | 14.698 | 14.82 | 15.026 | 15.281 | 15.534 | 15.787 | 16.081 | 16.417 | 16.823 | 17.364 | 17.991 | 18.714 | 19.439 | 20.184 | 20.788 | 21.014 | 21.124 | 21.454 | 21.846 | 22.244 | 22.648 | 23.052 | 23.457 | 23.86 | 24.267 | 24.672 | 25.076 | 25.481 | 25.884 | 26.289 | East Lindsey | Greater Lincolnshire
NG FES - Consumer Transformation | Total installed PV capacity - I&C and large (MW) | East Riding of Yorkshire | 29.896 | 30.133 | 42.372 | 54.607 | 67.007 | 74.499 | 82.985 | 91.475 | 99.039 | 109.691 | 122.473 | 139.514 | 148.729 | 160.124 | 169.524 | 179.957 | 186.123 | 187.561 | 187.769 | 188.408 | 193.167 | 198.931 | 205.713 | 210.497 | 216.277 | 220.057 | 224.835 | 228.615 | 233.395 | 237.174 | 241.957 | 245.738 | East Riding of Yorkshire | Humber | York and North Yorkshire
NG FES - Consumer Transformation | Total installed PV capacity - I&C and large (MW) | Gateshead | 2.124 | 2.134 | 12.143 | 23.154 | 33.279 | 38.429 | 43.579 | 48.731 | 53.906 | 61.107 | 68.351 | 80.673 | 83.05 | 85.48 | 89.913 | 93.358 | 95.719 | 95.855 | 95.921 | 96.116 | 98.352 | 99.591 | 102.831 | 105.073 | 106.315 | 107.557 | 108.796 | 110.04 | 111.28 | 112.521 | 115.763 | 117.007 | Gateshead | North Eastern
NG FES - Consumer Transformation | Total installed PV capacity - I&C and large (MW) | Hambleton | 35.272 | 35.285 | 58.298 | 81.31 | 104.468 | 115.66 | 127.852 | 140.044 | 151.266 | 165.524 | 183.831 | 207.242 | 214.719 | 222.268 | 228.82 | 236.382 | 241.841 | 243.015 | 243.095 | 243.348 | 247.647 | 252.948 | 256.256 | 260.562 | 264.868 | 267.176 | 270.483 | 273.791 | 277.098 | 279.404 | 282.711 | 286.019 | Hambleton | York and North Yorkshire
NG FES - Consumer Transformation | Total installed PV capacity - I&C and large (MW) | Harrogate | 4.96 | 4.988 | 10.017 | 15.043 | 19.224 | 22.44 | 24.658 | 27.873 | 31.127 | 33.415 | 37.765 | 43.228 | 45.77 | 47.392 | 49.015 | 52.652 | 53.171 | 54.367 | 53.46 | 54.744 | 55.081 | 56.424 | 56.769 | 59.118 | 60.466 | 60.811 | 62.159 | 62.508 | 63.853 | 64.202 | 66.551 | 66.897 | Harrogate | Leeds City Region | York and North Yorkshire
NG FES - Consumer Transformation | Total installed PV capacity - I&C and large (MW) | Hartlepool | 0.483 | 0.489 | 0.494 | 0.499 | 0.571 | 0.657 | 0.744 | 0.829 | 0.929 | 1.045 | 1.184 | 1.367 | 1.583 | 1.828 | 2.076 | 2.33 | 2.537 | 2.614 | 2.65 | 2.765 | 2.898 | 3.034 | 3.172 | 3.31 | 3.448 | 3.586 | 3.724 | 3.862 | 4 | 4.138 | 4.276 | 4.415 | Hartlepool | Tees Valley
NG FES - Consumer Transformation | Total installed PV capacity - I&C and large (MW) | High Peak | 0.084 | 0.085 | 0.086 | 0.086 | 0.088 | 0.089 | 0.09 | 0.092 | 0.093 | 0.095 | 0.097 | 0.1 | 0.104 | 0.108 | 0.111 | 0.115 | 0.119 | 0.12 | 0.121 | 0.122 | 0.125 | 0.127 | 0.129 | 0.131 | 0.133 | 0.135 | 0.138 | 0.14 | 0.142 | 0.144 | 0.146 | 0.149 | High Peak | Derby, Derbyshire, Nottingham and Nottinghamshire,
NG FES - Consumer Transformation | Total installed PV capacity - I&C and large (MW) | Kingston upon Hull, City of | 10.581 | 10.601 | 10.624 | 11.646 | 11.684 | 12.727 | 12.772 | 12.818 | 13.871 | 13.928 | 15.004 | 15.099 | 16.21 | 16.338 | 16.469 | 17.601 | 17.709 | 17.752 | 17.771 | 17.826 | 17.899 | 17.968 | 19.042 | 19.114 | 19.185 | 19.257 | 19.33 | 19.401 | 20.474 | 20.547 | 20.62 | 20.692 | Kingston upon Hull, City of | Humber
NG FES - Consumer Transformation | Total installed PV capacity - I&C and large (MW) | Kirklees | 4.196 | 4.22 | 5.242 | 6.266 | 7.303 | 7.349 | 8.393 | 8.44 | 9.493 | 10.554 | 11.626 | 12.727 | 12.837 | 13.969 | 15.099 | 15.234 | 16.346 | 16.385 | 16.406 | 16.465 | 16.539 | 16.609 | 17.68 | 18.753 | 18.825 | 18.9 | 18.974 | 19.046 | 20.119 | 20.193 | 20.266 | 20.34 | Kirklees | Leeds City Region
NG FES - Consumer Transformation | Total installed PV capacity - I&C and large (MW) | Leeds | 6.798 | 6.861 | 12.919 | 17.977 | 25.081 | 30.196 | 32.326 | 37.443 | 41.592 | 45.758 | 51.953 | 61.216 | 66.519 | 68.875 | 74.23 | 78.594 | 81.885 | 81.992 | 82.049 | 82.206 | 85.403 | 87.595 | 89.791 | 92.987 | 96.185 | 99.382 | 101.579 | 102.776 | 103.967 | 107.169 | 107.368 | 110.561 | Leeds | Leeds City Region
NG FES - Consumer Transformation | Total installed PV capacity - I&C and large (MW) | Middlesbrough | 1.317 | 1.304 | 1.31 | 1.318 | 1.4 | 1.499 | 1.601 | 1.701 | 1.816 | 1.951 | 2.111 | 2.325 | 2.574 | 2.862 | 3.15 | 3.444 | 3.684 | 3.774 | 3.817 | 3.948 | 4.105 | 4.263 | 4.422 | 4.583 | 4.744 | 4.902 | 5.064 | 5.224 | 5.384 | 5.545 | 5.705 | 5.866 | Middlesbrough | Tees Valley
NG FES - Consumer Transformation | Total installed PV capacity - I&C and large (MW) | Newcastle upon Tyne | 2.156 | 2.168 | 3.179 | 3.193 | 4.336 | 4.513 | 5.685 | 6.86 | 7.065 | 8.297 | 8.58 | 9.953 | 10.389 | 11.892 | 12.391 | 12.907 | 13.325 | 13.484 | 13.559 | 13.789 | 14.06 | 14.335 | 15.616 | 15.894 | 16.175 | 16.454 | 16.737 | 17.017 | 17.297 | 17.578 | 17.858 | 18.137 | Newcastle upon Tyne | North Eastern
NG FES - Consumer Transformation | Total installed PV capacity - I&C and large (MW) | North East Derbyshire | 0.032 | 0.034 | 0.035 | 0.036 | 0.038 | 0.04 | 0.043 | 0.044 | 0.047 | 0.05 | 0.054 | 0.059 | 0.065 | 0.071 | 0.078 | 0.084 | 0.09 | 0.092 | 0.093 | 0.095 | 0.099 | 0.103 | 0.107 | 0.11 | 0.114 | 0.118 | 0.121 | 0.124 | 0.128 | 0.132 | 0.135 | 0.139 | North East Derbyshire | Derby, Derbyshire, Nottingham and Nottinghamshire | Sheffield City Region
NG FES - Consumer Transformation | Total installed PV capacity - I&C and large (MW) | North East Lincolnshire | 10.882 | 10.929 | 24.972 | 38.017 | 52.094 | 61.187 | 71.279 | 79.371 | 88.481 | 99.605 | 113.753 | 131.951 | 142.184 | 152.45 | 161.714 | 171.987 | 179.21 | 180.291 | 180.332 | 180.454 | 186.6 | 191.745 | 197.894 | 203.043 | 207.192 | 212.34 | 216.488 | 220.636 | 224.785 | 229.933 | 233.083 | 237.232 | North East Lincolnshire | Greater Lincolnshire | Humber
NG FES - Consumer Transformation | Total installed PV capacity - I&C and large (MW) | North Lincolnshire | 40.483 | 40.597 | 44.709 | 49.822 | 54.007 | 57.24 | 59.471 | 63.699 | 65.965 | 69.273 | 74.643 | 81.135 | 83.707 | 87.364 | 90.021 | 95.7 | 97.248 | 98.454 | 98.551 | 98.855 | 101.214 | 102.574 | 104.941 | 106.31 | 108.677 | 110.046 | 112.416 | 113.778 | 116.147 | 117.517 | 118.885 | 119.254 | North Lincolnshire | Greater Lincolnshire | Humber
NG FES - Consumer Transformation | Total installed PV capacity - I&C and large (MW) | North Tyneside | 0.903 | 0.913 | 0.92 | 1.926 | 2.012 | 2.117 | 2.224 | 2.327 | 2.449 | 3.59 | 3.759 | 3.983 | 4.244 | 4.544 | 4.845 | 5.156 | 5.406 | 5.499 | 5.545 | 5.683 | 5.846 | 6.011 | 7.18 | 7.348 | 7.515 | 7.683 | 7.852 | 8.021 | 8.188 | 8.355 | 8.525 | 8.692 | North Tyneside | North Eastern
NG FES - Consumer Transformation | Total installed PV capacity - I&C and large (MW) | Northumberland | 3.317 | 3.338 | 15.362 | 28.388 | 40.68 | 47.039 | 53.402 | 59.755 | 66.171 | 74.649 | 84.224 | 97.989 | 102.879 | 106.907 | 111.932 | 116.984 | 119.84 | 121.161 | 121.314 | 121.782 | 124.337 | 126.904 | 129.476 | 132.049 | 134.622 | 137.194 | 138.768 | 141.341 | 142.912 | 145.483 | 147.058 | 149.63 | Northumberland | North Eastern
NG FES - Consumer Transformation | Total installed PV capacity - I&C and large (MW) | Pendle | 0.054 | 0.055 | 0.056 | 0.057 | 0.058 | 0.06 | 0.063 | 0.065 | 0.068 | 0.07 | 0.073 | 0.078 | 0.083 | 0.089 | 0.095 | 0.101 | 0.107 | 0.108 | 0.109 | 0.111 | 0.115 | 0.118 | 0.122 | 0.125 | 0.129 | 0.133 | 0.135 | 0.139 | 0.142 | 0.146 | 0.148 | 0.152 | Pendle | Lancashire
NG FES - Consumer Transformation | Total installed PV capacity - I&C and large (MW) | Redcar and Cleveland | 3.445 | 3.454 | 3.462 | 3.471 | 3.573 | 3.699 | 3.824 | 3.95 | 4.094 | 4.261 | 4.461 | 4.729 | 5.041 | 5.398 | 5.756 | 6.124 | 6.424 | 6.536 | 6.59 | 6.753 | 6.947 | 7.145 | 7.345 | 7.544 | 7.745 | 7.944 | 8.145 | 8.345 | 8.545 | 8.746 | 8.944 | 9.145 | Redcar and Cleveland | Tees Valley
NG FES - Consumer Transformation | Total installed PV capacity - I&C and large (MW) | Richmondshire | 1.348 | 1.354 | 1.359 | 1.364 | 1.439 | 1.53 | 1.621 | 1.712 | 1.819 | 1.941 | 2.086 | 2.28 | 2.505 | 2.768 | 3.028 | 3.294 | 3.512 | 3.595 | 3.633 | 3.751 | 3.893 | 4.037 | 4.182 | 4.329 | 4.473 | 4.618 | 4.764 | 4.908 | 5.056 | 5.201 | 5.345 | 5.492 | Richmondshire | York and North Yorkshire
NG FES - Consumer Transformation | Total installed PV capacity - I&C and large (MW) | Rotherham | 3.132 | 3.195 | 5.253 | 7.313 | 10.416 | 11.537 | 12.659 | 14.78 | 15.923 | 18.088 | 20.286 | 23.547 | 25.852 | 28.202 | 29.555 | 31.915 | 33.208 | 33.315 | 33.368 | 33.531 | 34.718 | 35.911 | 37.106 | 37.304 | 38.5 | 39.698 | 40.891 | 41.09 | 42.285 | 43.48 | 43.676 | 44.871 | Rotherham | Sheffield City Region
NG FES - Consumer Transformation | Total installed PV capacity - I&C and large (MW) | Ryedale | 5.247 | 5.267 | 29.287 | 54.305 | 78.418 | 90.558 | 102.697 | 114.834 | 126.993 | 142.179 | 160.401 | 186.697 | 194.042 | 201.438 | 208.833 | 217.241 | 222.57 | 222.695 | 222.754 | 223.936 | 228.152 | 232.368 | 236.589 | 240.811 | 245.032 | 248.253 | 251.475 | 254.696 | 257.917 | 261.139 | 264.361 | 267.581 | Ryedale | York and North Yorkshire
NG FES - Consumer Transformation | Total installed PV capacity - I&C and large (MW) | Scarborough | 1.658 | 1.682 | 7.709 | 12.737 | 18.852 | 20.993 | 24.136 | 27.277 | 30.441 | 33.628 | 38.856 | 44.158 | 46.509 | 48.915 | 50.321 | 52.734 | 54.075 | 54.201 | 54.261 | 54.446 | 55.667 | 56.89 | 58.116 | 59.343 | 60.569 | 61.796 | 62.021 | 63.247 | 64.475 | 64.699 | 65.925 | 67.151 | Scarborough | York and North Yorkshire
NG FES - Consumer Transformation | Total installed PV capacity - I&C and large (MW) | Selby | 11.399 | 11.465 | 12.53 | 14.594 | 15.704 | 16.839 | 17.974 | 19.108 | 20.262 | 22.442 | 23.658 | 25.943 | 27.278 | 28.662 | 30.046 | 31.442 | 32.761 | 32.883 | 32.939 | 33.115 | 34.323 | 34.536 | 35.75 | 36.964 | 37.181 | 38.395 | 38.61 | 38.825 | 40.038 | 40.253 | 41.468 | 41.683 | Selby | Leeds City Region | York and North Yorkshire
NG FES - Consumer Transformation | Total installed PV capacity - I&C and large (MW) | Sheffield | 2.431 | 2.445 | 2.455 | 2.465 | 3.482 | 3.504 | 3.529 | 3.553 | 3.577 | 3.607 | 3.644 | 4.693 | 4.751 | 4.814 | 4.88 | 4.945 | 4.999 | 5.022 | 5.031 | 5.062 | 5.095 | 6.129 | 6.167 | 6.205 | 6.24 | 6.275 | 6.314 | 6.351 | 6.386 | 6.419 | 6.458 | 6.491 | Sheffield | Sheffield City Region
NG FES - Consumer Transformation | Total installed PV capacity - I&C and large (MW) | South Tyneside | 1.086 | 1.092 | 1.098 | 1.104 | 1.172 | 1.257 | 1.34 | 1.425 | 1.52 | 1.631 | 1.766 | 1.948 | 2.156 | 2.393 | 2.633 | 2.883 | 3.08 | 3.156 | 3.192 | 3.302 | 3.433 | 3.563 | 3.7 | 3.832 | 3.965 | 4.1 | 4.233 | 4.367 | 4.502 | 4.635 | 4.771 | 4.904 | South Tyneside | North Eastern
NG FES - Consumer Transformation | Total installed PV capacity - I&C and large (MW) | Stockton-on-Tees | 21.578 | 21.589 | 28.598 | 36.607 | 44.722 | 47.864 | 51.007 | 55.147 | 58.313 | 64.501 | 69.726 | 78.027 | 80.38 | 82.785 | 85.192 | 87.605 | 89.945 | 90.071 | 90.13 | 90.317 | 92.537 | 93.759 | 95.985 | 97.21 | 98.436 | 99.662 | 100.889 | 102.115 | 102.34 | 103.567 | 104.793 | 106.019 | Stockton-on-Tees | Tees Valley
NG FES - Consumer Transformation | Total installed PV capacity - I&C and large (MW) | Sunderland | 1.644 | 1.658 | 1.673 | 1.686 | 1.855 | 2.062 | 2.265 | 2.471 | 2.707 | 2.984 | 3.313 | 3.749 | 4.26 | 4.849 | 5.438 | 6.041 | 6.534 | 6.718 | 6.804 | 7.071 | 7.392 | 7.714 | 8.044 | 8.374 | 8.7 | 9.028 | 9.359 | 9.685 | 10.014 | 10.343 | 10.671 | 10.999 | Sunderland | North Eastern
NG FES - Consumer Transformation | Total installed PV capacity - I&C and large (MW) | Wakefield | 6.853 | 6.941 | 11.031 | 14.117 | 18.264 | 20.443 | 22.626 | 24.806 | 28.013 | 32.256 | 34.542 | 40.929 | 43.377 | 46.893 | 49.41 | 51.938 | 55.371 | 55.533 | 55.608 | 55.844 | 57.122 | 59.406 | 59.695 | 61.984 | 64.27 | 65.558 | 66.849 | 68.138 | 69.426 | 70.715 | 71.001 | 73.29 | Wakefield | Leeds City Region
NG FES - Consumer Transformation | Total installed PV capacity - I&C and large (MW) | West Lindsey | 12.817 | 13.006 | 20.195 | 27.384 | 33.7 | 39.088 | 43.476 | 48.861 | 53.308 | 59.822 | 66.444 | 77.269 | 82.231 | 88.337 | 93.442 | 100.577 | 104.502 | 105.85 | 105.015 | 106.52 | 109.119 | 112.729 | 116.347 | 119.965 | 122.583 | 125.202 | 127.819 | 130.437 | 133.055 | 135.672 | 138.29 | 140.907 | West Lindsey | Greater Lincolnshire
NG FES - Consumer Transformation | Total installed PV capacity - I&C and large (MW) | York | 3.293 | 3.303 | 8.311 | 13.322 | 19.441 | 21.587 | 24.733 | 26.877 | 30.046 | 33.241 | 37.475 | 42.785 | 45.148 | 47.565 | 48.983 | 51.409 | 52.758 | 52.889 | 52.951 | 53.143 | 54.368 | 55.597 | 56.83 | 57.061 | 58.295 | 59.529 | 60.76 | 60.994 | 62.228 | 62.461 | 63.692 | 64.925 | York | Leeds City Region | York and North Yorkshire
NG FES - Leading the Way | Total installed PV capacity - I&C and large (MW) | Barnsley | 3.239 | 3.289 | 6.398 | 11.48 | 14.672 | 19.886 | 25.101 | 30.316 | 35.529 | 40.781 | 44.077 | 49.411 | 52.831 | 55.296 | 57.712 | 60.14 | 63.585 | 63.809 | 63.936 | 64.166 | 65.395 | 67.697 | 70.007 | 72.319 | 74.631 | 74.944 | 76.258 | 76.57 | 76.884 | 77.193 | 76.506 | 76.819 | Barnsley | Leeds City Region | Sheffield City Region
NG FES - Leading the Way | Total installed PV capacity - I&C and large (MW) | Bassetlaw | 1.386 | 1.399 | 1.423 | 1.44 | 1.483 | 1.532 | 1.581 | 1.629 | 1.675 | 1.732 | 1.798 | 1.874 | 1.968 | 2.071 | 2.166 | 2.261 | 2.361 | 2.411 | 2.44 | 2.491 | 2.543 | 2.61 | 2.68 | 2.75 | 2.82 | 2.89 | 2.96 | 3.03 | 3.101 | 3.17 | 3.239 | 3.31 | Bassetlaw | Derby, Derbyshire, Nottingham and Nottinghamshire | Sheffield City Region
NG FES - Leading the Way | Total installed PV capacity - I&C and large (MW) | Bradford | 3.793 | 3.808 | 5.835 | 6.86 | 8.915 | 9.972 | 12.034 | 14.092 | 16.151 | 18.22 | 20.304 | 21.397 | 22.515 | 23.638 | 24.757 | 26.875 | 28 | 28.061 | 28.095 | 28.161 | 29.222 | 29.309 | 30.393 | 31.478 | 32.569 | 32.656 | 32.744 | 32.825 | 32.913 | 33.001 | 33.084 | 33.177 | Bradford | Leeds City Region
NG FES - Leading the Way | Total installed PV capacity - I&C and large (MW) | Calderdale | 2.172 | 2.176 | 3.18 | 4.185 | 6.194 | 7.205 | 9.217 | 10.226 | 12.239 | 13.25 | 15.267 | 16.282 | 18.304 | 18.326 | 19.349 | 20.372 | 20.394 | 20.405 | 20.412 | 20.424 | 21.434 | 21.451 | 22.465 | 23.481 | 24.497 | 24.513 | 24.53 | 24.544 | 24.56 | 24.576 | 24.594 | 24.608 | Calderdale | Leeds City Region
NG FES - Leading the Way | Total installed PV capacity - I&C and large (MW) | County Durham | 18.383 | 18.413 | 58.472 | 98.523 | 139.298 | 181.156 | 222.014 | 262.877 | 303.72 | 344.731 | 384.913 | 427.255 | 438.933 | 451.787 | 464.465 | 477.166 | 484.945 | 488.848 | 488.353 | 491.273 | 498.183 | 507.386 | 516.635 | 527.887 | 536.134 | 540.386 | 542.634 | 542.886 | 544.136 | 545.383 | 546.637 | 547.882 | County Durham | North Eastern
NG FES - Leading the Way | Total installed PV capacity - I&C and large (MW) | Craven | 0.294 | 0.305 | 0.327 | 0.345 | 0.385 | 0.431 | 0.474 | 0.519 | 0.563 | 0.615 | 0.677 | 0.748 | 0.835 | 0.931 | 1.018 | 1.108 | 1.199 | 1.246 | 1.273 | 1.321 | 1.368 | 1.433 | 1.496 | 1.561 | 1.626 | 1.692 | 1.757 | 1.822 | 1.886 | 1.952 | 2.017 | 2.082 | Craven | Leeds City Region | York and North Yorkshire
NG FES - Leading the Way | Total installed PV capacity - I&C and large (MW) | Darlington | 5.914 | 5.92 | 14.93 | 22.94 | 32.083 | 41.241 | 49.4 | 58.557 | 66.713 | 75.897 | 85.116 | 93.364 | 96.67 | 100.013 | 101.322 | 104.635 | 106.962 | 107.129 | 107.222 | 107.389 | 108.559 | 110.779 | 113.01 | 115.239 | 116.47 | 118.699 | 118.929 | 119.161 | 119.389 | 119.62 | 119.849 | 120.08 | Darlington | Tees Valley
NG FES - Leading the Way | Total installed PV capacity - I&C and large (MW) | Doncaster | 12.748 | 12.825 | 18.988 | 27.107 | 33.4 | 41.723 | 51.045 | 58.365 | 66.683 | 76.064 | 84.506 | 92.007 | 96.641 | 104.336 | 108.965 | 113.603 | 116.272 | 117.613 | 117.798 | 118.145 | 120.489 | 124.942 | 128.41 | 132.88 | 136.348 | 137.819 | 139.285 | 138.753 | 139.224 | 139.693 | 140.164 | 140.63 | Doncaster | Sheffield City Region
NG FES - Leading the Way | Total installed PV capacity - I&C and large (MW) | East Lindsey | 14.45 | 14.573 | 14.835 | 15.026 | 15.494 | 16.011 | 16.531 | 17.048 | 17.555 | 18.167 | 18.881 | 19.688 | 20.702 | 21.818 | 22.83 | 23.858 | 24.929 | 25.474 | 25.778 | 26.333 | 26.883 | 27.608 | 28.362 | 29.118 | 29.871 | 30.624 | 31.378 | 32.13 | 32.886 | 33.638 | 34.392 | 35.145 | East Lindsey | Greater Lincolnshire
NG FES - Leading the Way | Total installed PV capacity - I&C and large (MW) | East Riding of Yorkshire | 29.896 | 30.133 | 49.635 | 68.002 | 87.906 | 111.905 | 135.91 | 159.904 | 182.887 | 207.061 | 230.438 | 256 | 268.95 | 284.104 | 298.057 | 312.039 | 321.105 | 323.154 | 323.742 | 326.811 | 333.875 | 344.273 | 355.728 | 367.183 | 376.633 | 382.088 | 384.541 | 385.995 | 386.449 | 387.906 | 389.358 | 390.809 | East Riding of Yorkshire | Humber | York and North Yorkshire
NG FES - Leading the Way | Total installed PV capacity - I&C and large (MW) | Gateshead | 2.124 | 2.134 | 18.156 | 34.172 | 50.429 | 66.715 | 83.001 | 100.287 | 115.568 | 132.905 | 148.297 | 164.746 | 170.305 | 175.921 | 180.48 | 185.044 | 187.638 | 188.941 | 189.108 | 190.41 | 192.715 | 197.117 | 200.534 | 203.949 | 208.365 | 209.782 | 211.196 | 211.614 | 211.029 | 211.446 | 211.861 | 212.279 | Gateshead | North Eastern
NG FES - Leading the Way | Total installed PV capacity - I&C and large (MW) | Hambleton | 35.272 | 35.285 | 71.311 | 107.333 | 143.659 | 180.023 | 217.388 | 253.751 | 290.107 | 326.535 | 362.036 | 399.605 | 409.314 | 420.099 | 430.808 | 441.529 | 448.282 | 450.663 | 449.875 | 452.265 | 457.652 | 465.161 | 473.692 | 482.219 | 489.748 | 493.276 | 494.807 | 494.335 | 494.863 | 495.391 | 495.92 | 496.449 | Hambleton | York and North Yorkshire
NG FES - Leading the Way | Total installed PV capacity - I&C and large (MW) | Harrogate | 4.96 | 4.988 | 13.046 | 20.093 | 28.469 | 36.884 | 45.302 | 52.719 | 61.126 | 69.619 | 78.191 | 85.841 | 88.655 | 91.554 | 94.366 | 97.192 | 99.053 | 100.492 | 100.736 | 102.183 | 102.623 | 105.208 | 107.815 | 109.421 | 111.025 | 112.632 | 114.237 | 113.843 | 114.448 | 115.054 | 115.66 | 116.264 | Harrogate | Leeds City Region | York and North Yorkshire
NG FES - Leading the Way | Total installed PV capacity - I&C and large (MW) | Hartlepool | 0.483 | 0.489 | 0.501 | 0.509 | 0.657 | 0.82 | 0.984 | 1.147 | 1.308 | 1.5 | 1.725 | 1.979 | 2.3 | 2.652 | 2.97 | 3.296 | 3.634 | 3.805 | 3.9 | 4.075 | 4.249 | 4.478 | 4.716 | 4.953 | 5.191 | 5.428 | 5.667 | 5.904 | 6.142 | 6.38 | 6.618 | 6.857 | Hartlepool | Tees Valley
NG FES - Leading the Way | Total installed PV capacity - I&C and large (MW) | High Peak | 0.084 | 0.085 | 0.086 | 0.087 | 0.09 | 0.093 | 0.096 | 0.098 | 0.101 | 0.105 | 0.108 | 0.113 | 0.118 | 0.124 | 0.13 | 0.135 | 0.141 | 0.144 | 0.146 | 0.149 | 0.152 | 0.156 | 0.16 | 0.164 | 0.168 | 0.172 | 0.176 | 0.18 | 0.184 | 0.188 | 0.193 | 0.197 | High Peak | Derby, Derbyshire, Nottingham and Nottinghamshire,
NG FES - Leading the Way | Total installed PV capacity - I&C and large (MW) | Kingston upon Hull, City of | 10.581 | 10.601 | 11.647 | 12.684 | 12.767 | 13.857 | 14.95 | 16.043 | 17.131 | 18.242 | 19.371 | 20.514 | 20.693 | 21.895 | 22.074 | 23.256 | 23.45 | 23.546 | 23.6 | 23.7 | 23.795 | 24.929 | 25.063 | 26.195 | 26.331 | 26.464 | 26.598 | 26.732 | 26.865 | 27.002 | 27.137 | 27.271 | Kingston upon Hull, City of | Humber
NG FES - Leading the Way | Total installed PV capacity - I&C and large (MW) | Kirklees | 4.196 | 4.22 | 5.267 | 7.303 | 8.385 | 10.481 | 11.574 | 14.669 | 15.757 | 17.869 | 18.998 | 21.145 | 22.326 | 23.533 | 24.712 | 25.899 | 26.092 | 26.193 | 26.246 | 26.349 | 27.447 | 27.578 | 29.712 | 30.847 | 31.99 | 32.125 | 32.259 | 32.394 | 32.532 | 32.668 | 32.806 | 32.938 | Kirklees | Leeds City Region
NG FES - Leading the Way | Total installed PV capacity - I&C and large (MW) | Leeds | 6.798 | 6.861 | 16.983 | 27.081 | 34.303 | 47.558 | 58.811 | 72.063 | 82.31 | 93.606 | 106.958 | 118.347 | 123.84 | 132.383 | 136.881 | 144.381 | 147.905 | 150.167 | 148.313 | 150.586 | 153.851 | 159.207 | 162.573 | 170.94 | 174.306 | 175.674 | 176.044 | 176.409 | 176.771 | 177.144 | 177.509 | 177.878 | Leeds | Leeds City Region
NG FES - Leading the Way | Total installed PV capacity - I&C and large (MW) | Middlesbrough | 1.317 | 1.304 | 1.318 | 1.328 | 1.498 | 1.692 | 1.881 | 2.07 | 2.256 | 2.479 | 2.74 | 3.037 | 3.408 | 3.818 | 4.189 | 4.565 | 4.958 | 5.158 | 5.269 | 5.473 | 5.674 | 5.94 | 6.216 | 6.493 | 6.768 | 7.046 | 7.321 | 7.597 | 7.874 | 8.149 | 8.427 | 8.703 | Middlesbrough | Tees Valley
NG FES - Leading the Way | Total installed PV capacity - I&C and large (MW) | Newcastle upon Tyne | 2.156 | 2.168 | 3.195 | 4.211 | 6.512 | 7.842 | 9.174 | 11.507 | 12.831 | 15.221 | 16.679 | 18.197 | 18.843 | 20.562 | 21.207 | 21.866 | 22.55 | 22.901 | 23.094 | 23.452 | 24.803 | 25.267 | 25.749 | 26.232 | 26.715 | 28.197 | 28.678 | 29.163 | 29.645 | 30.127 | 30.609 | 31.094 | Newcastle upon Tyne | North Eastern
NG FES - Leading the Way | Total installed PV capacity - I&C and large (MW) | North East Derbyshire | 0.032 | 0.034 | 0.036 | 0.038 | 0.042 | 0.047 | 0.052 | 0.056 | 0.06 | 0.066 | 0.072 | 0.08 | 0.089 | 0.099 | 0.108 | 0.117 | 0.127 | 0.132 | 0.135 | 0.139 | 0.145 | 0.151 | 0.158 | 0.164 | 0.172 | 0.178 | 0.185 | 0.192 | 0.199 | 0.205 | 0.212 | 0.219 | North East Derbyshire | Derby, Derbyshire, Nottingham and Nottinghamshire | Sheffield City Region
NG FES - Leading the Way | Total installed PV capacity - I&C and large (MW) | North East Lincolnshire | 10.882 | 10.929 | 32.022 | 53.093 | 75.264 | 101.455 | 127.646 | 154.835 | 181.023 | 206.247 | 234.508 | 259.805 | 274.179 | 289.59 | 301.961 | 316.337 | 326.732 | 328.932 | 328.044 | 330.247 | 338.45 | 347.716 | 358.993 | 371.269 | 381.546 | 384.824 | 386.101 | 385.379 | 385.654 | 385.931 | 386.207 | 386.485 | North East Lincolnshire | Greater Lincolnshire | Humber
NG FES - Leading the Way | Total installed PV capacity - I&C and large (MW) | North Lincolnshire | 40.483 | 40.597 | 46.834 | 55.007 | 61.432 | 69.905 | 79.376 | 86.848 | 95.311 | 103.865 | 112.512 | 123.248 | 127.17 | 132.184 | 137.107 | 143.038 | 146.017 | 147.511 | 147.788 | 148.291 | 151.793 | 154.454 | 160.139 | 162.826 | 167.512 | 169.194 | 169.883 | 170.567 | 171.249 | 171.937 | 172.622 | 172.31 | North Lincolnshire | Greater Lincolnshire | Humber
NG FES - Leading the Way | Total installed PV capacity - I&C and large (MW) | North Tyneside | 0.903 | 0.913 | 0.926 | 1.938 | 2.117 | 3.316 | 3.513 | 4.714 | 5.909 | 6.143 | 7.418 | 7.728 | 8.118 | 8.546 | 9.934 | 10.331 | 10.74 | 10.95 | 11.066 | 11.28 | 11.491 | 11.769 | 12.059 | 12.348 | 12.636 | 12.926 | 13.216 | 13.506 | 13.795 | 14.086 | 14.374 | 14.663 | North Tyneside | North Eastern
NG FES - Leading the Way | Total installed PV capacity - I&C and large (MW) | Northumberland | 3.317 | 3.338 | 22.39 | 42.426 | 62.038 | 81.717 | 102.396 | 122.075 | 142.74 | 162.538 | 182.471 | 202.529 | 208.854 | 216.317 | 222.643 | 228.987 | 233.389 | 235.102 | 235.5 | 237.227 | 240.946 | 245.896 | 250.881 | 255.869 | 260.855 | 262.841 | 264.826 | 265.813 | 265.798 | 266.788 | 267.773 | 268.759 | Northumberland | North Eastern
NG FES - Leading the Way | Total installed PV capacity - I&C and large (MW) | Pendle | 0.054 | 0.055 | 0.057 | 0.058 | 0.062 | 0.067 | 0.071 | 0.075 | 0.079 | 0.084 | 0.091 | 0.097 | 0.105 | 0.115 | 0.123 | 0.133 | 0.14 | 0.146 | 0.148 | 0.152 | 0.157 | 0.162 | 0.169 | 0.175 | 0.182 | 0.188 | 0.194 | 0.2 | 0.207 | 0.213 | 0.22 | 0.225 | Pendle | Lancashire
NG FES - Leading the Way | Total installed PV capacity - I&C and large (MW) | Redcar and Cleveland | 3.445 | 3.454 | 3.472 | 3.483 | 3.697 | 3.935 | 4.173 | 4.409 | 4.641 | 4.921 | 5.248 | 5.616 | 6.079 | 6.591 | 7.053 | 7.523 | 8.013 | 8.261 | 8.401 | 8.655 | 8.905 | 9.239 | 9.583 | 9.928 | 10.272 | 10.616 | 10.962 | 11.306 | 11.651 | 11.996 | 12.339 | 12.685 | Redcar and Cleveland | Tees Valley
NG FES - Leading the Way | Total installed PV capacity - I&C and large (MW) | Richmondshire | 1.348 | 1.354 | 1.365 | 1.375 | 1.53 | 1.703 | 1.876 | 2.048 | 2.217 | 2.419 | 2.657 | 2.925 | 3.263 | 3.633 | 3.969 | 4.312 | 4.668 | 4.851 | 4.951 | 5.135 | 5.319 | 5.56 | 5.809 | 6.06 | 6.311 | 6.562 | 6.813 | 7.063 | 7.313 | 7.564 | 7.814 | 8.065 | Richmondshire | York and North Yorkshire
NG FES - Leading the Way | Total installed PV capacity - I&C and large (MW) | Rotherham | 3.132 | 3.195 | 6.32 | 10.416 | 13.642 | 18.891 | 23.143 | 27.394 | 31.641 | 36.935 | 41.281 | 45.674 | 48.161 | 50.707 | 54.197 | 56.692 | 58.213 | 59.479 | 58.626 | 59.894 | 61.159 | 63.513 | 64.877 | 67.24 | 69.609 | 69.971 | 71.337 | 71.705 | 72.067 | 71.434 | 71.799 | 72.166 | Rotherham | Sheffield City Region
NG FES - Leading the Way | Total installed PV capacity - I&C and large (MW) | Ryedale | 5.247 | 5.267 | 43.307 | 81.339 | 119.578 | 158.844 | 197.109 | 235.375 | 273.636 | 311.948 | 350.315 | 388.73 | 399.248 | 410.821 | 421.34 | 431.867 | 438.416 | 440.696 | 440.852 | 443.137 | 448.419 | 456.791 | 465.177 | 474.563 | 480.95 | 485.337 | 485.723 | 486.11 | 486.496 | 486.883 | 487.27 | 486.655 | Ryedale | York and North Yorkshire
NG FES - Leading the Way | Total installed PV capacity - I&C and large (MW) | Scarborough | 1.658 | 1.682 | 10.739 | 18.779 | 28.027 | 37.303 | 46.575 | 55.851 | 64.12 | 73.443 | 82.821 | 92.248 | 94.782 | 98.374 | 100.91 | 103.454 | 106.021 | 106.307 | 106.47 | 106.763 | 109.056 | 110.437 | 112.837 | 115.236 | 117.635 | 119.035 | 119.433 | 119.831 | 120.23 | 120.63 | 121.028 | 120.428 | Scarborough | York and North Yorkshire
NG FES - Leading the Way | Total installed PV capacity - I&C and large (MW) | Selby | 11.399 | 11.465 | 13.601 | 16.701 | 18.949 | 22.224 | 25.5 | 28.775 | 31.045 | 34.368 | 37.744 | 41.176 | 42.713 | 45.305 | 46.841 | 49.385 | 50.954 | 51.244 | 51.404 | 51.698 | 52.99 | 54.376 | 55.775 | 58.175 | 59.574 | 59.975 | 60.373 | 60.774 | 61.173 | 61.574 | 61.972 | 62.372 | Selby | Leeds City Region | York and North Yorkshire
NG FES - Leading the Way | Total installed PV capacity - I&C and large (MW) | Sheffield | 2.431 | 2.445 | 2.466 | 3.482 | 3.527 | 3.569 | 4.621 | 4.666 | 4.711 | 5.767 | 5.831 | 6.903 | 6.994 | 7.093 | 7.182 | 7.275 | 7.374 | 7.419 | 7.45 | 8.501 | 8.549 | 8.613 | 8.681 | 8.751 | 8.816 | 8.884 | 8.948 | 9.017 | 9.089 | 9.152 | 9.218 | 9.289 | Sheffield | Sheffield City Region
NG FES - Leading the Way | Total installed PV capacity - I&C and large (MW) | South Tyneside | 1.086 | 1.092 | 1.104 | 1.114 | 1.256 | 1.414 | 1.573 | 1.732 | 1.889 | 2.075 | 2.293 | 2.54 | 2.851 | 3.193 | 3.503 | 3.818 | 4.146 | 4.312 | 4.406 | 4.574 | 4.745 | 4.966 | 5.197 | 5.427 | 5.659 | 5.889 | 6.121 | 6.351 | 6.582 | 6.813 | 7.043 | 7.275 | South Tyneside | North Eastern
NG FES - Leading the Way | Total installed PV capacity - I&C and large (MW) | Stockton-on-Tees | 21.578 | 21.589 | 32.608 | 44.623 | 55.864 | 69.132 | 80.402 | 92.669 | 103.931 | 116.246 | 127.613 | 140.03 | 144.556 | 148.132 | 151.655 | 155.185 | 157.74 | 158.023 | 158.178 | 159.465 | 160.749 | 163.125 | 166.514 | 168.903 | 171.292 | 172.682 | 174.072 | 173.46 | 173.85 | 174.239 | 174.628 | 175.02 | Stockton-on-Tees | Tees Valley
NG FES - Leading the Way | Total installed PV capacity - I&C and large (MW) | Sunderland | 1.644 | 1.658 | 1.689 | 1.709 | 2.06 | 2.449 | 2.837 | 3.225 | 3.607 | 4.066 | 4.6 | 5.208 | 5.968 | 6.806 | 7.566 | 8.335 | 9.141 | 9.55 | 9.778 | 10.194 | 10.605 | 11.153 | 11.716 | 12.282 | 12.848 | 13.416 | 13.979 | 14.545 | 15.112 | 15.674 | 16.24 | 16.807 | Sunderland | North Eastern
NG FES - Leading the Way | Total installed PV capacity - I&C and large (MW) | Wakefield | 6.853 | 6.941 | 13.128 | 18.263 | 24.597 | 31.965 | 39.336 | 45.706 | 54.068 | 61.501 | 68.009 | 74.585 | 79.308 | 83.104 | 88.824 | 92.557 | 95.32 | 96.711 | 96.924 | 98.321 | 99.713 | 102.232 | 106.768 | 109.307 | 112.842 | 114.378 | 114.917 | 115.454 | 115.99 | 116.528 | 117.066 | 117.603 | Wakefield | Leeds City Region
NG FES - Leading the Way | Total installed PV capacity - I&C and large (MW) | West Lindsey | 12.817 | 13.006 | 24.405 | 34.697 | 46.412 | 60.206 | 73.998 | 87.788 | 101.566 | 115.498 | 129.587 | 143.825 | 151.371 | 161.077 | 168.623 | 177.193 | 182.831 | 184.665 | 185.129 | 186.975 | 191.817 | 197.925 | 204.077 | 211.229 | 216.381 | 220.532 | 221.683 | 222.836 | 223.988 | 225.138 | 226.291 | 226.443 | West Lindsey | Greater Lincolnshire
NG FES - Leading the Way | Total installed PV capacity - I&C and large (MW) | York | 3.293 | 3.303 | 11.323 | 19.338 | 27.587 | 36.863 | 45.139 | 53.415 | 61.684 | 70.009 | 78.388 | 87.818 | 90.358 | 92.953 | 95.49 | 98.037 | 100.609 | 100.899 | 101.059 | 101.353 | 102.649 | 105.036 | 107.435 | 109.836 | 111.235 | 112.636 | 113.038 | 113.437 | 113.84 | 114.241 | 114.643 | 115.044 | York | Leeds City Region | York and North Yorkshire
NPg Planning Scenario | Total installed PV capacity - I&C and large (MW) | Barnsley | 3.239 | 3.289 | 6.398 | 11.48 | 14.672 | 19.886 | 25.101 | 30.316 | 35.529 | 40.781 | 44.077 | 49.411 | 52.831 | 55.296 | 57.712 | 60.14 | 63.585 | 63.809 | 63.936 | 64.166 | 65.395 | 67.697 | 70.007 | 72.319 | 74.631 | 74.944 | 76.258 | 76.57 | 76.884 | 77.193 | 76.506 | 76.819 | Barnsley | Leeds City Region | Sheffield City Region
NPg Planning Scenario | Total installed PV capacity - I&C and large (MW) | Bassetlaw | 1.386 | 1.399 | 1.423 | 1.44 | 1.483 | 1.532 | 1.581 | 1.629 | 1.675 | 1.732 | 1.798 | 1.874 | 1.968 | 2.071 | 2.166 | 2.261 | 2.361 | 2.411 | 2.44 | 2.491 | 2.543 | 2.61 | 2.68 | 2.75 | 2.82 | 2.89 | 2.96 | 3.03 | 3.101 | 3.17 | 3.239 | 3.31 | Bassetlaw | Derby, Derbyshire, Nottingham and Nottinghamshire | Sheffield City Region
NPg Planning Scenario | Total installed PV capacity - I&C and large (MW) | Bradford | 3.793 | 3.808 | 5.835 | 6.86 | 8.915 | 9.972 | 12.034 | 14.092 | 16.151 | 18.22 | 20.304 | 21.397 | 22.515 | 23.638 | 24.757 | 26.875 | 28 | 28.061 | 28.095 | 28.161 | 29.222 | 29.309 | 30.393 | 31.478 | 32.569 | 32.656 | 32.744 | 32.825 | 32.913 | 33.001 | 33.084 | 33.177 | Bradford | Leeds City Region
NPg Planning Scenario | Total installed PV capacity - I&C and large (MW) | Calderdale | 2.172 | 2.176 | 3.18 | 4.185 | 6.194 | 7.205 | 9.217 | 10.226 | 12.239 | 13.25 | 15.267 | 16.282 | 18.304 | 18.326 | 19.349 | 20.372 | 20.394 | 20.405 | 20.412 | 20.424 | 21.434 | 21.451 | 22.465 | 23.481 | 24.497 | 24.513 | 24.53 | 24.544 | 24.56 | 24.576 | 24.594 | 24.608 | Calderdale | Leeds City Region
NPg Planning Scenario | Total installed PV capacity - I&C and large (MW) | County Durham | 18.383 | 18.413 | 58.472 | 98.523 | 139.298 | 181.156 | 222.014 | 262.877 | 303.72 | 344.731 | 384.913 | 427.255 | 438.933 | 451.787 | 464.465 | 477.166 | 484.945 | 488.848 | 488.353 | 491.273 | 498.183 | 507.386 | 516.635 | 527.887 | 536.134 | 540.386 | 542.634 | 542.886 | 544.136 | 545.383 | 546.637 | 547.882 | County Durham | North Eastern
NPg Planning Scenario | Total installed PV capacity - I&C and large (MW) | Craven | 0.294 | 0.305 | 0.327 | 0.345 | 0.385 | 0.431 | 0.474 | 0.519 | 0.563 | 0.615 | 0.677 | 0.748 | 0.835 | 0.931 | 1.018 | 1.108 | 1.199 | 1.246 | 1.273 | 1.321 | 1.368 | 1.433 | 1.496 | 1.561 | 1.626 | 1.692 | 1.757 | 1.822 | 1.886 | 1.952 | 2.017 | 2.082 | Craven | Leeds City Region | York and North Yorkshire
NPg Planning Scenario | Total installed PV capacity - I&C and large (MW) | Darlington | 5.914 | 5.92 | 14.93 | 22.94 | 32.083 | 41.241 | 49.4 | 58.557 | 66.713 | 75.897 | 85.116 | 93.364 | 96.67 | 100.013 | 101.322 | 104.635 | 106.962 | 107.129 | 107.222 | 107.389 | 108.559 | 110.779 | 113.01 | 115.239 | 116.47 | 118.699 | 118.929 | 119.161 | 119.389 | 119.62 | 119.849 | 120.08 | Darlington | Tees Valley
NPg Planning Scenario | Total installed PV capacity - I&C and large (MW) | Doncaster | 12.748 | 12.825 | 18.988 | 27.107 | 33.4 | 41.723 | 51.045 | 58.365 | 66.683 | 76.064 | 84.506 | 92.007 | 96.641 | 104.336 | 108.965 | 113.603 | 116.272 | 117.613 | 117.798 | 118.145 | 120.489 | 124.942 | 128.41 | 132.88 | 136.348 | 137.819 | 139.285 | 138.753 | 139.224 | 139.693 | 140.164 | 140.63 | Doncaster | Sheffield City Region
NPg Planning Scenario | Total installed PV capacity - I&C and large (MW) | East Lindsey | 14.45 | 14.573 | 14.835 | 15.026 | 15.494 | 16.011 | 16.531 | 17.048 | 17.555 | 18.167 | 18.881 | 19.688 | 20.702 | 21.818 | 22.83 | 23.858 | 24.929 | 25.474 | 25.778 | 26.333 | 26.883 | 27.608 | 28.362 | 29.118 | 29.871 | 30.624 | 31.378 | 32.13 | 32.886 | 33.638 | 34.392 | 35.145 | East Lindsey | Greater Lincolnshire
NPg Planning Scenario | Total installed PV capacity - I&C and large (MW) | East Riding of Yorkshire | 29.896 | 30.133 | 49.635 | 68.002 | 87.906 | 111.905 | 135.91 | 159.904 | 182.887 | 207.061 | 230.438 | 256 | 268.95 | 284.104 | 298.057 | 312.039 | 321.105 | 323.154 | 323.742 | 326.811 | 333.875 | 344.273 | 355.728 | 367.183 | 376.633 | 382.088 | 384.541 | 385.995 | 386.449 | 387.906 | 389.358 | 390.809 | East Riding of Yorkshire | Humber | York and North Yorkshire
NPg Planning Scenario | Total installed PV capacity - I&C and large (MW) | Gateshead | 2.124 | 2.134 | 18.156 | 34.172 | 50.429 | 66.715 | 83.001 | 100.287 | 115.568 | 132.905 | 148.297 | 164.746 | 170.305 | 175.921 | 180.48 | 185.044 | 187.638 | 188.941 | 189.108 | 190.41 | 192.715 | 197.117 | 200.534 | 203.949 | 208.365 | 209.782 | 211.196 | 211.614 | 211.029 | 211.446 | 211.861 | 212.279 | Gateshead | North Eastern
NPg Planning Scenario | Total installed PV capacity - I&C and large (MW) | Hambleton | 35.272 | 35.285 | 71.311 | 107.333 | 143.659 | 180.023 | 217.388 | 253.751 | 290.107 | 326.535 | 362.036 | 399.605 | 409.314 | 420.099 | 430.808 | 441.529 | 448.282 | 450.663 | 449.875 | 452.265 | 457.652 | 465.161 | 473.692 | 482.219 | 489.748 | 493.276 | 494.807 | 494.335 | 494.863 | 495.391 | 495.92 | 496.449 | Hambleton | York and North Yorkshire
NPg Planning Scenario | Total installed PV capacity - I&C and large (MW) | Harrogate | 4.96 | 4.988 | 13.046 | 20.093 | 28.469 | 36.884 | 45.302 | 52.719 | 61.126 | 69.619 | 78.191 | 85.841 | 88.655 | 91.554 | 94.366 | 97.192 | 99.053 | 100.492 | 100.736 | 102.183 | 102.623 | 105.208 | 107.815 | 109.421 | 111.025 | 112.632 | 114.237 | 113.843 | 114.448 | 115.054 | 115.66 | 116.264 | Harrogate | Leeds City Region | York and North Yorkshire
NPg Planning Scenario | Total installed PV capacity - I&C and large (MW) | Hartlepool | 0.483 | 0.489 | 0.501 | 0.509 | 0.657 | 0.82 | 0.984 | 1.147 | 1.308 | 1.5 | 1.725 | 1.979 | 2.3 | 2.652 | 2.97 | 3.296 | 3.634 | 3.805 | 3.9 | 4.075 | 4.249 | 4.478 | 4.716 | 4.953 | 5.191 | 5.428 | 5.667 | 5.904 | 6.142 | 6.38 | 6.618 | 6.857 | Hartlepool | Tees Valley
NPg Planning Scenario | Total installed PV capacity - I&C and large (MW) | High Peak | 0.084 | 0.085 | 0.086 | 0.087 | 0.09 | 0.093 | 0.096 | 0.098 | 0.101 | 0.105 | 0.108 | 0.113 | 0.118 | 0.124 | 0.13 | 0.135 | 0.141 | 0.144 | 0.146 | 0.149 | 0.152 | 0.156 | 0.16 | 0.164 | 0.168 | 0.172 | 0.176 | 0.18 | 0.184 | 0.188 | 0.193 | 0.197 | High Peak | Derby, Derbyshire, Nottingham and Nottinghamshire,
NPg Planning Scenario | Total installed PV capacity - I&C and large (MW) | Kingston upon Hull, City of | 10.581 | 10.601 | 11.647 | 12.684 | 12.767 | 13.857 | 14.95 | 16.043 | 17.131 | 18.242 | 19.371 | 20.514 | 20.693 | 21.895 | 22.074 | 23.256 | 23.45 | 23.546 | 23.6 | 23.7 | 23.795 | 24.929 | 25.063 | 26.195 | 26.331 | 26.464 | 26.598 | 26.732 | 26.865 | 27.002 | 27.137 | 27.271 | Kingston upon Hull, City of | Humber
NPg Planning Scenario | Total installed PV capacity - I&C and large (MW) | Kirklees | 4.196 | 4.22 | 5.267 | 7.303 | 8.385 | 10.481 | 11.574 | 14.669 | 15.757 | 17.869 | 18.998 | 21.145 | 22.326 | 23.533 | 24.712 | 25.899 | 26.092 | 26.193 | 26.246 | 26.349 | 27.447 | 27.578 | 29.712 | 30.847 | 31.99 | 32.125 | 32.259 | 32.394 | 32.532 | 32.668 | 32.806 | 32.938 | Kirklees | Leeds City Region
NPg Planning Scenario | Total installed PV capacity - I&C and large (MW) | Leeds | 6.798 | 6.861 | 16.983 | 27.081 | 34.303 | 47.558 | 58.811 | 72.063 | 82.31 | 93.606 | 106.958 | 118.347 | 123.84 | 132.383 | 136.881 | 144.381 | 147.905 | 150.167 | 148.313 | 150.586 | 153.851 | 159.207 | 162.573 | 170.94 | 174.306 | 175.674 | 176.044 | 176.409 | 176.771 | 177.144 | 177.509 | 177.878 | Leeds | Leeds City Region
NPg Planning Scenario | Total installed PV capacity - I&C and large (MW) | Middlesbrough | 1.317 | 1.304 | 1.318 | 1.328 | 1.498 | 1.692 | 1.881 | 2.07 | 2.256 | 2.479 | 2.74 | 3.037 | 3.408 | 3.818 | 4.189 | 4.565 | 4.958 | 5.158 | 5.269 | 5.473 | 5.674 | 5.94 | 6.216 | 6.493 | 6.768 | 7.046 | 7.321 | 7.597 | 7.874 | 8.149 | 8.427 | 8.703 | Middlesbrough | Tees Valley
NPg Planning Scenario | Total installed PV capacity - I&C and large (MW) | Newcastle upon Tyne | 2.156 | 2.168 | 3.195 | 4.211 | 6.512 | 7.842 | 9.174 | 11.507 | 12.831 | 15.221 | 16.679 | 18.197 | 18.843 | 20.562 | 21.207 | 21.866 | 22.55 | 22.901 | 23.094 | 23.452 | 24.803 | 25.267 | 25.749 | 26.232 | 26.715 | 28.197 | 28.678 | 29.163 | 29.645 | 30.127 | 30.609 | 31.094 | Newcastle upon Tyne | North Eastern
NPg Planning Scenario | Total installed PV capacity - I&C and large (MW) | North East Derbyshire | 0.032 | 0.034 | 0.036 | 0.038 | 0.042 | 0.047 | 0.052 | 0.056 | 0.06 | 0.066 | 0.072 | 0.08 | 0.089 | 0.099 | 0.108 | 0.117 | 0.127 | 0.132 | 0.135 | 0.139 | 0.145 | 0.151 | 0.158 | 0.164 | 0.172 | 0.178 | 0.185 | 0.192 | 0.199 | 0.205 | 0.212 | 0.219 | North East Derbyshire | Derby, Derbyshire, Nottingham and Nottinghamshire | Sheffield City Region
NPg Planning Scenario | Total installed PV capacity - I&C and large (MW) | North East Lincolnshire | 10.882 | 10.929 | 32.022 | 53.093 | 75.264 | 101.455 | 127.646 | 154.835 | 181.023 | 206.247 | 234.508 | 259.805 | 274.179 | 289.59 | 301.961 | 316.337 | 326.732 | 328.932 | 328.044 | 330.247 | 338.45 | 347.716 | 358.993 | 371.269 | 381.546 | 384.824 | 386.101 | 385.379 | 385.654 | 385.931 | 386.207 | 386.485 | North East Lincolnshire | Greater Lincolnshire | Humber
NPg Planning Scenario | Total installed PV capacity - I&C and large (MW) | North Lincolnshire | 40.483 | 40.597 | 46.834 | 55.007 | 61.432 | 69.905 | 79.376 | 86.848 | 95.311 | 103.865 | 112.512 | 123.248 | 127.17 | 132.184 | 137.107 | 143.038 | 146.017 | 147.511 | 147.788 | 148.291 | 151.793 | 154.454 | 160.139 | 162.826 | 167.512 | 169.194 | 169.883 | 170.567 | 171.249 | 171.937 | 172.622 | 172.31 | North Lincolnshire | Greater Lincolnshire | Humber
NPg Planning Scenario | Total installed PV capacity - I&C and large (MW) | North Tyneside | 0.903 | 0.913 | 0.926 | 1.938 | 2.117 | 3.316 | 3.513 | 4.714 | 5.909 | 6.143 | 7.418 | 7.728 | 8.118 | 8.546 | 9.934 | 10.331 | 10.74 | 10.95 | 11.066 | 11.28 | 11.491 | 11.769 | 12.059 | 12.348 | 12.636 | 12.926 | 13.216 | 13.506 | 13.795 | 14.086 | 14.374 | 14.663 | North Tyneside | North Eastern
NPg Planning Scenario | Total installed PV capacity - I&C and large (MW) | Northumberland | 3.317 | 3.338 | 22.39 | 42.426 | 62.038 | 81.717 | 102.396 | 122.075 | 142.74 | 162.538 | 182.471 | 202.529 | 208.854 | 216.317 | 222.643 | 228.987 | 233.389 | 235.102 | 235.5 | 237.227 | 240.946 | 245.896 | 250.881 | 255.869 | 260.855 | 262.841 | 264.826 | 265.813 | 265.798 | 266.788 | 267.773 | 268.759 | Northumberland | North Eastern
NPg Planning Scenario | Total installed PV capacity - I&C and large (MW) | Pendle | 0.054 | 0.055 | 0.057 | 0.058 | 0.062 | 0.067 | 0.071 | 0.075 | 0.079 | 0.084 | 0.091 | 0.097 | 0.105 | 0.115 | 0.123 | 0.133 | 0.14 | 0.146 | 0.148 | 0.152 | 0.157 | 0.162 | 0.169 | 0.175 | 0.182 | 0.188 | 0.194 | 0.2 | 0.207 | 0.213 | 0.22 | 0.225 | Pendle | Lancashire
NPg Planning Scenario | Total installed PV capacity - I&C and large (MW) | Redcar and Cleveland | 3.445 | 3.454 | 3.472 | 3.483 | 3.697 | 3.935 | 4.173 | 4.409 | 4.641 | 4.921 | 5.248 | 5.616 | 6.079 | 6.591 | 7.053 | 7.523 | 8.013 | 8.261 | 8.401 | 8.655 | 8.905 | 9.239 | 9.583 | 9.928 | 10.272 | 10.616 | 10.962 | 11.306 | 11.651 | 11.996 | 12.339 | 12.685 | Redcar and Cleveland | Tees Valley
NPg Planning Scenario | Total installed PV capacity - I&C and large (MW) | Richmondshire | 1.348 | 1.354 | 1.365 | 1.375 | 1.53 | 1.703 | 1.876 | 2.048 | 2.217 | 2.419 | 2.657 | 2.925 | 3.263 | 3.633 | 3.969 | 4.312 | 4.668 | 4.851 | 4.951 | 5.135 | 5.319 | 5.56 | 5.809 | 6.06 | 6.311 | 6.562 | 6.813 | 7.063 | 7.313 | 7.564 | 7.814 | 8.065 | Richmondshire | York and North Yorkshire
NPg Planning Scenario | Total installed PV capacity - I&C and large (MW) | Rotherham | 3.132 | 3.195 | 6.32 | 10.416 | 13.642 | 18.891 | 23.143 | 27.394 | 31.641 | 36.935 | 41.281 | 45.674 | 48.161 | 50.707 | 54.197 | 56.692 | 58.213 | 59.479 | 58.626 | 59.894 | 61.159 | 63.513 | 64.877 | 67.24 | 69.609 | 69.971 | 71.337 | 71.705 | 72.067 | 71.434 | 71.799 | 72.166 | Rotherham | Sheffield City Region
NPg Planning Scenario | Total installed PV capacity - I&C and large (MW) | Ryedale | 5.247 | 5.267 | 43.307 | 81.339 | 119.578 | 158.844 | 197.109 | 235.375 | 273.636 | 311.948 | 350.315 | 388.73 | 399.248 | 410.821 | 421.34 | 431.867 | 438.416 | 440.696 | 440.852 | 443.137 | 448.419 | 456.791 | 465.177 | 474.563 | 480.95 | 485.337 | 485.723 | 486.11 | 486.496 | 486.883 | 487.27 | 486.655 | Ryedale | York and North Yorkshire
NPg Planning Scenario | Total installed PV capacity - I&C and large (MW) | Scarborough | 1.658 | 1.682 | 10.739 | 18.779 | 28.027 | 37.303 | 46.575 | 55.851 | 64.12 | 73.443 | 82.821 | 92.248 | 94.782 | 98.374 | 100.91 | 103.454 | 106.021 | 106.307 | 106.47 | 106.763 | 109.056 | 110.437 | 112.837 | 115.236 | 117.635 | 119.035 | 119.433 | 119.831 | 120.23 | 120.63 | 121.028 | 120.428 | Scarborough | York and North Yorkshire
NPg Planning Scenario | Total installed PV capacity - I&C and large (MW) | Selby | 11.399 | 11.465 | 13.601 | 16.701 | 18.949 | 22.224 | 25.5 | 28.775 | 31.045 | 34.368 | 37.744 | 41.176 | 42.713 | 45.305 | 46.841 | 49.385 | 50.954 | 51.244 | 51.404 | 51.698 | 52.99 | 54.376 | 55.775 | 58.175 | 59.574 | 59.975 | 60.373 | 60.774 | 61.173 | 61.574 | 61.972 | 62.372 | Selby | Leeds City Region | York and North Yorkshire
NPg Planning Scenario | Total installed PV capacity - I&C and large (MW) | Sheffield | 2.431 | 2.445 | 2.466 | 3.482 | 3.527 | 3.569 | 4.621 | 4.666 | 4.711 | 5.767 | 5.831 | 6.903 | 6.994 | 7.093 | 7.182 | 7.275 | 7.374 | 7.419 | 7.45 | 8.501 | 8.549 | 8.613 | 8.681 | 8.751 | 8.816 | 8.884 | 8.948 | 9.017 | 9.089 | 9.152 | 9.218 | 9.289 | Sheffield | Sheffield City Region
NPg Planning Scenario | Total installed PV capacity - I&C and large (MW) | South Tyneside | 1.086 | 1.092 | 1.104 | 1.114 | 1.256 | 1.414 | 1.573 | 1.732 | 1.889 | 2.075 | 2.293 | 2.54 | 2.851 | 3.193 | 3.503 | 3.818 | 4.146 | 4.312 | 4.406 | 4.574 | 4.745 | 4.966 | 5.197 | 5.427 | 5.659 | 5.889 | 6.121 | 6.351 | 6.582 | 6.813 | 7.043 | 7.275 | South Tyneside | North Eastern
NPg Planning Scenario | Total installed PV capacity - I&C and large (MW) | Stockton-on-Tees | 21.578 | 21.589 | 32.608 | 44.623 | 55.864 | 69.132 | 80.402 | 92.669 | 103.931 | 116.246 | 127.613 | 140.03 | 144.556 | 148.132 | 151.655 | 155.185 | 157.74 | 158.023 | 158.178 | 159.465 | 160.749 | 163.125 | 166.514 | 168.903 | 171.292 | 172.682 | 174.072 | 173.46 | 173.85 | 174.239 | 174.628 | 175.02 | Stockton-on-Tees | Tees Valley
NPg Planning Scenario | Total installed PV capacity - I&C and large (MW) | Sunderland | 1.644 | 1.658 | 1.689 | 1.709 | 2.06 | 2.449 | 2.837 | 3.225 | 3.607 | 4.066 | 4.6 | 5.208 | 5.968 | 6.806 | 7.566 | 8.335 | 9.141 | 9.55 | 9.778 | 10.194 | 10.605 | 11.153 | 11.716 | 12.282 | 12.848 | 13.416 | 13.979 | 14.545 | 15.112 | 15.674 | 16.24 | 16.807 | Sunderland | North Eastern
NPg Planning Scenario | Total installed PV capacity - I&C and large (MW) | Wakefield | 6.853 | 6.941 | 13.128 | 18.263 | 24.597 | 31.965 | 39.336 | 45.706 | 54.068 | 61.501 | 68.009 | 74.585 | 79.308 | 83.104 | 88.824 | 92.557 | 95.32 | 96.711 | 96.924 | 98.321 | 99.713 | 102.232 | 106.768 | 109.307 | 112.842 | 114.378 | 114.917 | 115.454 | 115.99 | 116.528 | 117.066 | 117.603 | Wakefield | Leeds City Region
NPg Planning Scenario | Total installed PV capacity - I&C and large (MW) | West Lindsey | 12.817 | 13.006 | 24.405 | 34.697 | 46.412 | 60.206 | 73.998 | 87.788 | 101.566 | 115.498 | 129.587 | 143.825 | 151.371 | 161.077 | 168.623 | 177.193 | 182.831 | 184.665 | 185.129 | 186.975 | 191.817 | 197.925 | 204.077 | 211.229 | 216.381 | 220.532 | 221.683 | 222.836 | 223.988 | 225.138 | 226.291 | 226.443 | West Lindsey | Greater Lincolnshire
NPg Planning Scenario | Total installed PV capacity - I&C and large (MW) | York | 3.293 | 3.303 | 11.323 | 19.338 | 27.587 | 36.863 | 45.139 | 53.415 | 61.684 | 70.009 | 78.388 | 87.818 | 90.358 | 92.953 | 95.49 | 98.037 | 100.609 | 100.899 | 101.059 | 101.353 | 102.649 | 105.036 | 107.435 | 109.836 | 111.235 | 112.636 | 113.038 | 113.437 | 113.84 | 114.241 | 114.643 | 115.044 | York | Leeds City Region | York and North Yorkshire
NG FES - Steady Progression | Total installed PV capacity - I&C and large (MW) | Barnsley | 3.239 | 3.289 | 4.287 | 5.308 | 6.319 | 6.332 | 6.343 | 7.357 | 7.372 | 8.396 | 9.427 | 10.47 | 11.526 | 12.596 | 12.658 | 14.745 | 15.788 | 15.787 | 15.787 | 15.787 | 15.803 | 15.826 | 15.849 | 16.872 | 16.895 | 16.918 | 17.941 | 19.965 | 19.988 | 20.012 | 20.035 | 21.06 | Barnsley | Leeds City Region | Sheffield City Region
NG FES - Steady Progression | Total installed PV capacity - I&C and large (MW) | Bassetlaw | 1.386 | 1.399 | 1.396 | 1.403 | 1.405 | 1.407 | 1.411 | 1.413 | 1.416 | 1.422 | 1.429 | 1.439 | 1.452 | 1.467 | 1.481 | 1.5 | 1.511 | 1.509 | 1.511 | 1.511 | 1.514 | 1.518 | 1.524 | 1.528 | 1.534 | 1.54 | 1.544 | 1.55 | 1.554 | 1.561 | 1.566 | 1.571 | Bassetlaw | Derby, Derbyshire, Nottingham and Nottinghamshire | Sheffield City Region
NG FES - Steady Progression | Total installed PV capacity - I&C and large (MW) | Bradford | 3.793 | 3.808 | 3.799 | 4.805 | 4.808 | 4.811 | 4.817 | 5.82 | 5.824 | 5.828 | 5.838 | 6.852 | 6.865 | 6.885 | 7.899 | 7.923 | 8.938 | 8.936 | 8.936 | 8.936 | 8.939 | 8.946 | 8.95 | 8.957 | 8.966 | 9.974 | 9.982 | 9.984 | 9.99 | 9.997 | 10.002 | 10.006 | Bradford | Leeds City Region
NG FES - Steady Progression | Total installed PV capacity - I&C and large (MW) | Calderdale | 2.172 | 2.176 | 2.17 | 3.172 | 3.174 | 3.175 | 3.176 | 3.177 | 3.177 | 3.178 | 4.179 | 4.181 | 4.181 | 4.189 | 6.191 | 6.193 | 6.195 | 6.195 | 6.195 | 6.195 | 6.196 | 6.196 | 6.197 | 7.197 | 7.198 | 7.202 | 7.203 | 7.203 | 7.205 | 7.208 | 7.211 | 7.211 | Calderdale | Leeds City Region
NG FES - Steady Progression | Total installed PV capacity - I&C and large (MW) | County Durham | 18.383 | 18.413 | 29.408 | 41.423 | 53.523 | 54.625 | 56.731 | 57.83 | 61.96 | 65.16 | 70.425 | 77.794 | 81.267 | 88.843 | 92.384 | 98.09 | 102.471 | 102.448 | 101.469 | 101.467 | 103.595 | 105.772 | 107.973 | 109.169 | 111.368 | 112.566 | 116.767 | 116.967 | 119.165 | 120.363 | 122.564 | 124.759 | County Durham | North Eastern
NG FES - Steady Progression | Total installed PV capacity - I&C and large (MW) | Craven | 0.294 | 0.305 | 0.305 | 0.311 | 0.313 | 0.314 | 0.317 | 0.32 | 0.323 | 0.327 | 0.334 | 0.343 | 0.355 | 0.37 | 0.383 | 0.399 | 0.41 | 0.408 | 0.41 | 0.41 | 0.412 | 0.418 | 0.422 | 0.427 | 0.433 | 0.437 | 0.441 | 0.447 | 0.452 | 0.457 | 0.46 | 0.466 | Craven | Leeds City Region | York and North Yorkshire
NG FES - Steady Progression | Total installed PV capacity - I&C and large (MW) | Darlington | 5.914 | 5.92 | 8.92 | 10.922 | 12.94 | 12.959 | 13.978 | 14.997 | 15.02 | 16.057 | 17.107 | 19.174 | 19.26 | 20.369 | 22.467 | 23.597 | 23.666 | 23.664 | 23.667 | 23.667 | 23.691 | 23.724 | 25.76 | 25.797 | 25.833 | 25.87 | 26.905 | 26.943 | 26.98 | 28.015 | 28.051 | 29.09 | Darlington | Tees Valley
NG FES - Steady Progression | Total installed PV capacity - I&C and large (MW) | Doncaster | 12.748 | 12.825 | 14.817 | 16.855 | 17.869 | 18.888 | 18.91 | 19.928 | 19.948 | 20.986 | 23.032 | 26.1 | 27.182 | 29.282 | 30.38 | 32.504 | 34.577 | 34.57 | 33.577 | 33.577 | 34.595 | 35.628 | 35.666 | 36.697 | 37.732 | 37.772 | 38.806 | 39.839 | 39.875 | 40.912 | 41.948 | 41.984 | Doncaster | Sheffield City Region
NG FES - Steady Progression | Total installed PV capacity - I&C and large (MW) | East Lindsey | 14.45 | 14.573 | 14.569 | 14.625 | 14.652 | 14.681 | 14.712 | 14.739 | 14.777 | 14.835 | 14.911 | 15.017 | 15.151 | 15.316 | 15.47 | 15.673 | 15.782 | 15.778 | 15.785 | 15.784 | 15.819 | 15.872 | 15.929 | 15.984 | 16.042 | 16.098 | 16.154 | 16.213 | 16.269 | 16.327 | 16.383 | 16.44 | East Lindsey | Greater Lincolnshire
NG FES - Steady Progression | Total installed PV capacity - I&C and large (MW) | East Riding of Yorkshire | 29.896 | 30.133 | 35.099 | 40.206 | 45.265 | 46.32 | 47.378 | 50.432 | 51.502 | 55.612 | 59.761 | 65.965 | 69.227 | 74.547 | 78.847 | 85.238 | 90.449 | 89.43 | 89.443 | 89.443 | 90.516 | 92.613 | 94.722 | 96.832 | 98.941 | 102.052 | 104.161 | 106.275 | 107.386 | 109.494 | 112.604 | 113.713 | East Riding of Yorkshire | Humber | York and North Yorkshire
NG FES - Steady Progression | Total installed PV capacity - I&C and large (MW) | Gateshead | 2.124 | 2.134 | 6.134 | 11.137 | 15.172 | 16.205 | 16.239 | 18.271 | 20.316 | 21.383 | 23.471 | 25.595 | 26.753 | 29.943 | 32.124 | 34.358 | 35.486 | 35.478 | 35.483 | 35.482 | 35.525 | 36.585 | 36.652 | 37.719 | 38.784 | 39.851 | 40.915 | 40.983 | 42.049 | 42.116 | 44.181 | 45.247 | Gateshead | North Eastern
NG FES - Steady Progression | Total installed PV capacity - I&C and large (MW) | Hambleton | 35.272 | 35.285 | 45.284 | 55.288 | 65.334 | 67.376 | 68.419 | 71.461 | 74.517 | 77.601 | 81.714 | 88.87 | 92.069 | 96.313 | 99.543 | 105.842 | 109.003 | 108.989 | 108.998 | 108.998 | 109.052 | 112.127 | 113.21 | 115.295 | 116.38 | 118.465 | 119.546 | 121.63 | 122.716 | 124.8 | 125.884 | 128.97 | Hambleton | York and North Yorkshire
NG FES - Steady Progression | Total installed PV capacity - I&C and large (MW) | Harrogate | 4.96 | 4.988 | 6.985 | 8.998 | 11.044 | 12.09 | 13.134 | 13.179 | 13.236 | 14.326 | 15.445 | 17.606 | 17.815 | 19.071 | 20.311 | 20.623 | 21.792 | 21.778 | 21.788 | 21.787 | 21.846 | 22.922 | 24.009 | 24.099 | 24.188 | 24.275 | 25.361 | 25.45 | 25.537 | 25.627 | 26.714 | 26.804 | Harrogate | Leeds City Region | York and North Yorkshire
NG FES - Steady Progression | Total installed PV capacity - I&C and large (MW) | Hartlepool | 0.483 | 0.489 | 0.489 | 0.49 | 0.51 | 0.529 | 0.549 | 0.569 | 0.593 | 0.631 | 0.682 | 0.753 | 0.841 | 0.952 | 1.055 | 1.189 | 1.261 | 1.259 | 1.261 | 1.261 | 1.286 | 1.32 | 1.358 | 1.395 | 1.433 | 1.471 | 1.509 | 1.547 | 1.584 | 1.623 | 1.66 | 1.698 | Hartlepool | Tees Valley
NG FES - Steady Progression | Total installed PV capacity - I&C and large (MW) | High Peak | 0.084 | 0.085 | 0.085 | 0.085 | 0.085 | 0.085 | 0.086 | 0.086 | 0.086 | 0.086 | 0.087 | 0.087 | 0.088 | 0.089 | 0.09 | 0.091 | 0.091 | 0.091 | 0.091 | 0.091 | 0.092 | 0.092 | 0.092 | 0.092 | 0.093 | 0.093 | 0.093 | 0.094 | 0.094 | 0.094 | 0.095 | 0.095 | High Peak | Derby, Derbyshire, Nottingham and Nottinghamshire,
NG FES - Steady Progression | Total installed PV capacity - I&C and large (MW) | Kingston upon Hull, City of | 10.581 | 10.601 | 10.595 | 10.604 | 11.61 | 11.614 | 11.621 | 11.625 | 11.632 | 11.643 | 11.656 | 11.674 | 12.699 | 12.728 | 12.755 | 12.79 | 12.811 | 12.809 | 12.811 | 12.811 | 12.816 | 12.825 | 13.833 | 13.845 | 13.855 | 13.865 | 13.873 | 13.885 | 13.897 | 13.907 | 13.917 | 13.929 | Kingston upon Hull, City of | Humber
NG FES - Steady Progression | Total installed PV capacity - I&C and large (MW) | Kirklees | 4.196 | 4.22 | 4.215 | 5.221 | 5.226 | 5.235 | 5.239 | 5.244 | 5.253 | 6.262 | 7.276 | 7.296 | 7.317 | 7.349 | 8.377 | 8.413 | 8.434 | 8.428 | 8.43 | 8.43 | 8.438 | 8.447 | 8.456 | 8.467 | 9.478 | 10.488 | 10.498 | 10.508 | 10.519 | 10.528 | 10.539 | 10.551 | Kirklees | Leeds City Region
NG FES - Steady Progression | Total installed PV capacity - I&C and large (MW) | Leeds | 6.798 | 6.861 | 7.847 | 11.872 | 14.89 | 14.902 | 16.918 | 16.93 | 17.945 | 18.973 | 20.014 | 24.059 | 27.131 | 30.209 | 31.286 | 34.382 | 37.433 | 36.432 | 36.432 | 36.432 | 37.449 | 37.473 | 39.503 | 39.529 | 41.555 | 41.589 | 42.614 | 42.64 | 43.669 | 44.697 | 46.725 | 47.755 | Leeds | Leeds City Region
NG FES - Steady Progression | Total installed PV capacity - I&C and large (MW) | Middlesbrough | 1.317 | 1.304 | 1.303 | 1.307 | 1.329 | 1.351 | 1.374 | 1.396 | 1.424 | 1.469 | 1.529 | 1.609 | 1.714 | 1.842 | 1.961 | 2.117 | 2.202 | 2.197 | 2.2 | 2.2 | 2.229 | 2.269 | 2.313 | 2.355 | 2.4 | 2.443 | 2.488 | 2.531 | 2.577 | 2.62 | 2.664 | 2.707 | Middlesbrough | Tees Valley
NG FES - Steady Progression | Total installed PV capacity - I&C and large (MW) | Newcastle upon Tyne | 2.156 | 2.168 | 2.167 | 3.173 | 3.212 | 3.251 | 3.292 | 3.33 | 3.38 | 3.456 | 3.558 | 4.702 | 4.887 | 5.107 | 5.318 | 5.589 | 5.736 | 5.725 | 5.734 | 5.733 | 5.782 | 5.855 | 5.93 | 6.004 | 6.082 | 6.159 | 7.235 | 7.312 | 7.389 | 7.466 | 7.543 | 7.619 | Newcastle upon Tyne | North Eastern
NG FES - Steady Progression | Total installed PV capacity - I&C and large (MW) | North East Derbyshire | 0.032 | 0.034 | 0.033 | 0.034 | 0.034 | 0.035 | 0.035 | 0.035 | 0.036 | 0.036 | 0.037 | 0.038 | 0.039 | 0.041 | 0.042 | 0.043 | 0.044 | 0.044 | 0.044 | 0.044 | 0.045 | 0.045 | 0.046 | 0.046 | 0.047 | 0.047 | 0.048 | 0.048 | 0.049 | 0.049 | 0.05 | 0.051 | North East Derbyshire | Derby, Derbyshire, Nottingham and Nottinghamshire | Sheffield City Region
NG FES - Steady Progression | Total installed PV capacity - I&C and large (MW) | North East Lincolnshire | 10.882 | 10.929 | 16.922 | 22.941 | 28.953 | 29.964 | 31.972 | 33.982 | 35.998 | 39.018 | 43.045 | 49.084 | 55.135 | 61.194 | 66.252 | 73.327 | 78.367 | 78.364 | 78.367 | 77.366 | 78.379 | 81.398 | 83.418 | 84.44 | 88.46 | 90.482 | 91.501 | 95.521 | 96.543 | 99.564 | 100.585 | 103.606 | North East Lincolnshire | Greater Lincolnshire | Humber
NG FES - Steady Progression | Total installed PV capacity - I&C and large (MW) | North Lincolnshire | 40.483 | 40.597 | 42.585 | 44.635 | 45.661 | 46.689 | 46.716 | 47.741 | 49.773 | 50.828 | 51.894 | 52.991 | 55.114 | 56.266 | 58.405 | 60.589 | 61.688 | 61.682 | 61.688 | 61.687 | 62.721 | 63.768 | 64.818 | 64.869 | 65.923 | 65.973 | 68.025 | 68.077 | 69.129 | 69.18 | 70.231 | 70.283 | North Lincolnshire | Greater Lincolnshire | Humber
NG FES - Steady Progression | Total installed PV capacity - I&C and large (MW) | North Tyneside | 0.903 | 0.913 | 0.913 | 0.914 | 0.938 | 0.962 | 0.985 | 1.009 | 1.039 | 1.087 | 2.147 | 2.232 | 2.342 | 2.476 | 2.602 | 2.765 | 2.853 | 2.848 | 2.852 | 2.852 | 2.883 | 2.922 | 2.969 | 3.016 | 3.06 | 3.106 | 3.153 | 3.198 | 3.243 | 3.293 | 3.337 | 3.384 | North Tyneside | North Eastern
NG FES - Steady Progression | Total installed PV capacity - I&C and large (MW) | Northumberland | 3.317 | 3.338 | 9.338 | 14.348 | 20.428 | 20.51 | 21.593 | 22.671 | 23.774 | 25.931 | 29.143 | 32.435 | 34.805 | 37.259 | 39.688 | 43.246 | 45.547 | 45.532 | 44.548 | 44.547 | 45.649 | 46.788 | 47.943 | 49.099 | 49.257 | 50.414 | 51.572 | 52.73 | 53.886 | 55.043 | 55.2 | 56.357 | Northumberland | North Eastern
NG FES - Steady Progression | Total installed PV capacity - I&C and large (MW) | Pendle | 0.054 | 0.055 | 0.055 | 0.056 | 0.056 | 0.056 | 0.056 | 0.056 | 0.057 | 0.057 | 0.058 | 0.058 | 0.059 | 0.061 | 0.062 | 0.063 | 0.065 | 0.065 | 0.065 | 0.065 | 0.065 | 0.066 | 0.066 | 0.066 | 0.067 | 0.068 | 0.068 | 0.069 | 0.069 | 0.07 | 0.07 | 0.07 | Pendle | Lancashire
NG FES - Steady Progression | Total installed PV capacity - I&C and large (MW) | Redcar and Cleveland | 3.445 | 3.454 | 3.454 | 3.457 | 3.486 | 3.514 | 3.541 | 3.57 | 3.606 | 3.661 | 3.734 | 3.836 | 3.966 | 4.125 | 4.274 | 4.469 | 4.575 | 4.571 | 4.576 | 4.575 | 4.611 | 4.659 | 4.714 | 4.769 | 4.823 | 4.879 | 4.933 | 4.988 | 5.044 | 5.098 | 5.153 | 5.208 | Redcar and Cleveland | Tees Valley
NG FES - Steady Progression | Total installed PV capacity - I&C and large (MW) | Richmondshire | 1.348 | 1.354 | 1.353 | 1.354 | 1.376 | 1.396 | 1.416 | 1.437 | 1.463 | 1.503 | 1.557 | 1.63 | 1.726 | 1.841 | 1.95 | 2.092 | 2.168 | 2.162 | 2.166 | 2.165 | 2.192 | 2.227 | 2.268 | 2.306 | 2.347 | 2.387 | 2.426 | 2.467 | 2.505 | 2.546 | 2.585 | 2.627 | Richmondshire | York and North Yorkshire
NG FES - Steady Progression | Total installed PV capacity - I&C and large (MW) | Rotherham | 3.132 | 3.195 | 4.191 | 5.216 | 6.229 | 6.244 | 6.257 | 7.273 | 7.29 | 8.317 | 8.353 | 9.407 | 10.474 | 11.55 | 12.624 | 13.723 | 14.777 | 14.773 | 14.777 | 14.777 | 14.793 | 14.818 | 15.846 | 15.875 | 15.901 | 16.928 | 16.958 | 16.983 | 18.013 | 18.041 | 18.067 | 19.097 | Rotherham | Sheffield City Region
NG FES - Steady Progression | Total installed PV capacity - I&C and large (MW) | Ryedale | 5.247 | 5.267 | 16.266 | 27.273 | 38.303 | 39.331 | 41.359 | 42.388 | 45.424 | 49.479 | 54.556 | 61.658 | 64.789 | 68.951 | 73.102 | 79.3 | 82.405 | 82.399 | 82.404 | 81.403 | 83.441 | 84.49 | 86.546 | 88.6 | 90.656 | 91.713 | 93.767 | 95.823 | 96.877 | 98.933 | 99.99 | 102.045 | Ryedale | York and North Yorkshire
NG FES - Steady Progression | Total installed PV capacity - I&C and large (MW) | Scarborough | 1.658 | 1.682 | 3.681 | 6.693 | 8.721 | 9.747 | 9.778 | 10.803 | 10.84 | 11.892 | 12.964 | 15.063 | 16.188 | 17.344 | 17.489 | 19.68 | 20.781 | 19.777 | 19.781 | 19.78 | 20.813 | 20.861 | 20.917 | 21.97 | 22.023 | 23.075 | 23.13 | 23.184 | 24.236 | 24.289 | 25.343 | 25.398 | Scarborough | York and North Yorkshire
NG FES - Steady Progression | Total installed PV capacity - I&C and large (MW) | Selby | 11.399 | 11.465 | 12.46 | 12.489 | 13.505 | 13.521 | 13.537 | 13.553 | 14.573 | 14.603 | 15.645 | 15.701 | 16.772 | 16.861 | 17.944 | 19.054 | 19.111 | 19.109 | 19.111 | 19.111 | 19.132 | 20.159 | 20.191 | 20.221 | 20.251 | 21.282 | 21.313 | 21.343 | 21.372 | 22.404 | 22.436 | 22.464 | Selby | Leeds City Region | York and North Yorkshire
NG FES - Steady Progression | Total installed PV capacity - I&C and large (MW) | Sheffield | 2.431 | 2.445 | 2.442 | 2.443 | 2.445 | 2.449 | 2.453 | 2.453 | 2.455 | 2.46 | 2.468 | 3.479 | 3.49 | 3.502 | 3.52 | 3.537 | 3.551 | 3.545 | 3.546 | 3.546 | 3.551 | 3.555 | 3.56 | 3.562 | 3.567 | 3.573 | 3.578 | 3.582 | 3.587 | 3.591 | 3.597 | 3.602 | Sheffield | Sheffield City Region
NG FES - Steady Progression | Total installed PV capacity - I&C and large (MW) | South Tyneside | 1.086 | 1.092 | 1.091 | 1.093 | 1.114 | 1.133 | 1.151 | 1.17 | 1.195 | 1.231 | 1.28 | 1.347 | 1.434 | 1.542 | 1.642 | 1.773 | 1.841 | 1.839 | 1.841 | 1.841 | 1.864 | 1.896 | 1.934 | 1.97 | 2.005 | 2.044 | 2.079 | 2.118 | 2.154 | 2.19 | 2.227 | 2.265 | South Tyneside | North Eastern
NG FES - Steady Progression | Total installed PV capacity - I&C and large (MW) | Stockton-on-Tees | 21.578 | 21.589 | 24.588 | 27.593 | 31.623 | 31.655 | 31.687 | 32.718 | 33.759 | 35.821 | 36.904 | 39.02 | 40.166 | 42.346 | 43.515 | 44.735 | 45.851 | 45.847 | 45.852 | 45.852 | 45.893 | 46.947 | 48.009 | 48.07 | 49.133 | 49.195 | 49.257 | 50.318 | 50.382 | 51.445 | 51.506 | 52.567 | Stockton-on-Tees | Tees Valley
NG FES - Steady Progression | Total installed PV capacity - I&C and large (MW) | Sunderland | 1.644 | 1.658 | 1.658 | 1.663 | 1.71 | 1.756 | 1.804 | 1.848 | 1.908 | 1.999 | 2.118 | 2.284 | 2.5 | 2.761 | 3.006 | 3.326 | 3.498 | 3.488 | 3.498 | 3.496 | 3.553 | 3.633 | 3.725 | 3.815 | 3.904 | 3.994 | 4.085 | 4.175 | 4.267 | 4.353 | 4.443 | 4.534 | Sunderland | North Eastern
NG FES - Steady Progression | Total installed PV capacity - I&C and large (MW) | Wakefield | 6.853 | 6.941 | 7.934 | 8.971 | 11.991 | 12.015 | 13.036 | 13.055 | 14.081 | 14.125 | 15.178 | 18.251 | 18.347 | 20.466 | 22.577 | 22.72 | 24.797 | 24.794 | 24.796 | 24.796 | 24.824 | 25.861 | 26.901 | 26.938 | 27.98 | 29.023 | 29.062 | 29.102 | 30.144 | 32.184 | 32.224 | 32.265 | Wakefield | Leeds City Region
NG FES - Steady Progression | Total installed PV capacity - I&C and large (MW) | West Lindsey | 12.817 | 13.006 | 16 | 19.081 | 22.128 | 23.174 | 23.218 | 24.263 | 26.318 | 27.406 | 29.522 | 32.684 | 35.89 | 38.142 | 41.377 | 45.685 | 47.852 | 47.849 | 47.857 | 46.856 | 47.913 | 48.99 | 51.077 | 52.163 | 53.25 | 54.338 | 55.425 | 56.512 | 57.599 | 58.684 | 59.772 | 60.858 | West Lindsey | Greater Lincolnshire
NG FES - Steady Progression | Total installed PV capacity - I&C and large (MW) | York | 3.293 | 3.303 | 5.302 | 8.305 | 10.338 | 10.371 | 11.405 | 11.437 | 12.478 | 12.542 | 13.629 | 15.746 | 16.897 | 18.084 | 18.256 | 20.482 | 20.607 | 20.599 | 20.604 | 20.604 | 20.644 | 21.702 | 21.765 | 22.829 | 22.893 | 22.956 | 24.02 | 24.085 | 24.149 | 25.213 | 25.275 | 25.339 | York | Leeds City Region | York and North Yorkshire
NG FES - System Transformation | Total installed PV capacity - I&C and large (MW) | Barnsley | 3.239 | 3.289 | 6.343 | 7.394 | 11.482 | 12.585 | 14.689 | 15.794 | 16.915 | 20.055 | 22.224 | 25.447 | 27.709 | 30.009 | 32.309 | 33.615 | 34.866 | 34.96 | 35.005 | 35.143 | 37.307 | 38.468 | 38.638 | 39.806 | 41.973 | 43.142 | 43.309 | 44.478 | 44.644 | 45.812 | 46.98 | 48.145 | Barnsley | Leeds City Region | Sheffield City Region
NG FES - System Transformation | Total installed PV capacity - I&C and large (MW) | Bassetlaw | 1.386 | 1.399 | 1.41 | 1.421 | 1.441 | 1.463 | 1.487 | 1.511 | 1.539 | 1.57 | 1.607 | 1.658 | 1.716 | 1.783 | 1.85 | 1.92 | 1.975 | 1.997 | 2.007 | 2.037 | 2.074 | 2.111 | 2.149 | 2.186 | 2.224 | 2.261 | 2.299 | 2.337 | 2.373 | 2.412 | 2.45 | 2.488 | Bassetlaw | Derby, Derbyshire, Nottingham and Nottinghamshire | Sheffield City Region
NG FES - System Transformation | Total installed PV capacity - I&C and large (MW) | Bradford | 3.793 | 3.808 | 4.823 | 5.833 | 6.861 | 6.889 | 7.92 | 8.945 | 8.98 | 10.019 | 11.064 | 12.128 | 13.201 | 14.284 | 14.367 | 15.456 | 16.521 | 16.547 | 16.561 | 16.599 | 16.643 | 17.685 | 17.736 | 17.783 | 18.827 | 18.876 | 18.919 | 18.969 | 20.015 | 20.063 | 20.106 | 21.156 | Bradford | Leeds City Region
NG FES - System Transformation | Total installed PV capacity - I&C and large (MW) | Calderdale | 2.172 | 2.176 | 3.18 | 3.18 | 4.185 | 4.191 | 6.195 | 6.201 | 7.207 | 7.215 | 8.224 | 9.234 | 9.246 | 10.262 | 10.278 | 12.293 | 12.307 | 12.31 | 12.313 | 12.319 | 12.327 | 13.335 | 13.346 | 13.354 | 13.363 | 14.372 | 14.379 | 14.389 | 14.398 | 14.406 | 15.414 | 15.422 | Calderdale | Leeds City Region
NG FES - System Transformation | Total installed PV capacity - I&C and large (MW) | County Durham | 18.383 | 18.413 | 43.441 | 69.47 | 95.844 | 107.302 | 121.754 | 134.204 | 148.732 | 165.335 | 185.067 | 212.034 | 220.164 | 229.459 | 237.761 | 248.094 | 254.179 | 254.59 | 254.78 | 255.373 | 261.082 | 265.793 | 271.518 | 275.244 | 280.973 | 284.697 | 289.424 | 292.147 | 296.873 | 301.6 | 303.325 | 307.048 | County Durham | North Eastern
NG FES - System Transformation | Total installed PV capacity - I&C and large (MW) | Craven | 0.294 | 0.305 | 0.317 | 0.327 | 0.345 | 0.367 | 0.388 | 0.411 | 0.435 | 0.465 | 0.5 | 0.545 | 0.6 | 0.663 | 0.726 | 0.789 | 0.842 | 0.862 | 0.87 | 0.899 | 0.934 | 0.969 | 1.003 | 1.037 | 1.072 | 1.108 | 1.143 | 1.178 | 1.213 | 1.246 | 1.281 | 1.317 | Craven | Leeds City Region | York and North Yorkshire
NG FES - System Transformation | Total installed PV capacity - I&C and large (MW) | Darlington | 5.914 | 5.92 | 11.926 | 16.93 | 22.998 | 25.083 | 28.168 | 31.25 | 33.346 | 37.459 | 41.591 | 46.769 | 49.98 | 51.217 | 53.456 | 54.702 | 56.901 | 56.977 | 57.012 | 57.121 | 58.251 | 58.383 | 60.516 | 61.65 | 61.782 | 62.917 | 64.05 | 65.183 | 65.318 | 66.451 | 66.585 | 67.717 | Darlington | Tees Valley
NG FES - System Transformation | Total installed PV capacity - I&C and large (MW) | Doncaster | 12.748 | 12.825 | 16.902 | 20.98 | 26.107 | 29.267 | 31.425 | 34.579 | 37.763 | 40.972 | 45.223 | 52.561 | 54.953 | 58.404 | 61.855 | 65.318 | 67.694 | 67.835 | 67.901 | 68.106 | 70.353 | 72.598 | 73.854 | 76.104 | 79.357 | 80.608 | 81.86 | 83.111 | 84.365 | 85.615 | 87.866 | 89.119 | Doncaster | Sheffield City Region
NG FES - System Transformation | Total installed PV capacity - I&C and large (MW) | East Lindsey | 14.45 | 14.573 | 14.698 | 14.82 | 15.026 | 15.281 | 15.534 | 15.787 | 16.081 | 16.417 | 16.823 | 17.364 | 17.991 | 18.714 | 19.439 | 20.184 | 20.788 | 21.014 | 21.124 | 21.454 | 21.846 | 22.244 | 22.648 | 23.052 | 23.457 | 23.86 | 24.267 | 24.672 | 25.076 | 25.481 | 25.884 | 26.289 | East Lindsey | Greater Lincolnshire
NG FES - System Transformation | Total installed PV capacity - I&C and large (MW) | East Riding of Yorkshire | 29.896 | 30.133 | 42.372 | 54.607 | 67.007 | 74.499 | 82.985 | 91.475 | 99.039 | 109.691 | 122.473 | 139.514 | 148.729 | 160.124 | 169.524 | 179.957 | 186.123 | 187.561 | 187.769 | 188.408 | 193.167 | 198.931 | 205.713 | 210.497 | 216.277 | 220.057 | 224.835 | 228.615 | 233.395 | 237.174 | 241.957 | 245.738 | East Riding of Yorkshire | Humber | York and North Yorkshire
NG FES - System Transformation | Total installed PV capacity - I&C and large (MW) | Gateshead | 2.124 | 2.134 | 12.143 | 23.154 | 33.279 | 38.429 | 43.579 | 48.731 | 53.906 | 61.107 | 68.351 | 80.673 | 83.05 | 85.48 | 89.913 | 93.358 | 95.719 | 95.855 | 95.921 | 96.116 | 98.352 | 99.591 | 102.831 | 105.073 | 106.315 | 107.557 | 108.796 | 110.04 | 111.28 | 112.521 | 115.763 | 117.007 | Gateshead | North Eastern
NG FES - System Transformation | Total installed PV capacity - I&C and large (MW) | Hambleton | 35.272 | 35.285 | 58.298 | 81.31 | 104.468 | 115.66 | 127.852 | 140.044 | 151.266 | 165.524 | 183.831 | 207.242 | 214.719 | 222.268 | 228.82 | 236.382 | 241.841 | 243.015 | 243.095 | 243.348 | 247.647 | 252.948 | 256.256 | 260.562 | 264.868 | 267.176 | 270.483 | 273.791 | 277.098 | 279.404 | 282.711 | 286.019 | Hambleton | York and North Yorkshire
NG FES - System Transformation | Total installed PV capacity - I&C and large (MW) | Harrogate | 4.96 | 4.988 | 10.017 | 15.043 | 19.224 | 22.44 | 24.658 | 27.873 | 31.127 | 33.415 | 37.765 | 43.228 | 45.77 | 47.392 | 49.015 | 52.652 | 53.171 | 54.367 | 53.46 | 54.744 | 55.081 | 56.424 | 56.769 | 59.118 | 60.466 | 60.811 | 62.159 | 62.508 | 63.853 | 64.202 | 66.551 | 66.897 | Harrogate | Leeds City Region | York and North Yorkshire
NG FES - System Transformation | Total installed PV capacity - I&C and large (MW) | Hartlepool | 0.483 | 0.489 | 0.494 | 0.499 | 0.571 | 0.657 | 0.744 | 0.829 | 0.929 | 1.045 | 1.184 | 1.367 | 1.583 | 1.828 | 2.076 | 2.33 | 2.537 | 2.614 | 2.65 | 2.765 | 2.898 | 3.034 | 3.172 | 3.31 | 3.448 | 3.586 | 3.724 | 3.862 | 4 | 4.138 | 4.276 | 4.415 | Hartlepool | Tees Valley
NG FES - System Transformation | Total installed PV capacity - I&C and large (MW) | High Peak | 0.084 | 0.085 | 0.086 | 0.086 | 0.088 | 0.089 | 0.09 | 0.092 | 0.093 | 0.095 | 0.097 | 0.1 | 0.104 | 0.108 | 0.111 | 0.115 | 0.119 | 0.12 | 0.121 | 0.122 | 0.125 | 0.127 | 0.129 | 0.131 | 0.133 | 0.135 | 0.138 | 0.14 | 0.142 | 0.144 | 0.146 | 0.149 | High Peak | Derby, Derbyshire, Nottingham and Nottinghamshire,
NG FES - System Transformation | Total installed PV capacity - I&C and large (MW) | Kingston upon Hull, City of | 10.581 | 10.601 | 10.624 | 11.646 | 11.684 | 12.727 | 12.772 | 12.818 | 13.871 | 13.928 | 15.004 | 15.099 | 16.21 | 16.338 | 16.469 | 17.601 | 17.709 | 17.752 | 17.771 | 17.826 | 17.899 | 17.968 | 19.042 | 19.114 | 19.185 | 19.257 | 19.33 | 19.401 | 20.474 | 20.547 | 20.62 | 20.692 | Kingston upon Hull, City of | Humber
NG FES - System Transformation | Total installed PV capacity - I&C and large (MW) | Kirklees | 4.196 | 4.22 | 5.242 | 6.266 | 7.303 | 7.349 | 8.393 | 8.44 | 9.493 | 10.554 | 11.626 | 12.727 | 12.837 | 13.969 | 15.099 | 15.234 | 16.346 | 16.385 | 16.406 | 16.465 | 16.539 | 16.609 | 17.68 | 18.753 | 18.825 | 18.9 | 18.974 | 19.046 | 20.119 | 20.193 | 20.266 | 20.34 | Kirklees | Leeds City Region
NG FES - System Transformation | Total installed PV capacity - I&C and large (MW) | Leeds | 6.798 | 6.861 | 12.919 | 17.977 | 25.081 | 30.196 | 32.326 | 37.443 | 41.592 | 45.758 | 51.953 | 61.216 | 66.519 | 68.875 | 74.23 | 78.594 | 81.885 | 81.992 | 82.049 | 82.206 | 85.403 | 87.595 | 89.791 | 92.987 | 96.185 | 99.382 | 101.579 | 102.776 | 103.967 | 107.169 | 107.368 | 110.561 | Leeds | Leeds City Region
NG FES - System Transformation | Total installed PV capacity - I&C and large (MW) | Middlesbrough | 1.317 | 1.304 | 1.31 | 1.318 | 1.4 | 1.499 | 1.601 | 1.701 | 1.816 | 1.951 | 2.111 | 2.325 | 2.574 | 2.862 | 3.15 | 3.444 | 3.684 | 3.774 | 3.817 | 3.948 | 4.105 | 4.263 | 4.422 | 4.583 | 4.744 | 4.902 | 5.064 | 5.224 | 5.384 | 5.545 | 5.705 | 5.866 | Middlesbrough | Tees Valley
NG FES - System Transformation | Total installed PV capacity - I&C and large (MW) | Newcastle upon Tyne | 2.156 | 2.168 | 3.179 | 3.193 | 4.336 | 4.513 | 5.685 | 6.86 | 7.065 | 8.297 | 8.58 | 9.953 | 10.389 | 11.892 | 12.391 | 12.907 | 13.325 | 13.484 | 13.559 | 13.789 | 14.06 | 14.335 | 15.616 | 15.894 | 16.175 | 16.454 | 16.737 | 17.017 | 17.297 | 17.578 | 17.858 | 18.137 | Newcastle upon Tyne | North Eastern
NG FES - System Transformation | Total installed PV capacity - I&C and large (MW) | North East Derbyshire | 0.032 | 0.034 | 0.035 | 0.036 | 0.038 | 0.04 | 0.043 | 0.044 | 0.047 | 0.05 | 0.054 | 0.059 | 0.065 | 0.071 | 0.078 | 0.084 | 0.09 | 0.092 | 0.093 | 0.095 | 0.099 | 0.103 | 0.107 | 0.11 | 0.114 | 0.118 | 0.121 | 0.124 | 0.128 | 0.132 | 0.135 | 0.139 | North East Derbyshire | Derby, Derbyshire, Nottingham and Nottinghamshire | Sheffield City Region
NG FES - System Transformation | Total installed PV capacity - I&C and large (MW) | North East Lincolnshire | 10.882 | 10.929 | 24.972 | 38.017 | 52.094 | 61.187 | 71.279 | 79.371 | 88.481 | 99.605 | 113.753 | 131.951 | 142.184 | 152.45 | 161.714 | 171.987 | 179.21 | 180.291 | 180.332 | 180.454 | 186.6 | 191.745 | 197.894 | 203.043 | 207.192 | 212.34 | 216.488 | 220.636 | 224.785 | 229.933 | 233.083 | 237.232 | North East Lincolnshire | Greater Lincolnshire | Humber
NG FES - System Transformation | Total installed PV capacity - I&C and large (MW) | North Lincolnshire | 40.483 | 40.597 | 44.709 | 49.822 | 54.007 | 57.24 | 59.471 | 63.699 | 65.965 | 69.273 | 74.643 | 81.135 | 83.707 | 87.364 | 90.021 | 95.7 | 97.248 | 98.454 | 98.551 | 98.855 | 101.214 | 102.574 | 104.941 | 106.31 | 108.677 | 110.046 | 112.416 | 113.778 | 116.147 | 117.517 | 118.885 | 119.254 | North Lincolnshire | Greater Lincolnshire | Humber
NG FES - System Transformation | Total installed PV capacity - I&C and large (MW) | North Tyneside | 0.903 | 0.913 | 0.92 | 1.926 | 2.012 | 2.117 | 2.224 | 2.327 | 2.449 | 3.59 | 3.759 | 3.983 | 4.244 | 4.544 | 4.845 | 5.156 | 5.406 | 5.499 | 5.545 | 5.683 | 5.846 | 6.011 | 7.18 | 7.348 | 7.515 | 7.683 | 7.852 | 8.021 | 8.188 | 8.355 | 8.525 | 8.692 | North Tyneside | North Eastern
NG FES - System Transformation | Total installed PV capacity - I&C and large (MW) | Northumberland | 3.317 | 3.338 | 15.362 | 28.388 | 40.68 | 47.039 | 53.402 | 59.755 | 66.171 | 74.649 | 84.224 | 97.989 | 102.879 | 106.907 | 111.932 | 116.984 | 119.84 | 121.161 | 121.314 | 121.782 | 124.337 | 126.904 | 129.476 | 132.049 | 134.622 | 137.194 | 138.768 | 141.341 | 142.912 | 145.483 | 147.058 | 149.63 | Northumberland | North Eastern
NG FES - System Transformation | Total installed PV capacity - I&C and large (MW) | Pendle | 0.054 | 0.055 | 0.056 | 0.057 | 0.058 | 0.06 | 0.063 | 0.065 | 0.068 | 0.07 | 0.073 | 0.078 | 0.083 | 0.089 | 0.095 | 0.101 | 0.107 | 0.108 | 0.109 | 0.111 | 0.115 | 0.118 | 0.122 | 0.125 | 0.129 | 0.133 | 0.135 | 0.139 | 0.142 | 0.146 | 0.148 | 0.152 | Pendle | Lancashire
NG FES - System Transformation | Total installed PV capacity - I&C and large (MW) | Redcar and Cleveland | 3.445 | 3.454 | 3.462 | 3.471 | 3.573 | 3.699 | 3.824 | 3.95 | 4.094 | 4.261 | 4.461 | 4.729 | 5.041 | 5.398 | 5.756 | 6.124 | 6.424 | 6.536 | 6.59 | 6.753 | 6.947 | 7.145 | 7.345 | 7.544 | 7.745 | 7.944 | 8.145 | 8.345 | 8.545 | 8.746 | 8.944 | 9.145 | Redcar and Cleveland | Tees Valley
NG FES - System Transformation | Total installed PV capacity - I&C and large (MW) | Richmondshire | 1.348 | 1.354 | 1.359 | 1.364 | 1.439 | 1.53 | 1.621 | 1.712 | 1.819 | 1.941 | 2.086 | 2.28 | 2.505 | 2.768 | 3.028 | 3.294 | 3.512 | 3.595 | 3.633 | 3.751 | 3.893 | 4.037 | 4.182 | 4.329 | 4.473 | 4.618 | 4.764 | 4.908 | 5.056 | 5.201 | 5.345 | 5.492 | Richmondshire | York and North Yorkshire
NG FES - System Transformation | Total installed PV capacity - I&C and large (MW) | Rotherham | 3.132 | 3.195 | 5.253 | 7.313 | 10.416 | 11.537 | 12.659 | 14.78 | 15.923 | 18.088 | 20.286 | 23.547 | 25.852 | 28.202 | 29.555 | 31.915 | 33.208 | 33.315 | 33.368 | 33.531 | 34.718 | 35.911 | 37.106 | 37.304 | 38.5 | 39.698 | 40.891 | 41.09 | 42.285 | 43.48 | 43.676 | 44.871 | Rotherham | Sheffield City Region
NG FES - System Transformation | Total installed PV capacity - I&C and large (MW) | Ryedale | 5.247 | 5.267 | 29.287 | 54.305 | 78.418 | 90.558 | 102.697 | 114.834 | 126.993 | 142.179 | 160.401 | 186.697 | 194.042 | 201.438 | 208.833 | 217.241 | 222.57 | 222.695 | 222.754 | 223.936 | 228.152 | 232.368 | 236.589 | 240.811 | 245.032 | 248.253 | 251.475 | 254.696 | 257.917 | 261.139 | 264.361 | 267.581 | Ryedale | York and North Yorkshire
NG FES - System Transformation | Total installed PV capacity - I&C and large (MW) | Scarborough | 1.658 | 1.682 | 7.709 | 12.737 | 18.852 | 20.993 | 24.136 | 27.277 | 30.441 | 33.628 | 38.856 | 44.158 | 46.509 | 48.915 | 50.321 | 52.734 | 54.075 | 54.201 | 54.261 | 54.446 | 55.667 | 56.89 | 58.116 | 59.343 | 60.569 | 61.796 | 62.021 | 63.247 | 64.475 | 64.699 | 65.925 | 67.151 | Scarborough | York and North Yorkshire
NG FES - System Transformation | Total installed PV capacity - I&C and large (MW) | Selby | 11.399 | 11.465 | 12.53 | 14.594 | 15.704 | 16.839 | 17.974 | 19.108 | 20.262 | 22.442 | 23.658 | 25.943 | 27.278 | 28.662 | 30.046 | 31.442 | 32.761 | 32.883 | 32.939 | 33.115 | 34.323 | 34.536 | 35.75 | 36.964 | 37.181 | 38.395 | 38.61 | 38.825 | 40.038 | 40.253 | 41.468 | 41.683 | Selby | Leeds City Region | York and North Yorkshire
NG FES - System Transformation | Total installed PV capacity - I&C and large (MW) | Sheffield | 2.431 | 2.445 | 2.455 | 2.465 | 3.482 | 3.504 | 3.529 | 3.553 | 3.577 | 3.607 | 3.644 | 4.693 | 4.751 | 4.814 | 4.88 | 4.945 | 4.999 | 5.022 | 5.031 | 5.062 | 5.095 | 6.129 | 6.167 | 6.205 | 6.24 | 6.275 | 6.314 | 6.351 | 6.386 | 6.419 | 6.458 | 6.491 | Sheffield | Sheffield City Region
NG FES - System Transformation | Total installed PV capacity - I&C and large (MW) | South Tyneside | 1.086 | 1.092 | 1.098 | 1.104 | 1.172 | 1.257 | 1.34 | 1.425 | 1.52 | 1.631 | 1.766 | 1.948 | 2.156 | 2.393 | 2.633 | 2.883 | 3.08 | 3.156 | 3.192 | 3.302 | 3.433 | 3.563 | 3.7 | 3.832 | 3.965 | 4.1 | 4.233 | 4.367 | 4.502 | 4.635 | 4.771 | 4.904 | South Tyneside | North Eastern
NG FES - System Transformation | Total installed PV capacity - I&C and large (MW) | Stockton-on-Tees | 21.578 | 21.589 | 28.598 | 36.607 | 44.722 | 47.864 | 51.007 | 55.147 | 58.313 | 64.501 | 69.726 | 78.027 | 80.38 | 82.785 | 85.192 | 87.605 | 89.945 | 90.071 | 90.13 | 90.317 | 92.537 | 93.759 | 95.985 | 97.21 | 98.436 | 99.662 | 100.889 | 102.115 | 102.34 | 103.567 | 104.793 | 106.019 | Stockton-on-Tees | Tees Valley
NG FES - System Transformation | Total installed PV capacity - I&C and large (MW) | Sunderland | 1.644 | 1.658 | 1.673 | 1.686 | 1.855 | 2.062 | 2.265 | 2.471 | 2.707 | 2.984 | 3.313 | 3.749 | 4.26 | 4.849 | 5.438 | 6.041 | 6.534 | 6.718 | 6.804 | 7.071 | 7.392 | 7.714 | 8.044 | 8.374 | 8.7 | 9.028 | 9.359 | 9.685 | 10.014 | 10.343 | 10.671 | 10.999 | Sunderland | North Eastern
NG FES - System Transformation | Total installed PV capacity - I&C and large (MW) | Wakefield | 6.853 | 6.941 | 11.031 | 14.117 | 18.264 | 20.443 | 22.626 | 24.806 | 28.013 | 32.256 | 34.542 | 40.929 | 43.377 | 46.893 | 49.41 | 51.938 | 55.371 | 55.533 | 55.608 | 55.844 | 57.122 | 59.406 | 59.695 | 61.984 | 64.27 | 65.558 | 66.849 | 68.138 | 69.426 | 70.715 | 71.001 | 73.29 | Wakefield | Leeds City Region
NG FES - System Transformation | Total installed PV capacity - I&C and large (MW) | West Lindsey | 12.817 | 13.006 | 20.195 | 27.384 | 33.7 | 39.088 | 43.476 | 48.861 | 53.308 | 59.822 | 66.444 | 77.269 | 82.231 | 88.337 | 93.442 | 100.577 | 104.502 | 105.85 | 105.015 | 106.52 | 109.119 | 112.729 | 116.347 | 119.965 | 122.583 | 125.202 | 127.819 | 130.437 | 133.055 | 135.672 | 138.29 | 140.907 | West Lindsey | Greater Lincolnshire
NG FES - System Transformation | Total installed PV capacity - I&C and large (MW) | York | 3.293 | 3.303 | 8.311 | 13.322 | 19.441 | 21.587 | 24.733 | 26.877 | 30.046 | 33.241 | 37.475 | 42.785 | 45.148 | 47.565 | 48.983 | 51.409 | 52.758 | 52.889 | 52.951 | 53.143 | 54.368 | 55.597 | 56.83 | 57.061 | 58.295 | 59.529 | 60.76 | 60.994 | 62.228 | 62.461 | 63.692 | 64.925 | York | Leeds City Region | York and North Yorkshire
NG FES - Consumer Transformation | Total installed non-renewable generation capacity (MW) | Barnsley | 10.911 | 11.005 | 11.293 | 11.583 | 11.871 | 13.871 | 16.169 | 18.163 | 20.057 | 21.809 | 23.381 | 24.367 | 24.732 | 24.601 | 23.621 | 21.816 | 18.403 | 15.637 | 12.879 | 10.868 | 9.772 | 8.692 | 7.568 | 6.379 | 5.509 | 4.654 | 3.811 | 3.069 | 2.366 | 1.706 | 1.078 | 0.097 | Barnsley | Leeds City Region | Sheffield City Region
NG FES - Consumer Transformation | Total installed non-renewable generation capacity (MW) | Bassetlaw | 0 | 0 | 0 | 0 | 0 | 0 | 0 | 0 | 0 | 0 | 0 | 0 | 0 | 0 | 0 | 0 | 0 | 0 | 0 | 0 | 0 | 0 | 0 | 0 | 0 | 0 | 0 | 0 | 0 | 0 | 0 | 0 | Bassetlaw | Derby, Derbyshire, Nottingham and Nottinghamshire | Sheffield City Region
NG FES - Consumer Transformation | Total installed non-renewable generation capacity (MW) | Bradford | 23.205 | 25.169 | 25.286 | 25.403 | 25.52 | 26.33 | 27.262 | 28.07 | 28.837 | 29.547 | 30.184 | 30.584 | 30.732 | 30.679 | 30.282 | 29.55 | 27.892 | 26.398 | 24.906 | 23.1 | 20.942 | 18.797 | 16.676 | 14.593 | 12.643 | 10.706 | 8.779 | 7.086 | 5.449 | 3.892 | 2.383 | 0 | Bradford | Leeds City Region
NG FES - Consumer Transformation | Total installed non-renewable generation capacity (MW) | Calderdale | 0 | 0 | 0.094 | 0.19 | 0.284 | 0.939 | 1.692 | 2.345 | 2.966 | 3.541 | 4.055 | 4.379 | 4.497 | 4.455 | 4.134 | 3.542 | 2.467 | 1.618 | 0.773 | 0.286 | 0.233 | 0.182 | 0.109 | 0.001 | 0 | 0 | 0 | 0 | 0 | 0 | 0 | 0 | Calderdale | Leeds City Region
NG FES - Consumer Transformation | Total installed non-renewable generation capacity (MW) | County Durham | 22.628 | 22.628 | 25.039 | 27.451 | 29.862 | 36.97 | 44.872 | 50.816 | 56.482 | 61.758 | 66.528 | 69.628 | 70.459 | 69.924 | 67.008 | 61.794 | 55.691 | 48.414 | 41.187 | 33.95 | 31.157 | 28.662 | 26.097 | 23.461 | 20.919 | 18.463 | 16.307 | 14.236 | 12.798 | 11.645 | 10.749 | 9.549 | County Durham | North Eastern
NG FES - Consumer Transformation | Total installed non-renewable generation capacity (MW) | Craven | 0.856 | 0.856 | 0.856 | 0.856 | 0.856 | 0.856 | 0.856 | 0.856 | 0.856 | 0.856 | 0.856 | 0.856 | 0.856 | 0.856 | 0.856 | 0.856 | 0.833 | 0.802 | 0.771 | 0.737 | 0.7 | 0.66 | 0.617 | 0.571 | 0.52 | 0.463 | 0.401 | 0.344 | 0.281 | 0.212 | 0.135 | 0 | Craven | Leeds City Region | York and North Yorkshire
NG FES - Consumer Transformation | Total installed non-renewable generation capacity (MW) | Darlington | 4.252 | 4.252 | 4.773 | 5.295 | 5.816 | 7.353 | 9.063 | 10.348 | 11.573 | 12.714 | 13.745 | 14.416 | 14.596 | 14.48 | 13.826 | 12.633 | 11.24 | 9.584 | 7.94 | 6.287 | 5.766 | 5.316 | 4.828 | 4.305 | 3.78 | 3.248 | 2.75 | 2.272 | 1.894 | 1.537 | 1.194 | 0.638 | Darlington | Tees Valley
NG FES - Consumer Transformation | Total installed non-renewable generation capacity (MW) | Doncaster | 39.235 | 39.235 | 39.741 | 40.247 | 40.752 | 44.254 | 48.278 | 51.77 | 55.085 | 58.153 | 60.906 | 62.633 | 63.27 | 63.043 | 61.326 | 58.164 | 52.347 | 47.722 | 43.108 | 38.68 | 34.534 | 30.501 | 26.589 | 22.766 | 19.272 | 15.955 | 12.949 | 10.255 | 8.123 | 6.409 | 5.099 | 3.423 | Doncaster | Sheffield City Region
NG FES - Consumer Transformation | Total installed non-renewable generation capacity (MW) | East Lindsey | 0 | 0 | 0 | 0 | 0 | 0 | 0 | 0 | 0 | 0 | 0 | 0 | 0 | 0 | 0 | 0 | 0 | 0 | 0 | 0 | 0 | 0 | 0 | 0 | 0 | 0 | 0 | 0 | 0 | 0 | 0 | 0 | East Lindsey | Greater Lincolnshire
NG FES - Consumer Transformation | Total installed non-renewable generation capacity (MW) | East Riding of Yorkshire | 68.486 | 69.023 | 70.437 | 71.853 | 73.268 | 83.062 | 94.321 | 104.086 | 113.361 | 121.946 | 129.644 | 134.474 | 136.259 | 135.623 | 130.821 | 121.974 | 105.437 | 92.137 | 78.865 | 68.029 | 60.238 | 52.615 | 44.995 | 37.28 | 31.342 | 25.686 | 20.31 | 15.617 | 11.392 | 7.707 | 4.529 | 0 | East Riding of Yorkshire | Humber | York and North Yorkshire
NG FES - Consumer Transformation | Total installed non-renewable generation capacity (MW) | Gateshead | 13.638 | 13.638 | 14.605 | 15.571 | 16.537 | 19.387 | 22.555 | 24.938 | 27.209 | 29.325 | 31.237 | 32.479 | 32.812 | 32.598 | 31.428 | 29.336 | 26.887 | 23.966 | 21.066 | 18.162 | 17.061 | 16.081 | 15.069 | 14.029 | 13.022 | 12.05 | 11.196 | 10.375 | 9.802 | 9.344 | 8.983 | 8.497 | Gateshead | North Eastern
NG FES - Consumer Transformation | Total installed non-renewable generation capacity (MW) | Hambleton | 32.094 | 32.094 | 34.265 | 36.436 | 38.607 | 45.007 | 52.123 | 57.475 | 62.578 | 67.327 | 71.622 | 74.414 | 75.161 | 74.68 | 72.023 | 67.238 | 61.642 | 54.976 | 48.356 | 41.719 | 37.509 | 33.446 | 29.423 | 25.457 | 21.639 | 17.98 | 14.682 | 11.635 | 9.3 | 7.378 | 5.84 | 3.767 | Hambleton | York and North Yorkshire
NG FES - Consumer Transformation | Total installed non-renewable generation capacity (MW) | Harrogate | 36.795 | 36.795 | 37.257 | 37.721 | 38.183 | 39.548 | 41.065 | 42.205 | 43.293 | 44.305 | 45.221 | 45.816 | 45.975 | 45.873 | 45.311 | 44.303 | 43.125 | 41.72 | 40.326 | 38.927 | 38.721 | 38.596 | 38.432 | 38.226 | 38.02 | 37.805 | 37.622 | 37.424 | 37.31 | 37.21 | 37.116 | 36.961 | Harrogate | Leeds City Region | York and North Yorkshire
NG FES - Consumer Transformation | Total installed non-renewable generation capacity (MW) | Hartlepool | 13.273 | 13.273 | 13.273 | 13.273 | 13.273 | 13.273 | 13.273 | 13.273 | 13.273 | 13.273 | 13.273 | 13.273 | 13.273 | 13.273 | 13.205 | 13.016 | 12.806 | 12.572 | 12.338 | 12.086 | 11.592 | 11.062 | 10.524 | 9.986 | 9.424 | 8.836 | 8.214 | 7.663 | 7.086 | 6.481 | 5.84 | 4.75 | Hartlepool | Tees Valley
NG FES - Consumer Transformation | Total installed non-renewable generation capacity (MW) | High Peak | 0 | 0 | 0 | 0 | 0 | 0 | 0 | 0 | 0 | 0 | 0 | 0 | 0 | 0 | 0 | 0 | 0 | 0 | 0 | 0 | 0 | 0 | 0 | 0 | 0 | 0 | 0 | 0 | 0 | 0 | 0 | 0 | High Peak | Derby, Derbyshire, Nottingham and Nottinghamshire,
NG FES - Consumer Transformation | Total installed non-renewable generation capacity (MW) | Kingston upon Hull, City of | 80.677 | 80.69 | 80.749 | 80.808 | 80.867 | 81.275 | 81.744 | 82.151 | 82.538 | 82.895 | 83.215 | 83.417 | 83.491 | 83.465 | 83.265 | 82.896 | 81.095 | 79.032 | 76.966 | 72.849 | 66.34 | 59.844 | 53.459 | 47.274 | 41.137 | 34.99 | 28.827 | 23.409 | 18.111 | 13.013 | 8.005 | 0 | Kingston upon Hull, City of | Humber
NG FES - Consumer Transformation | Total installed non-renewable generation capacity (MW) | Kirklees | 91.216 | 91.216 | 91.324 | 91.432 | 91.54 | 92.289 | 93.15 | 93.897 | 94.606 | 95.263 | 95.852 | 96.221 | 96.357 | 96.308 | 95.941 | 95.265 | 91.885 | 87.997 | 84.097 | 80.329 | 76.727 | 72.899 | 68.695 | 64.224 | 58.671 | 52.5 | 45.884 | 39.852 | 33.623 | 26.938 | 19.539 | 6.547 | Kirklees | Leeds City Region
NG FES - Consumer Transformation | Total installed non-renewable generation capacity (MW) | Leeds | 38.851 | 43.851 | 44.562 | 45.274 | 45.986 | 50.91 | 56.571 | 61.481 | 66.144 | 70.459 | 74.33 | 76.76 | 77.656 | 77.335 | 74.922 | 70.474 | 61.549 | 54.038 | 46.535 | 40.938 | 37.663 | 34.36 | 30.85 | 27.107 | 24.056 | 20.891 | 17.587 | 14.669 | 11.652 | 8.585 | 5.375 | 0 | Leeds | Leeds City Region
NG FES - Consumer Transformation | Total installed non-renewable generation capacity (MW) | Middlesbrough | 12.339 | 12.339 | 12.339 | 12.339 | 12.339 | 12.339 | 12.339 | 12.339 | 12.339 | 12.339 | 12.339 | 12.339 | 12.339 | 12.339 | 12.338 | 12.336 | 12.334 | 12.331 | 12.328 | 12.325 | 11.961 | 11.572 | 11.209 | 10.875 | 10.559 | 10.266 | 9.999 | 9.767 | 9.573 | 9.42 | 9.309 | 9.18 | Middlesbrough | Tees Valley
NG FES - Consumer Transformation | Total installed non-renewable generation capacity (MW) | Newcastle upon Tyne | 21.017 | 21.017 | 21.095 | 21.173 | 21.25 | 21.48 | 21.735 | 21.926 | 22.11 | 22.28 | 22.433 | 22.534 | 22.561 | 22.543 | 22.301 | 21.718 | 21.063 | 20.314 | 19.571 | 18.787 | 17.621 | 16.394 | 15.138 | 13.883 | 12.581 | 11.22 | 9.799 | 8.531 | 7.228 | 5.869 | 4.438 | 2.02 | Newcastle upon Tyne | North Eastern
NG FES - Consumer Transformation | Total installed non-renewable generation capacity (MW) | North East Derbyshire | 0 | 0 | 0 | 0 | 0 | 0 | 0 | 0 | 0 | 0 | 0 | 0 | 0 | 0 | 0 | 0 | 0 | 0 | 0 | 0 | 0 | 0 | 0 | 0 | 0 | 0 | 0 | 0 | 0 | 0 | 0 | 0 | North East Derbyshire | Derby, Derbyshire, Nottingham and Nottinghamshire | Sheffield City Region
NG FES - Consumer Transformation | Total installed non-renewable generation capacity (MW) | North East Lincolnshire | 118.354 | 118.354 | 119.982 | 121.61 | 123.237 | 134.507 | 147.462 | 158.697 | 169.37 | 179.249 | 188.104 | 193.663 | 195.716 | 194.983 | 189.459 | 179.279 | 158.887 | 141.73 | 124.596 | 110.771 | 101.032 | 91.298 | 81.25 | 70.836 | 62.115 | 53.284 | 44.295 | 36.374 | 28.458 | 20.668 | 12.813 | 0 | North East Lincolnshire | Greater Lincolnshire | Humber
NG FES - Consumer Transformation | Total installed non-renewable generation capacity (MW) | North Lincolnshire | 193.045 | 193.045 | 193.546 | 194.048 | 194.549 | 198.017 | 202.005 | 205.464 | 208.75 | 211.791 | 214.517 | 216.227 | 216.86 | 216.635 | 214.934 | 211.8 | 205.559 | 200.325 | 195.101 | 182.296 | 160.66 | 139.564 | 119.627 | 100.974 | 83.524 | 67.152 | 52.007 | 38.794 | 27.505 | 18.239 | 10.987 | 1.694 | North Lincolnshire | Greater Lincolnshire | Humber
NG FES - Consumer Transformation | Total installed non-renewable generation capacity (MW) | North Tyneside | 43.21 | 43.21 | 43.239 | 43.27 | 43.299 | 43.386 | 43.483 | 43.557 | 43.627 | 43.692 | 43.751 | 43.788 | 43.799 | 43.792 | 43.688 | 43.434 | 43.15 | 42.826 | 42.504 | 42.163 | 38.395 | 34.365 | 30.563 | 27.028 | 23.637 | 20.434 | 17.436 | 14.82 | 12.531 | 10.59 | 9 | 6.851 | North Tyneside | North Eastern
NG FES - Consumer Transformation | Total installed non-renewable generation capacity (MW) | Northumberland | 5.016 | 5.016 | 6.179 | 7.341 | 8.504 | 11.932 | 15.743 | 18.609 | 21.342 | 23.885 | 26.185 | 27.68 | 28.081 | 27.823 | 26.422 | 23.92 | 20.99 | 17.497 | 14.026 | 10.553 | 10.078 | 9.808 | 9.444 | 8.977 | 8.513 | 8.037 | 7.646 | 7.212 | 6.995 | 6.822 | 6.674 | 6.438 | Northumberland | North Eastern
NG FES - Consumer Transformation | Total installed non-renewable generation capacity (MW) | Pendle | 0 | 0 | 0 | 0 | 0 | 0 | 0 | 0 | 0 | 0 | 0 | 0 | 0 | 0 | 0 | 0 | 0 | 0 | 0 | 0 | 0 | 0 | 0 | 0 | 0 | 0 | 0 | 0 | 0 | 0 | 0 | 0 | Pendle | Lancashire
NG FES - Consumer Transformation | Total installed non-renewable generation capacity (MW) | Redcar and Cleveland | 14.874 | 14.874 | 14.874 | 14.874 | 14.874 | 14.874 | 14.874 | 14.874 | 14.874 | 14.874 | 14.874 | 14.874 | 14.874 | 14.874 | 14.874 | 14.874 | 14.874 | 14.874 | 14.874 | 14.874 | 13.47 | 11.965 | 10.564 | 9.279 | 8.065 | 6.945 | 5.926 | 5.042 | 4.307 | 3.734 | 3.327 | 2.874 | Redcar and Cleveland | Tees Valley
NG FES - Consumer Transformation | Total installed non-renewable generation capacity (MW) | Richmondshire | 1.379 | 1.379 | 1.379 | 1.379 | 1.379 | 1.379 | 1.379 | 1.379 | 1.379 | 1.379 | 1.379 | 1.379 | 1.379 | 1.379 | 1.379 | 1.379 | 1.379 | 1.379 | 1.379 | 1.379 | 1.224 | 1.058 | 0.903 | 0.761 | 0.627 | 0.503 | 0.391 | 0.293 | 0.211 | 0.148 | 0.103 | 0.053 | Richmondshire | York and North Yorkshire
NG FES - Consumer Transformation | Total installed non-renewable generation capacity (MW) | Rotherham | 20.464 | 50.464 | 50.726 | 50.989 | 51.251 | 53.066 | 55.154 | 56.964 | 58.683 | 60.275 | 61.702 | 62.597 | 62.928 | 62.81 | 61.92 | 60.28 | 56.45 | 52.945 | 49.441 | 45.793 | 42.007 | 38.199 | 34.342 | 30.467 | 26.812 | 23.079 | 19.255 | 15.883 | 12.482 | 9.104 | 5.661 | 0 | Rotherham | Sheffield City Region
NG FES - Consumer Transformation | Total installed non-renewable generation capacity (MW) | Ryedale | 39.786 | 39.786 | 42.078 | 44.37 | 46.662 | 53.419 | 60.93 | 66.581 | 71.967 | 76.981 | 81.516 | 84.463 | 85.252 | 84.744 | 81.981 | 77.051 | 71.275 | 64.388 | 57.548 | 50.701 | 45.109 | 39.59 | 34.226 | 29.044 | 24.106 | 19.45 | 15.303 | 11.515 | 8.652 | 6.411 | 4.772 | 2.803 | Ryedale | York and North Yorkshire
NG FES - Consumer Transformation | Total installed non-renewable generation capacity (MW) | Scarborough | 1.5 | 1.5 | 2.027 | 2.555 | 3.082 | 4.637 | 6.366 | 7.667 | 8.906 | 10.06 | 11.103 | 11.782 | 11.963 | 11.847 | 11.211 | 10.076 | 8.747 | 7.162 | 5.588 | 4.012 | 3.796 | 3.674 | 3.509 | 3.297 | 3.086 | 2.87 | 2.693 | 2.496 | 2.398 | 2.319 | 2.252 | 2.145 | Scarborough | York and North Yorkshire
NG FES - Consumer Transformation | Total installed non-renewable generation capacity (MW) | Selby | 96.629 | 96.629 | 96.806 | 96.983 | 97.16 | 98.385 | 99.794 | 101.016 | 102.176 | 103.25 | 104.213 | 104.817 | 105.041 | 104.961 | 104.36 | 103.253 | 100.757 | 98.512 | 96.268 | 90.285 | 79.938 | 69.815 | 60.201 | 51.176 | 42.689 | 34.647 | 27.089 | 20.499 | 14.682 | 9.732 | 5.623 | 0 | Selby | Leeds City Region | York and North Yorkshire
NG FES - Consumer Transformation | Total installed non-renewable generation capacity (MW) | Sheffield | 30.878 | 30.878 | 30.903 | 30.928 | 30.953 | 31.125 | 31.323 | 31.495 | 31.658 | 31.809 | 31.944 | 32.029 | 32.061 | 32.049 | 31.965 | 31.809 | 31.517 | 31.281 | 31.044 | 30.319 | 29.023 | 27.762 | 26.579 | 25.479 | 23.041 | 20.533 | 18.408 | 16.272 | 15.048 | 14.112 | 13.409 | 12.351 | Sheffield | Sheffield City Region
NG FES - Consumer Transformation | Total installed non-renewable generation capacity (MW) | South Tyneside | 0 | 0 | 0 | 0 | 0 | 0 | 0 | 0 | 0 | 0 | 0 | 0 | 0 | 0 | 0 | 0 | 0 | 0 | 0 | 0 | 0 | 0 | 0 | 0 | 0 | 0 | 0 | 0 | 0 | 0 | 0 | 0 | South Tyneside | North Eastern
NG FES - Consumer Transformation | Total installed non-renewable generation capacity (MW) | Stockton-on-Tees | 220.772 | 320.672 | 321.371 | 322.07 | 322.769 | 324.83 | 327.12 | 328.844 | 330.487 | 332.016 | 333.399 | 334.297 | 334.538 | 334.383 | 332.54 | 328.275 | 323.454 | 317.934 | 312.443 | 306.682 | 283.611 | 259.073 | 235.461 | 213.087 | 191.175 | 169.878 | 149.304 | 131.201 | 114.517 | 99.225 | 85.262 | 64.204 | Stockton-on-Tees | Tees Valley
NG FES - Consumer Transformation | Total installed non-renewable generation capacity (MW) | Sunderland | 6.108 | 6.108 | 6.108 | 6.108 | 6.108 | 6.108 | 6.108 | 6.108 | 6.108 | 6.108 | 6.108 | 6.108 | 6.108 | 6.108 | 6.08 | 6.004 | 5.92 | 5.826 | 5.732 | 5.631 | 5.28 | 4.903 | 4.534 | 4.179 | 3.821 | 3.462 | 3.102 | 2.785 | 2.473 | 2.168 | 1.865 | 1.379 | Sunderland | North Eastern
NG FES - Consumer Transformation | Total installed non-renewable generation capacity (MW) | Wakefield | 223.602 | 223.602 | 224.027 | 224.451 | 224.876 | 227.814 | 231.193 | 234.124 | 236.907 | 239.484 | 241.795 | 243.243 | 243.78 | 243.588 | 242.147 | 239.493 | 233.184 | 227.368 | 221.549 | 212.218 | 198.817 | 185.575 | 172.706 | 160.326 | 142.983 | 125.349 | 109.194 | 93.94 | 82.418 | 72.271 | 63.148 | 48.79 | Wakefield | Leeds City Region
NG FES - Consumer Transformation | Total installed non-renewable generation capacity (MW) | West Lindsey | 5.601 | 5.601 | 6.407 | 7.212 | 8.018 | 13.594 | 20.005 | 25.564 | 30.845 | 35.733 | 40.116 | 42.866 | 43.883 | 43.52 | 40.786 | 35.749 | 26.486 | 19.12 | 11.772 | 7.386 | 6.577 | 5.784 | 4.792 | 3.51 | 3.111 | 2.709 | 2.288 | 1.916 | 1.531 | 1.14 | 0.726 | 0.035 | West Lindsey | Greater Lincolnshire
NG FES - Consumer Transformation | Total installed non-renewable generation capacity (MW) | York | 14.4 | 14.4 | 14.89 | 15.38 | 15.871 | 17.316 | 18.923 | 20.131 | 21.283 | 22.356 | 23.326 | 23.956 | 24.125 | 24.016 | 23.394 | 22.254 | 20.923 | 19.344 | 17.776 | 16.198 | 14.54 | 12.864 | 11.235 | 9.667 | 8.151 | 6.699 | 5.358 | 4.149 | 3.151 | 2.3 | 1.591 | 0.6 | York | Leeds City Region | York and North Yorkshire
NG FES - Leading the Way | Total installed non-renewable generation capacity (MW) | Barnsley | 10.911 | 11.005 | 11.261 | 11.515 | 12.115 | 13.46 | 14.542 | 15.642 | 16.331 | 17.027 | 17.733 | 17.781 | 17.194 | 14.81 | 10.801 | 7.356 | 1.328 | 1.265 | 1.128 | 0.926 | 0.793 | 0.661 | 0.459 | 0.157 | 0.146 | 0.134 | 0.124 | 0.113 | 0.109 | 0.106 | 0.103 | 0.099 | Barnsley | Leeds City Region | Sheffield City Region
NG FES - Leading the Way | Total installed non-renewable generation capacity (MW) | Bassetlaw | 0 | 0 | 0 | 0 | 0.035 | 0.006 | 0 | 0 | 0 | 0 | 0 | 0 | 0 | 0 | 0 | 0 | 0 | 0 | 0 | 0 | 0 | 0 | 0 | 0 | 0 | 0 | 0 | 0 | 0 | 0 | 0 | 0 | Bassetlaw | Derby, Derbyshire, Nottingham and Nottinghamshire | Sheffield City Region
NG FES - Leading the Way | Total installed non-renewable generation capacity (MW) | Bradford | 23.205 | 25.169 | 25.272 | 25.376 | 26.312 | 26.271 | 26.603 | 27.048 | 27.328 | 27.609 | 27.896 | 27.915 | 27.677 | 25.557 | 22.069 | 14.272 | 0.474 | 0.45 | 0.393 | 0.311 | 0.258 | 0.204 | 0.123 | 0 | 0 | 0 | 0 | 0 | 0 | 0 | 0 | 0 | Bradford | Leeds City Region
NG FES - Leading the Way | Total installed non-renewable generation capacity (MW) | Calderdale | 0 | 0 | 0.083 | 0.167 | 0.61 | 0.844 | 1.158 | 1.519 | 1.745 | 1.973 | 2.205 | 2.221 | 2.028 | 1.425 | 0.407 | 0.395 | 0.384 | 0.363 | 0.318 | 0.252 | 0.208 | 0.165 | 0.099 | 0 | 0 | 0 | 0 | 0 | 0 | 0 | 0 | 0 | Calderdale | Leeds City Region
NG FES - Leading the Way | Total installed non-renewable generation capacity (MW) | County Durham | 22.628 | 22.628 | 24.403 | 26.18 | 28.548 | 33.684 | 37.338 | 40.733 | 42.948 | 45.189 | 47.459 | 47.813 | 45.769 | 40.144 | 29.706 | 22.941 | 13.106 | 12.781 | 12.296 | 11.62 | 11.097 | 10.554 | 9.814 | 8.864 | 7.919 | 6.95 | 6.486 | 6.256 | 6.144 | 6.055 | 5.982 | 5.86 | County Durham | North Eastern
NG FES - Leading the Way | Total installed non-renewable generation capacity (MW) | Craven | 0.856 | 0.856 | 0.856 | 0.856 | 0.981 | 0.876 | 0.856 | 0.856 | 0.856 | 0.856 | 0.856 | 0.856 | 0.856 | 0.76 | 0.622 | 0.415 | 0 | 0 | 0 | 0 | 0 | 0 | 0 | 0 | 0 | 0 | 0 | 0 | 0 | 0 | 0 | 0 | Craven | Leeds City Region | York and North Yorkshire
NG FES - Leading the Way | Total installed non-renewable generation capacity (MW) | Darlington | 4.252 | 4.252 | 4.636 | 5.02 | 5.536 | 6.645 | 7.434 | 8.168 | 8.646 | 9.131 | 9.622 | 9.699 | 9.09 | 7.617 | 5.017 | 3.643 | 1.406 | 1.336 | 1.232 | 1.086 | 0.972 | 0.855 | 0.695 | 0.49 | 0.285 | 0.075 | 0 | 0 | 0 | 0 | 0 | 0 | Darlington | Tees Valley
NG FES - Leading the Way | Total installed non-renewable generation capacity (MW) | Doncaster | 39.235 | 39.235 | 39.683 | 40.128 | 41.055 | 43.513 | 45.428 | 47.355 | 48.559 | 49.78 | 51.017 | 51.101 | 50.072 | 46.564 | 40.076 | 27.803 | 7.593 | 7.484 | 7.243 | 6.89 | 6.656 | 6.425 | 6.072 | 5.521 | 5.13 | 4.705 | 4.364 | 3.991 | 3.836 | 3.725 | 3.644 | 3.481 | Doncaster | Sheffield City Region
NG FES - Leading the Way | Total installed non-renewable generation capacity (MW) | East Lindsey | 0 | 0 | 0 | 0 | 0.119 | 0.017 | 0 | 0 | 0 | 0 | 0 | 0 | 0 | 0 | 0 | 0 | 0 | 0 | 0 | 0 | 0 | 0 | 0 | 0 | 0 | 0 | 0 | 0 | 0 | 0 | 0 | 0 | East Lindsey | Greater Lincolnshire
NG FES - Leading the Way | Total installed non-renewable generation capacity (MW) | East Riding of Yorkshire | 68.486 | 69.023 | 70.273 | 71.523 | 73.484 | 80.9 | 86.345 | 91.738 | 95.107 | 98.52 | 101.982 | 102.214 | 99.34 | 88.408 | 69.378 | 45.727 | 5.735 | 5.429 | 4.756 | 3.767 | 3.114 | 2.465 | 1.481 | 0 | 0 | 0 | 0 | 0 | 0 | 0 | 0 | 0 | East Riding of Yorkshire | Humber | York and North Yorkshire
NG FES - Leading the Way | Total installed non-renewable generation capacity (MW) | Gateshead | 13.638 | 13.638 | 14.351 | 15.062 | 15.987 | 18.058 | 19.535 | 20.897 | 21.784 | 22.683 | 23.593 | 23.734 | 22.908 | 20.645 | 16.449 | 13.79 | 9.922 | 9.792 | 9.598 | 9.327 | 9.118 | 8.899 | 8.604 | 8.222 | 7.843 | 7.455 | 7.187 | 6.932 | 6.808 | 6.71 | 6.628 | 6.493 | Gateshead | North Eastern
NG FES - Leading the Way | Total installed non-renewable generation capacity (MW) | Hambleton | 32.094 | 32.094 | 33.693 | 35.292 | 37.106 | 41.921 | 45.34 | 48.397 | 50.391 | 52.409 | 54.453 | 54.771 | 52.7 | 47.284 | 37.413 | 25.311 | 6.968 | 6.677 | 6.242 | 5.631 | 5.16 | 4.672 | 4.006 | 3.149 | 2.299 | 1.426 | 1.093 | 1.054 | 1.035 | 1.02 | 1.008 | 0.988 | Hambleton | York and North Yorkshire
NG FES - Leading the Way | Total installed non-renewable generation capacity (MW) | Harrogate | 36.795 | 36.795 | 37.136 | 37.477 | 38.14 | 38.992 | 39.619 | 40.269 | 40.695 | 41.125 | 41.561 | 41.629 | 41.219 | 40.115 | 38.077 | 37.88 | 37.643 | 37.581 | 37.489 | 37.358 | 37.258 | 37.154 | 37.012 | 36.829 | 36.648 | 36.462 | 35.758 | 34.491 | 33.873 | 33.385 | 32.976 | 32.304 | Harrogate | Leeds City Region | York and North Yorkshire
NG FES - Leading the Way | Total installed non-renewable generation capacity (MW) | Hartlepool | 13.273 | 13.273 | 13.273 | 13.273 | 13.38 | 13.317 | 13.273 | 13.273 | 13.273 | 13.273 | 13.273 | 13.273 | 12.795 | 12.057 | 11.074 | 8.846 | 4.75 | 4.75 | 4.75 | 4.75 | 4.75 | 4.75 | 4.75 | 4.75 | 4.75 | 4.75 | 4.667 | 4.501 | 4.421 | 4.357 | 4.304 | 4.216 | Hartlepool | Tees Valley
NG FES - Leading the Way | Total installed non-renewable generation capacity (MW) | High Peak | 0 | 0 | 0 | 0 | 0.02 | 0.003 | 0 | 0 | 0 | 0 | 0 | 0 | 0 | 0 | 0 | 0 | 0 | 0 | 0 | 0 | 0 | 0 | 0 | 0 | 0 | 0 | 0 | 0 | 0 | 0 | 0 | 0 | High Peak | Derby, Derbyshire, Nottingham and Nottinghamshire,
NG FES - Leading the Way | Total installed non-renewable generation capacity (MW) | Kingston upon Hull, City of | 80.677 | 80.69 | 80.742 | 80.795 | 81.283 | 81.25 | 81.411 | 81.637 | 81.777 | 81.919 | 82.063 | 82.072 | 81.953 | 76.832 | 68.636 | 44.068 | 0.239 | 0.227 | 0.198 | 0.157 | 0.13 | 0.103 | 0.062 | 0 | 0 | 0 | 0 | 0 | 0 | 0 | 0 | 0 | Kingston upon Hull, City of | Humber
NG FES - Leading the Way | Total installed non-renewable generation capacity (MW) | Kirklees | 91.216 | 91.216 | 91.312 | 91.407 | 92.195 | 92.229 | 92.54 | 92.953 | 93.21 | 93.471 | 93.737 | 93.754 | 93.533 | 83.816 | 69.749 | 50.142 | 11.039 | 11.016 | 10.964 | 10.888 | 10.838 | 10.788 | 10.713 | 10.559 | 9.811 | 8.998 | 8.347 | 7.631 | 7.335 | 7.125 | 6.969 | 6.658 | Kirklees | Leeds City Region
NG FES - Leading the Way | Total installed non-renewable generation capacity (MW) | Leeds | 38.851 | 43.851 | 44.48 | 45.109 | 47.044 | 49.968 | 52.56 | 55.273 | 56.966 | 58.682 | 60.424 | 60.538 | 59.094 | 51.042 | 38.104 | 25.755 | 2.883 | 2.73 | 2.391 | 1.893 | 1.566 | 1.24 | 0.745 | 0 | 0 | 0 | 0 | 0 | 0 | 0 | 0 | 0 | Leeds | Leeds City Region
NG FES - Leading the Way | Total installed non-renewable generation capacity (MW) | Middlesbrough | 12.339 | 12.339 | 12.339 | 12.339 | 12.487 | 12.399 | 12.339 | 12.339 | 12.339 | 12.339 | 12.339 | 12.339 | 12.333 | 12.325 | 12.313 | 11.074 | 9.18 | 9.18 | 9.18 | 9.18 | 9.18 | 9.18 | 9.18 | 9.18 | 9.18 | 9.18 | 9.02 | 8.7 | 8.545 | 8.421 | 8.318 | 8.149 | Middlesbrough | Tees Valley
NG FES - Leading the Way | Total installed non-renewable generation capacity (MW) | Newcastle upon Tyne | 21.017 | 21.017 | 21.075 | 21.131 | 21.541 | 21.508 | 21.492 | 21.602 | 21.673 | 21.745 | 21.819 | 21.83 | 20.717 | 18.923 | 16.435 | 11.37 | 2.135 | 2.124 | 2.109 | 2.087 | 2.07 | 2.052 | 2.029 | 1.998 | 1.967 | 1.937 | 1.891 | 1.824 | 1.792 | 1.765 | 1.744 | 1.708 | Newcastle upon Tyne | North Eastern
NG FES - Leading the Way | Total installed non-renewable generation capacity (MW) | North East Derbyshire | 0 | 0 | 0 | 0 | 0.028 | 0.005 | 0 | 0 | 0 | 0 | 0 | 0 | 0 | 0 | 0 | 0 | 0 | 0 | 0 | 0 | 0 | 0 | 0 | 0 | 0 | 0 | 0 | 0 | 0 | 0 | 0 | 0 | North East Derbyshire | Derby, Derbyshire, Nottingham and Nottinghamshire | Sheffield City Region
NG FES - Leading the Way | Total installed non-renewable generation capacity (MW) | North East Lincolnshire | 118.354 | 118.354 | 119.793 | 121.231 | 122.92 | 131.928 | 138.285 | 144.49 | 148.367 | 152.295 | 156.277 | 156.544 | 153.236 | 134.926 | 105.088 | 69.994 | 6.599 | 6.247 | 5.472 | 4.335 | 3.582 | 2.838 | 1.705 | 0 | 0 | 0 | 0 | 0 | 0 | 0 | 0 | 0 | North East Lincolnshire | Greater Lincolnshire | Humber
NG FES - Leading the Way | Total installed non-renewable generation capacity (MW) | North Lincolnshire | 193.045 | 193.045 | 193.488 | 193.93 | 194.697 | 197.263 | 199.18 | 201.091 | 202.284 | 203.494 | 204.719 | 204.802 | 203.783 | 198.298 | 186.174 | 117.921 | 4.774 | 4.665 | 4.428 | 4.078 | 3.846 | 3.616 | 3.267 | 2.732 | 2.539 | 2.328 | 2.16 | 1.975 | 1.898 | 1.843 | 1.803 | 1.723 | North Lincolnshire | Greater Lincolnshire | Humber
NG FES - Leading the Way | Total installed non-renewable generation capacity (MW) | North Tyneside | 43.21 | 43.21 | 43.232 | 43.253 | 43.47 | 43.422 | 43.391 | 43.433 | 43.46 | 43.488 | 43.516 | 43.52 | 43.015 | 42.21 | 41.098 | 27.813 | 6.895 | 6.891 | 6.885 | 6.877 | 6.87 | 6.863 | 6.855 | 6.843 | 6.831 | 6.82 | 6.695 | 6.458 | 6.342 | 6.251 | 6.175 | 6.048 | North Tyneside | North Eastern
NG FES - Leading the Way | Total installed non-renewable generation capacity (MW) | Northumberland | 5.016 | 5.016 | 5.872 | 6.729 | 8.04 | 10.414 | 12.11 | 13.747 | 14.815 | 15.896 | 16.99 | 17.161 | 16.206 | 13.542 | 8.572 | 8.299 | 8.152 | 7.996 | 7.763 | 7.436 | 7.184 | 6.922 | 6.566 | 6.107 | 5.652 | 5.184 | 4.928 | 4.753 | 4.668 | 4.601 | 4.545 | 4.452 | Northumberland | North Eastern
NG FES - Leading the Way | Total installed non-renewable generation capacity (MW) | Pendle | 0 | 0 | 0 | 0 | 0.047 | 0.007 | 0 | 0 | 0 | 0 | 0 | 0 | 0 | 0 | 0 | 0 | 0 | 0 | 0 | 0 | 0 | 0 | 0 | 0 | 0 | 0 | 0 | 0 | 0 | 0 | 0 | 0 | Pendle | Lancashire
NG FES - Leading the Way | Total installed non-renewable generation capacity (MW) | Redcar and Cleveland | 14.874 | 14.874 | 14.874 | 14.874 | 15.02 | 14.933 | 14.874 | 14.874 | 14.874 | 14.874 | 14.874 | 14.874 | 14.874 | 14.874 | 14.874 | 10.116 | 2.874 | 2.874 | 2.874 | 2.874 | 2.874 | 2.874 | 2.874 | 2.874 | 2.874 | 2.874 | 2.824 | 2.724 | 2.675 | 2.636 | 2.604 | 2.551 | Redcar and Cleveland | Tees Valley
NG FES - Leading the Way | Total installed non-renewable generation capacity (MW) | Richmondshire | 1.379 | 1.379 | 1.379 | 1.379 | 1.502 | 1.429 | 1.379 | 1.379 | 1.379 | 1.379 | 1.379 | 1.379 | 1.379 | 1.379 | 1.379 | 0.853 | 0.053 | 0.053 | 0.053 | 0.053 | 0.053 | 0.053 | 0.053 | 0.053 | 0.053 | 0.053 | 0.052 | 0.05 | 0.049 | 0.048 | 0.048 | 0.047 | Richmondshire | York and North Yorkshire
NG FES - Leading the Way | Total installed non-renewable generation capacity (MW) | Rotherham | 20.464 | 50.464 | 50.696 | 50.927 | 51.537 | 52.704 | 53.675 | 54.675 | 55.299 | 55.932 | 56.574 | 56.617 | 56.084 | 50.845 | 42.543 | 27.844 | 1.063 | 1.006 | 0.882 | 0.698 | 0.577 | 0.457 | 0.275 | 0 | 0 | 0 | 0 | 0 | 0 | 0 | 0 | 0 | Rotherham | Sheffield City Region
NG FES - Leading the Way | Total installed non-renewable generation capacity (MW) | Ryedale | 39.786 | 39.786 | 41.474 | 43.162 | 45.004 | 50.125 | 53.77 | 56.996 | 59.102 | 61.233 | 63.39 | 63.727 | 61.844 | 56.594 | 46.797 | 30.482 | 6.182 | 5.875 | 5.415 | 4.771 | 4.274 | 3.758 | 3.056 | 2.151 | 1.253 | 0.331 | 0 | 0 | 0 | 0 | 0 | 0 | Ryedale | York and North Yorkshire
NG FES - Leading the Way | Total installed non-renewable generation capacity (MW) | Scarborough | 1.5 | 1.5 | 1.888 | 2.277 | 2.923 | 3.969 | 4.718 | 5.461 | 5.945 | 6.436 | 6.932 | 7.01 | 6.576 | 5.368 | 3.113 | 2.99 | 2.923 | 2.852 | 2.746 | 2.598 | 2.484 | 2.365 | 2.203 | 1.995 | 1.788 | 1.576 | 1.474 | 1.422 | 1.396 | 1.376 | 1.359 | 1.331 | Scarborough | York and North Yorkshire
NG FES - Leading the Way | Total installed non-renewable generation capacity (MW) | Selby | 96.629 | 96.629 | 96.785 | 96.942 | 97.281 | 98.13 | 98.796 | 99.471 | 99.892 | 100.319 | 100.752 | 100.781 | 100.422 | 97.256 | 90.846 | 57.206 | 0.718 | 0.679 | 0.595 | 0.471 | 0.39 | 0.309 | 0.185 | 0 | 0 | 0 | 0 | 0 | 0 | 0 | 0 | 0 | Selby | Leeds City Region | York and North Yorkshire
NG FES - Leading the Way | Total installed non-renewable generation capacity (MW) | Sheffield | 30.878 | 30.878 | 30.9 | 30.922 | 31.805 | 31.221 | 31.182 | 31.277 | 31.337 | 31.397 | 31.458 | 31.462 | 31.412 | 31.212 | 30.671 | 26.666 | 20.099 | 20.093 | 20.081 | 20.064 | 20.052 | 20.042 | 20.024 | 19.921 | 18.51 | 16.976 | 15.747 | 14.397 | 13.839 | 13.441 | 13.147 | 12.561 | Sheffield | Sheffield City Region
NG FES - Leading the Way | Total installed non-renewable generation capacity (MW) | South Tyneside | 0 | 0 | 0 | 0 | 0.14 | 0.058 | 0 | 0 | 0 | 0 | 0 | 0 | 0 | 0 | 0 | 0 | 0 | 0 | 0 | 0 | 0 | 0 | 0 | 0 | 0 | 0 | 0 | 0 | 0 | 0 | 0 | 0 | South Tyneside | North Eastern
NG FES - Leading the Way | Total installed non-renewable generation capacity (MW) | Stockton-on-Tees | 220.772 | 320.672 | 321.187 | 321.701 | 322.41 | 323.887 | 324.937 | 325.92 | 326.563 | 327.213 | 327.871 | 327.974 | 320.411 | 308.047 | 290.707 | 205.32 | 65.235 | 65.14 | 65 | 64.804 | 64.653 | 64.495 | 64.281 | 64.005 | 63.732 | 63.45 | 62.241 | 60.034 | 58.959 | 58.11 | 57.399 | 56.23 | Stockton-on-Tees | Tees Valley
NG FES - Leading the Way | Total installed non-renewable generation capacity (MW) | Sunderland | 6.108 | 6.108 | 6.108 | 6.108 | 6.405 | 6.229 | 6.108 | 6.108 | 6.108 | 6.108 | 6.108 | 6.108 | 5.915 | 5.62 | 5.225 | 3.811 | 1.379 | 1.379 | 1.379 | 1.379 | 1.379 | 1.379 | 1.379 | 1.379 | 1.379 | 1.379 | 1.355 | 1.307 | 1.283 | 1.265 | 1.249 | 1.223 | Sunderland | North Eastern
NG FES - Leading the Way | Total installed non-renewable generation capacity (MW) | Wakefield | 223.602 | 223.602 | 223.978 | 224.352 | 225.278 | 227.22 | 228.8 | 230.419 | 231.43 | 232.455 | 233.492 | 233.562 | 232.7 | 223.771 | 208.496 | 161.798 | 80.721 | 80.629 | 80.428 | 80.13 | 79.935 | 79.74 | 79.445 | 78.697 | 73.122 | 67.064 | 62.207 | 56.873 | 54.67 | 53.099 | 51.936 | 49.619 | Wakefield | Leeds City Region
NG FES - Leading the Way | Total installed non-renewable generation capacity (MW) | West Lindsey | 5.601 | 5.601 | 6.313 | 7.024 | 7.897 | 12.324 | 15.463 | 18.534 | 20.452 | 22.396 | 24.367 | 24.498 | 22.861 | 17.281 | 7.932 | 6.29 | 3.323 | 3.148 | 2.765 | 2.202 | 1.83 | 1.461 | 0.901 | 0.057 | 0.053 | 0.049 | 0.045 | 0.041 | 0.04 | 0.039 | 0.038 | 0.036 | West Lindsey | Greater Lincolnshire
NG FES - Leading the Way | Total installed non-renewable generation capacity (MW) | York | 14.4 | 14.4 | 14.761 | 15.122 | 15.781 | 16.72 | 17.391 | 18.081 | 18.532 | 18.987 | 19.449 | 19.521 | 18.901 | 17.444 | 14.903 | 9.6 | 1.322 | 1.257 | 1.158 | 1.02 | 0.914 | 0.804 | 0.654 | 0.46 | 0.268 | 0.071 | 0 | 0 | 0 | 0 | 0 | 0 | York | Leeds City Region | York and North Yorkshire
NPg Planning Scenario | Total installed non-renewable generation capacity (MW) | Barnsley | 10.911 | 11.005 | 11.261 | 11.515 | 12.115 | 13.46 | 14.542 | 15.642 | 16.331 | 17.027 | 17.733 | 17.781 | 17.194 | 14.81 | 10.801 | 7.356 | 1.328 | 1.265 | 1.128 | 0.926 | 0.793 | 0.661 | 0.459 | 0.157 | 0.146 | 0.134 | 0.124 | 0.113 | 0.109 | 0.106 | 0.103 | 0.099 | Barnsley | Leeds City Region | Sheffield City Region
NPg Planning Scenario | Total installed non-renewable generation capacity (MW) | Bassetlaw | 0 | 0 | 0 | 0 | 0.035 | 0.006 | 0 | 0 | 0 | 0 | 0 | 0 | 0 | 0 | 0 | 0 | 0 | 0 | 0 | 0 | 0 | 0 | 0 | 0 | 0 | 0 | 0 | 0 | 0 | 0 | 0 | 0 | Bassetlaw | Derby, Derbyshire, Nottingham and Nottinghamshire | Sheffield City Region
NPg Planning Scenario | Total installed non-renewable generation capacity (MW) | Bradford | 23.205 | 25.169 | 25.272 | 25.376 | 26.312 | 26.271 | 26.603 | 27.048 | 27.328 | 27.609 | 27.896 | 27.915 | 27.677 | 25.557 | 22.069 | 14.272 | 0.474 | 0.45 | 0.393 | 0.311 | 0.258 | 0.204 | 0.123 | 0 | 0 | 0 | 0 | 0 | 0 | 0 | 0 | 0 | Bradford | Leeds City Region
NPg Planning Scenario | Total installed non-renewable generation capacity (MW) | Calderdale | 0 | 0 | 0.083 | 0.167 | 0.61 | 0.844 | 1.158 | 1.519 | 1.745 | 1.973 | 2.205 | 2.221 | 2.028 | 1.425 | 0.407 | 0.395 | 0.384 | 0.363 | 0.318 | 0.252 | 0.208 | 0.165 | 0.099 | 0 | 0 | 0 | 0 | 0 | 0 | 0 | 0 | 0 | Calderdale | Leeds City Region
NPg Planning Scenario | Total installed non-renewable generation capacity (MW) | County Durham | 22.628 | 22.628 | 24.403 | 26.18 | 28.548 | 33.684 | 37.338 | 40.733 | 42.948 | 45.189 | 47.459 | 47.813 | 45.769 | 40.144 | 29.706 | 22.941 | 13.106 | 12.781 | 12.296 | 11.62 | 11.097 | 10.554 | 9.814 | 8.864 | 7.919 | 6.95 | 6.486 | 6.256 | 6.144 | 6.055 | 5.982 | 5.86 | County Durham | North Eastern
NPg Planning Scenario | Total installed non-renewable generation capacity (MW) | Craven | 0.856 | 0.856 | 0.856 | 0.856 | 0.981 | 0.876 | 0.856 | 0.856 | 0.856 | 0.856 | 0.856 | 0.856 | 0.856 | 0.76 | 0.622 | 0.415 | 0 | 0 | 0 | 0 | 0 | 0 | 0 | 0 | 0 | 0 | 0 | 0 | 0 | 0 | 0 | 0 | Craven | Leeds City Region | York and North Yorkshire
NPg Planning Scenario | Total installed non-renewable generation capacity (MW) | Darlington | 4.252 | 4.252 | 4.636 | 5.02 | 5.536 | 6.645 | 7.434 | 8.168 | 8.646 | 9.131 | 9.622 | 9.699 | 9.09 | 7.617 | 5.017 | 3.643 | 1.406 | 1.336 | 1.232 | 1.086 | 0.972 | 0.855 | 0.695 | 0.49 | 0.285 | 0.075 | 0 | 0 | 0 | 0 | 0 | 0 | Darlington | Tees Valley
NPg Planning Scenario | Total installed non-renewable generation capacity (MW) | Doncaster | 39.235 | 39.235 | 39.683 | 40.128 | 41.055 | 43.513 | 45.428 | 47.355 | 48.559 | 49.78 | 51.017 | 51.101 | 50.072 | 46.564 | 40.076 | 27.803 | 7.593 | 7.484 | 7.243 | 6.89 | 6.656 | 6.425 | 6.072 | 5.521 | 5.13 | 4.705 | 4.364 | 3.991 | 3.836 | 3.725 | 3.644 | 3.481 | Doncaster | Sheffield City Region
NPg Planning Scenario | Total installed non-renewable generation capacity (MW) | East Lindsey | 0 | 0 | 0 | 0 | 0.119 | 0.017 | 0 | 0 | 0 | 0 | 0 | 0 | 0 | 0 | 0 | 0 | 0 | 0 | 0 | 0 | 0 | 0 | 0 | 0 | 0 | 0 | 0 | 0 | 0 | 0 | 0 | 0 | East Lindsey | Greater Lincolnshire
NPg Planning Scenario | Total installed non-renewable generation capacity (MW) | East Riding of Yorkshire | 68.486 | 69.023 | 70.273 | 71.523 | 73.484 | 80.9 | 86.345 | 91.738 | 95.107 | 98.52 | 101.982 | 102.214 | 99.34 | 88.408 | 69.378 | 45.727 | 5.735 | 5.429 | 4.756 | 3.767 | 3.114 | 2.465 | 1.481 | 0 | 0 | 0 | 0 | 0 | 0 | 0 | 0 | 0 | East Riding of Yorkshire | Humber | York and North Yorkshire
NPg Planning Scenario | Total installed non-renewable generation capacity (MW) | Gateshead | 13.638 | 13.638 | 14.351 | 15.062 | 15.987 | 18.058 | 19.535 | 20.897 | 21.784 | 22.683 | 23.593 | 23.734 | 22.908 | 20.645 | 16.449 | 13.79 | 9.922 | 9.792 | 9.598 | 9.327 | 9.118 | 8.899 | 8.604 | 8.222 | 7.843 | 7.455 | 7.187 | 6.932 | 6.808 | 6.71 | 6.628 | 6.493 | Gateshead | North Eastern
NPg Planning Scenario | Total installed non-renewable generation capacity (MW) | Hambleton | 32.094 | 32.094 | 33.693 | 35.292 | 37.106 | 41.921 | 45.34 | 48.397 | 50.391 | 52.409 | 54.453 | 54.771 | 52.7 | 47.284 | 37.413 | 25.311 | 6.968 | 6.677 | 6.242 | 5.631 | 5.16 | 4.672 | 4.006 | 3.149 | 2.299 | 1.426 | 1.093 | 1.054 | 1.035 | 1.02 | 1.008 | 0.988 | Hambleton | York and North Yorkshire
NPg Planning Scenario | Total installed non-renewable generation capacity (MW) | Harrogate | 36.795 | 36.795 | 37.136 | 37.477 | 38.14 | 38.992 | 39.619 | 40.269 | 40.695 | 41.125 | 41.561 | 41.629 | 41.219 | 40.115 | 38.077 | 37.88 | 37.643 | 37.581 | 37.489 | 37.358 | 37.258 | 37.154 | 37.012 | 36.829 | 36.648 | 36.462 | 35.758 | 34.491 | 33.873 | 33.385 | 32.976 | 32.304 | Harrogate | Leeds City Region | York and North Yorkshire
NPg Planning Scenario | Total installed non-renewable generation capacity (MW) | Hartlepool | 13.273 | 13.273 | 13.273 | 13.273 | 13.38 | 13.317 | 13.273 | 13.273 | 13.273 | 13.273 | 13.273 | 13.273 | 12.795 | 12.057 | 11.074 | 8.846 | 4.75 | 4.75 | 4.75 | 4.75 | 4.75 | 4.75 | 4.75 | 4.75 | 4.75 | 4.75 | 4.667 | 4.501 | 4.421 | 4.357 | 4.304 | 4.216 | Hartlepool | Tees Valley
NPg Planning Scenario | Total installed non-renewable generation capacity (MW) | High Peak | 0 | 0 | 0 | 0 | 0.02 | 0.003 | 0 | 0 | 0 | 0 | 0 | 0 | 0 | 0 | 0 | 0 | 0 | 0 | 0 | 0 | 0 | 0 | 0 | 0 | 0 | 0 | 0 | 0 | 0 | 0 | 0 | 0 | High Peak | Derby, Derbyshire, Nottingham and Nottinghamshire,
NPg Planning Scenario | Total installed non-renewable generation capacity (MW) | Kingston upon Hull, City of | 80.677 | 80.69 | 80.742 | 80.795 | 81.283 | 81.25 | 81.411 | 81.637 | 81.777 | 81.919 | 82.063 | 82.072 | 81.953 | 76.832 | 68.636 | 44.068 | 0.239 | 0.227 | 0.198 | 0.157 | 0.13 | 0.103 | 0.062 | 0 | 0 | 0 | 0 | 0 | 0 | 0 | 0 | 0 | Kingston upon Hull, City of | Humber
NPg Planning Scenario | Total installed non-renewable generation capacity (MW) | Kirklees | 91.216 | 91.216 | 91.312 | 91.407 | 92.195 | 92.229 | 92.54 | 92.953 | 93.21 | 93.471 | 93.737 | 93.754 | 93.533 | 83.816 | 69.749 | 50.142 | 11.039 | 11.016 | 10.964 | 10.888 | 10.838 | 10.788 | 10.713 | 10.559 | 9.811 | 8.998 | 8.347 | 7.631 | 7.335 | 7.125 | 6.969 | 6.658 | Kirklees | Leeds City Region
NPg Planning Scenario | Total installed non-renewable generation capacity (MW) | Leeds | 38.851 | 43.851 | 44.48 | 45.109 | 47.044 | 49.968 | 52.56 | 55.273 | 56.966 | 58.682 | 60.424 | 60.538 | 59.094 | 51.042 | 38.104 | 25.755 | 2.883 | 2.73 | 2.391 | 1.893 | 1.566 | 1.24 | 0.745 | 0 | 0 | 0 | 0 | 0 | 0 | 0 | 0 | 0 | Leeds | Leeds City Region
NPg Planning Scenario | Total installed non-renewable generation capacity (MW) | Middlesbrough | 12.339 | 12.339 | 12.339 | 12.339 | 12.487 | 12.399 | 12.339 | 12.339 | 12.339 | 12.339 | 12.339 | 12.339 | 12.333 | 12.325 | 12.313 | 11.074 | 9.18 | 9.18 | 9.18 | 9.18 | 9.18 | 9.18 | 9.18 | 9.18 | 9.18 | 9.18 | 9.02 | 8.7 | 8.545 | 8.421 | 8.318 | 8.149 | Middlesbrough | Tees Valley
NPg Planning Scenario | Total installed non-renewable generation capacity (MW) | Newcastle upon Tyne | 21.017 | 21.017 | 21.075 | 21.131 | 21.541 | 21.508 | 21.492 | 21.602 | 21.673 | 21.745 | 21.819 | 21.83 | 20.717 | 18.923 | 16.435 | 11.37 | 2.135 | 2.124 | 2.109 | 2.087 | 2.07 | 2.052 | 2.029 | 1.998 | 1.967 | 1.937 | 1.891 | 1.824 | 1.792 | 1.765 | 1.744 | 1.708 | Newcastle upon Tyne | North Eastern
NPg Planning Scenario | Total installed non-renewable generation capacity (MW) | North East Derbyshire | 0 | 0 | 0 | 0 | 0.028 | 0.005 | 0 | 0 | 0 | 0 | 0 | 0 | 0 | 0 | 0 | 0 | 0 | 0 | 0 | 0 | 0 | 0 | 0 | 0 | 0 | 0 | 0 | 0 | 0 | 0 | 0 | 0 | North East Derbyshire | Derby, Derbyshire, Nottingham and Nottinghamshire | Sheffield City Region
NPg Planning Scenario | Total installed non-renewable generation capacity (MW) | North East Lincolnshire | 118.354 | 118.354 | 119.793 | 121.231 | 122.92 | 131.928 | 138.285 | 144.49 | 148.367 | 152.295 | 156.277 | 156.544 | 153.236 | 134.926 | 105.088 | 69.994 | 6.599 | 6.247 | 5.472 | 4.335 | 3.582 | 2.838 | 1.705 | 0 | 0 | 0 | 0 | 0 | 0 | 0 | 0 | 0 | North East Lincolnshire | Greater Lincolnshire | Humber
NPg Planning Scenario | Total installed non-renewable generation capacity (MW) | North Lincolnshire | 193.045 | 193.045 | 193.488 | 193.93 | 194.697 | 197.263 | 199.18 | 201.091 | 202.284 | 203.494 | 204.719 | 204.802 | 203.783 | 198.298 | 186.174 | 117.921 | 4.774 | 4.665 | 4.428 | 4.078 | 3.846 | 3.616 | 3.267 | 2.732 | 2.539 | 2.328 | 2.16 | 1.975 | 1.898 | 1.843 | 1.803 | 1.723 | North Lincolnshire | Greater Lincolnshire | Humber
NPg Planning Scenario | Total installed non-renewable generation capacity (MW) | North Tyneside | 43.21 | 43.21 | 43.232 | 43.253 | 43.47 | 43.422 | 43.391 | 43.433 | 43.46 | 43.488 | 43.516 | 43.52 | 43.015 | 42.21 | 41.098 | 27.813 | 6.895 | 6.891 | 6.885 | 6.877 | 6.87 | 6.863 | 6.855 | 6.843 | 6.831 | 6.82 | 6.695 | 6.458 | 6.342 | 6.251 | 6.175 | 6.048 | North Tyneside | North Eastern
NPg Planning Scenario | Total installed non-renewable generation capacity (MW) | Northumberland | 5.016 | 5.016 | 5.872 | 6.729 | 8.04 | 10.414 | 12.11 | 13.747 | 14.815 | 15.896 | 16.99 | 17.161 | 16.206 | 13.542 | 8.572 | 8.299 | 8.152 | 7.996 | 7.763 | 7.436 | 7.184 | 6.922 | 6.566 | 6.107 | 5.652 | 5.184 | 4.928 | 4.753 | 4.668 | 4.601 | 4.545 | 4.452 | Northumberland | North Eastern
NPg Planning Scenario | Total installed non-renewable generation capacity (MW) | Pendle | 0 | 0 | 0 | 0 | 0.047 | 0.007 | 0 | 0 | 0 | 0 | 0 | 0 | 0 | 0 | 0 | 0 | 0 | 0 | 0 | 0 | 0 | 0 | 0 | 0 | 0 | 0 | 0 | 0 | 0 | 0 | 0 | 0 | Pendle | Lancashire
NPg Planning Scenario | Total installed non-renewable generation capacity (MW) | Redcar and Cleveland | 14.874 | 14.874 | 14.874 | 14.874 | 15.02 | 14.933 | 14.874 | 14.874 | 14.874 | 14.874 | 14.874 | 14.874 | 14.874 | 14.874 | 14.874 | 10.116 | 2.874 | 2.874 | 2.874 | 2.874 | 2.874 | 2.874 | 2.874 | 2.874 | 2.874 | 2.874 | 2.824 | 2.724 | 2.675 | 2.636 | 2.604 | 2.551 | Redcar and Cleveland | Tees Valley
NPg Planning Scenario | Total installed non-renewable generation capacity (MW) | Richmondshire | 1.379 | 1.379 | 1.379 | 1.379 | 1.502 | 1.429 | 1.379 | 1.379 | 1.379 | 1.379 | 1.379 | 1.379 | 1.379 | 1.379 | 1.379 | 0.853 | 0.053 | 0.053 | 0.053 | 0.053 | 0.053 | 0.053 | 0.053 | 0.053 | 0.053 | 0.053 | 0.052 | 0.05 | 0.049 | 0.048 | 0.048 | 0.047 | Richmondshire | York and North Yorkshire
NPg Planning Scenario | Total installed non-renewable generation capacity (MW) | Rotherham | 20.464 | 50.464 | 50.696 | 50.927 | 51.537 | 52.704 | 53.675 | 54.675 | 55.299 | 55.932 | 56.574 | 56.617 | 56.084 | 50.845 | 42.543 | 27.844 | 1.063 | 1.006 | 0.882 | 0.698 | 0.577 | 0.457 | 0.275 | 0 | 0 | 0 | 0 | 0 | 0 | 0 | 0 | 0 | Rotherham | Sheffield City Region
NPg Planning Scenario | Total installed non-renewable generation capacity (MW) | Ryedale | 39.786 | 39.786 | 41.474 | 43.162 | 45.004 | 50.125 | 53.77 | 56.996 | 59.102 | 61.233 | 63.39 | 63.727 | 61.844 | 56.594 | 46.797 | 30.482 | 6.182 | 5.875 | 5.415 | 4.771 | 4.274 | 3.758 | 3.056 | 2.151 | 1.253 | 0.331 | 0 | 0 | 0 | 0 | 0 | 0 | Ryedale | York and North Yorkshire
NPg Planning Scenario | Total installed non-renewable generation capacity (MW) | Scarborough | 1.5 | 1.5 | 1.888 | 2.277 | 2.923 | 3.969 | 4.718 | 5.461 | 5.945 | 6.436 | 6.932 | 7.01 | 6.576 | 5.368 | 3.113 | 2.99 | 2.923 | 2.852 | 2.746 | 2.598 | 2.484 | 2.365 | 2.203 | 1.995 | 1.788 | 1.576 | 1.474 | 1.422 | 1.396 | 1.376 | 1.359 | 1.331 | Scarborough | York and North Yorkshire
NPg Planning Scenario | Total installed non-renewable generation capacity (MW) | Selby | 96.629 | 96.629 | 96.785 | 96.942 | 97.281 | 98.13 | 98.796 | 99.471 | 99.892 | 100.319 | 100.752 | 100.781 | 100.422 | 97.256 | 90.846 | 57.206 | 0.718 | 0.679 | 0.595 | 0.471 | 0.39 | 0.309 | 0.185 | 0 | 0 | 0 | 0 | 0 | 0 | 0 | 0 | 0 | Selby | Leeds City Region | York and North Yorkshire
NPg Planning Scenario | Total installed non-renewable generation capacity (MW) | Sheffield | 30.878 | 30.878 | 30.9 | 30.922 | 31.805 | 31.221 | 31.182 | 31.277 | 31.337 | 31.397 | 31.458 | 31.462 | 31.412 | 31.212 | 30.671 | 26.666 | 20.099 | 20.093 | 20.081 | 20.064 | 20.052 | 20.042 | 20.024 | 19.921 | 18.51 | 16.976 | 15.747 | 14.397 | 13.839 | 13.441 | 13.147 | 12.561 | Sheffield | Sheffield City Region
NPg Planning Scenario | Total installed non-renewable generation capacity (MW) | South Tyneside | 0 | 0 | 0 | 0 | 0.14 | 0.058 | 0 | 0 | 0 | 0 | 0 | 0 | 0 | 0 | 0 | 0 | 0 | 0 | 0 | 0 | 0 | 0 | 0 | 0 | 0 | 0 | 0 | 0 | 0 | 0 | 0 | 0 | South Tyneside | North Eastern
NPg Planning Scenario | Total installed non-renewable generation capacity (MW) | Stockton-on-Tees | 220.772 | 320.672 | 321.187 | 321.701 | 322.41 | 323.887 | 324.937 | 325.92 | 326.563 | 327.213 | 327.871 | 327.974 | 320.411 | 308.047 | 290.707 | 205.32 | 65.235 | 65.14 | 65 | 64.804 | 64.653 | 64.495 | 64.281 | 64.005 | 63.732 | 63.45 | 62.241 | 60.034 | 58.959 | 58.11 | 57.399 | 56.23 | Stockton-on-Tees | Tees Valley
NPg Planning Scenario | Total installed non-renewable generation capacity (MW) | Sunderland | 6.108 | 6.108 | 6.108 | 6.108 | 6.405 | 6.229 | 6.108 | 6.108 | 6.108 | 6.108 | 6.108 | 6.108 | 5.915 | 5.62 | 5.225 | 3.811 | 1.379 | 1.379 | 1.379 | 1.379 | 1.379 | 1.379 | 1.379 | 1.379 | 1.379 | 1.379 | 1.355 | 1.307 | 1.283 | 1.265 | 1.249 | 1.223 | Sunderland | North Eastern
NPg Planning Scenario | Total installed non-renewable generation capacity (MW) | Wakefield | 223.602 | 223.602 | 223.978 | 224.352 | 225.278 | 227.22 | 228.8 | 230.419 | 231.43 | 232.455 | 233.492 | 233.562 | 232.7 | 223.771 | 208.496 | 161.798 | 80.721 | 80.629 | 80.428 | 80.13 | 79.935 | 79.74 | 79.445 | 78.697 | 73.122 | 67.064 | 62.207 | 56.873 | 54.67 | 53.099 | 51.936 | 49.619 | Wakefield | Leeds City Region
NPg Planning Scenario | Total installed non-renewable generation capacity (MW) | West Lindsey | 5.601 | 5.601 | 6.313 | 7.024 | 7.897 | 12.324 | 15.463 | 18.534 | 20.452 | 22.396 | 24.367 | 24.498 | 22.861 | 17.281 | 7.932 | 6.29 | 3.323 | 3.148 | 2.765 | 2.202 | 1.83 | 1.461 | 0.901 | 0.057 | 0.053 | 0.049 | 0.045 | 0.041 | 0.04 | 0.039 | 0.038 | 0.036 | West Lindsey | Greater Lincolnshire
NPg Planning Scenario | Total installed non-renewable generation capacity (MW) | York | 14.4 | 14.4 | 14.761 | 15.122 | 15.781 | 16.72 | 17.391 | 18.081 | 18.532 | 18.987 | 19.449 | 19.521 | 18.901 | 17.444 | 14.903 | 9.6 | 1.322 | 1.257 | 1.158 | 1.02 | 0.914 | 0.804 | 0.654 | 0.46 | 0.268 | 0.071 | 0 | 0 | 0 | 0 | 0 | 0 | York | Leeds City Region | York and North Yorkshire
NG FES - Steady Progression | Total installed non-renewable generation capacity (MW) | Barnsley | 10.911 | 11.005 | 11.649 | 12.824 | 16.084 | 18.706 | 22.067 | 25.307 | 28.48 | 31.453 | 34.222 | 36.731 | 38.944 | 40.764 | 41.604 | 42.187 | 42.458 | 42.126 | 41.781 | 41.254 | 40.15 | 39.199 | 38.176 | 36.927 | 35.703 | 34.462 | 33.121 | 31.727 | 30.465 | 30.236 | 30.012 | 29.787 | Barnsley | Leeds City Region | Sheffield City Region
NG FES - Steady Progression | Total installed non-renewable generation capacity (MW) | Bassetlaw | 0 | 0 | 0 | 0.053 | 0.315 | 0.328 | 0.343 | 0.358 | 0.372 | 0.372 | 0.362 | 0.352 | 0.343 | 0.332 | 0.321 | 0.309 | 0.296 | 0.283 | 0.268 | 0.253 | 0.236 | 0.218 | 0.198 | 0.176 | 0.15 | 0.121 | 0.088 | 0.047 | 0 | 0 | 0 | 0 | Bassetlaw | Derby, Derbyshire, Nottingham and Nottinghamshire | Sheffield City Region
NG FES - Steady Progression | Total installed non-renewable generation capacity (MW) | Bradford | 23.205 | 25.169 | 25.43 | 26.974 | 33.551 | 34.902 | 36.547 | 38.151 | 39.723 | 40.928 | 41.868 | 42.689 | 43.386 | 43.909 | 44.018 | 44.017 | 43.878 | 43.47 | 43.037 | 42.517 | 41.73 | 40.977 | 40.156 | 39.202 | 38.201 | 37.117 | 35.899 | 34.524 | 33.056 | 32.962 | 32.872 | 32.781 | Bradford | Leeds City Region
NG FES - Steady Progression | Total installed non-renewable generation capacity (MW) | Calderdale | 0 | 0 | 0.211 | 0.975 | 3.913 | 4.873 | 6.077 | 7.239 | 8.382 | 9.355 | 10.197 | 10.95 | 11.603 | 12.123 | 12.317 | 12.425 | 12.424 | 12.218 | 12.002 | 11.719 | 11.239 | 10.795 | 10.315 | 9.748 | 9.167 | 8.553 | 7.873 | 7.132 | 6.376 | 6.301 | 6.228 | 6.154 | Calderdale | Leeds City Region
NG FES - Steady Progression | Total installed non-renewable generation capacity (MW) | County Durham | 22.628 | 22.628 | 27.457 | 33.041 | 40.173 | 49.78 | 61.663 | 71.305 | 80.561 | 89.43 | 97.84 | 105.456 | 112.211 | 117.821 | 120.591 | 122.625 | 123.795 | 123.204 | 122.575 | 121.455 | 118.535 | 116.11 | 113.505 | 110.31 | 107.218 | 104.113 | 100.8 | 97.596 | 95.319 | 92.435 | 90.23 | 88.561 | County Durham | North Eastern
NG FES - Steady Progression | Total installed non-renewable generation capacity (MW) | Craven | 0.856 | 0.856 | 0.856 | 1.05 | 2.007 | 2.059 | 2.11 | 2.164 | 2.215 | 2.215 | 2.182 | 2.147 | 2.109 | 2.072 | 2.03 | 1.986 | 1.941 | 1.891 | 1.839 | 1.782 | 1.72 | 1.654 | 1.58 | 1.499 | 1.405 | 1.3 | 1.178 | 1.031 | 0.856 | 0.856 | 0.856 | 0.856 | Craven | Leeds City Region | York and North Yorkshire
NG FES - Steady Progression | Total installed non-renewable generation capacity (MW) | Darlington | 4.252 | 4.252 | 5.296 | 6.51 | 8.065 | 10.145 | 12.715 | 14.801 | 16.804 | 18.723 | 20.542 | 22.186 | 23.647 | 24.86 | 25.457 | 25.897 | 26.148 | 26.019 | 25.883 | 25.639 | 25.006 | 24.479 | 23.915 | 23.222 | 22.551 | 21.879 | 21.16 | 20.465 | 19.972 | 19.349 | 18.872 | 18.363 | Darlington | Tees Valley
NG FES - Steady Progression | Total installed non-renewable generation capacity (MW) | Doncaster | 39.235 | 39.235 | 40.362 | 42.225 | 46.978 | 51.515 | 57.348 | 62.973 | 68.472 | 73.676 | 78.562 | 82.984 | 86.901 | 90.128 | 91.637 | 92.7 | 93.224 | 92.688 | 92.139 | 91.275 | 89.402 | 87.805 | 86.086 | 83.983 | 81.931 | 79.861 | 77.636 | 75.349 | 73.312 | 72.909 | 72.518 | 72.125 | Doncaster | Sheffield City Region
NG FES - Steady Progression | Total installed non-renewable generation capacity (MW) | East Lindsey | 0 | 0 | 0 | 0.183 | 1.081 | 1.13 | 1.18 | 1.228 | 1.278 | 1.278 | 1.246 | 1.214 | 1.178 | 1.141 | 1.103 | 1.061 | 1.019 | 0.972 | 0.923 | 0.87 | 0.811 | 0.748 | 0.679 | 0.601 | 0.516 | 0.418 | 0.302 | 0.164 | 0 | 0 | 0 | 0 | East Lindsey | Greater Lincolnshire
NG FES - Steady Progression | Total installed non-renewable generation capacity (MW) | East Riding of Yorkshire | 68.486 | 69.023 | 72.176 | 76.423 | 84.948 | 97.379 | 113.436 | 128.915 | 144.044 | 158.598 | 172.428 | 184.975 | 196.109 | 205.333 | 209.768 | 212.956 | 214.652 | 213.4 | 212.12 | 209.983 | 205.055 | 200.919 | 196.475 | 191.003 | 185.73 | 180.458 | 174.851 | 169.18 | 164.347 | 163.222 | 162.129 | 161.026 | East Riding of Yorkshire | Humber | York and North Yorkshire
NG FES - Steady Progression | Total installed non-renewable generation capacity (MW) | Gateshead | 13.638 | 13.638 | 15.574 | 17.783 | 20.547 | 24.388 | 29.147 | 33.005 | 36.708 | 40.264 | 43.641 | 46.698 | 49.412 | 51.664 | 52.782 | 53.601 | 54.076 | 53.849 | 53.601 | 53.159 | 51.998 | 51.036 | 50.001 | 48.729 | 47.507 | 46.273 | 44.96 | 43.692 | 42.778 | 41.623 | 40.738 | 40.065 | Gateshead | North Eastern
NG FES - Steady Progression | Total installed non-renewable generation capacity (MW) | Hambleton | 32.094 | 32.094 | 36.442 | 41.066 | 46.251 | 54.805 | 65.41 | 73.994 | 82.232 | 90.218 | 97.85 | 104.766 | 110.917 | 116.038 | 118.607 | 120.511 | 121.649 | 121.204 | 120.732 | 119.824 | 117.302 | 115.238 | 113.022 | 110.29 | 107.672 | 105.063 | 102.3 | 99.597 | 97.546 | 94.95 | 92.964 | 91.259 | Hambleton | York and North Yorkshire
NG FES - Steady Progression | Total installed non-renewable generation capacity (MW) | Harrogate | 36.795 | 36.795 | 37.722 | 39.068 | 41.36 | 43.272 | 45.62 | 47.539 | 49.382 | 51.084 | 52.656 | 54.072 | 55.326 | 56.353 | 56.832 | 57.17 | 57.337 | 57.162 | 56.976 | 56.692 | 56.055 | 55.505 | 54.916 | 54.201 | 53.494 | 52.766 | 51.979 | 51.225 | 50.747 | 50.193 | 49.769 | 49.435 | Harrogate | Leeds City Region | York and North Yorkshire
NG FES - Steady Progression | Total installed non-renewable generation capacity (MW) | Hartlepool | 13.273 | 13.273 | 13.273 | 13.409 | 13.825 | 13.859 | 13.891 | 13.922 | 13.957 | 13.957 | 13.937 | 13.915 | 13.893 | 13.869 | 13.844 | 13.818 | 13.791 | 13.762 | 13.73 | 13.696 | 13.66 | 13.62 | 13.576 | 13.526 | 13.47 | 13.409 | 13.334 | 13.273 | 13.273 | 13.273 | 13.273 | 12.849 | Hartlepool | Tees Valley
NG FES - Steady Progression | Total installed non-renewable generation capacity (MW) | High Peak | 0 | 0 | 0 | 0.031 | 0.185 | 0.194 | 0.202 | 0.211 | 0.219 | 0.219 | 0.214 | 0.208 | 0.202 | 0.196 | 0.189 | 0.182 | 0.175 | 0.167 | 0.158 | 0.149 | 0.139 | 0.128 | 0.117 | 0.103 | 0.089 | 0.072 | 0.052 | 0.028 | 0 | 0 | 0 | 0 | High Peak | Derby, Derbyshire, Nottingham and Nottinghamshire,
NG FES - Steady Progression | Total installed non-renewable generation capacity (MW) | Kingston upon Hull, City of | 80.677 | 80.69 | 80.821 | 81.63 | 85.079 | 85.768 | 86.606 | 87.417 | 88.221 | 88.827 | 89.291 | 89.701 | 90.046 | 90.304 | 90.357 | 90.346 | 90.267 | 90.057 | 89.834 | 89.561 | 89.157 | 88.769 | 88.344 | 87.85 | 87.332 | 86.771 | 86.142 | 85.428 | 84.662 | 84.615 | 84.569 | 84.523 | Kingston upon Hull, City of | Humber
NG FES - Steady Progression | Total installed non-renewable generation capacity (MW) | Kirklees | 91.216 | 91.216 | 91.456 | 92.767 | 98.263 | 99.479 | 100.974 | 102.422 | 103.843 | 104.956 | 105.845 | 106.626 | 107.289 | 107.796 | 107.929 | 107.95 | 107.848 | 107.502 | 107.138 | 106.687 | 105.999 | 105.345 | 104.631 | 103.798 | 102.928 | 101.989 | 100.938 | 99.756 | 98.505 | 98.419 | 98.336 | 98.25 | Kirklees | Leeds City Region
NG FES - Steady Progression | Total installed non-renewable generation capacity (MW) | Leeds | 38.851 | 43.851 | 45.437 | 49.035 | 60.524 | 67.165 | 75.636 | 83.807 | 91.809 | 99.126 | 105.829 | 111.871 | 117.187 | 121.533 | 123.458 | 124.73 | 125.23 | 124.236 | 123.193 | 121.693 | 118.757 | 116.171 | 113.377 | 110.018 | 106.667 | 103.226 | 99.481 | 95.514 | 91.779 | 91.211 | 90.663 | 90.107 | Leeds | Leeds City Region
NG FES - Steady Progression | Total installed non-renewable generation capacity (MW) | Middlesbrough | 12.339 | 12.339 | 12.339 | 12.527 | 13.098 | 13.144 | 13.189 | 13.234 | 13.281 | 13.281 | 13.252 | 13.223 | 13.193 | 13.161 | 13.127 | 13.089 | 13.053 | 13.012 | 12.967 | 12.921 | 12.872 | 12.816 | 12.754 | 12.688 | 12.612 | 12.526 | 12.423 | 12.339 | 12.339 | 12.339 | 12.339 | 12.334 | Middlesbrough | Tees Valley
NG FES - Steady Progression | Total installed non-renewable generation capacity (MW) | Newcastle upon Tyne | 21.017 | 21.017 | 21.173 | 21.779 | 23.301 | 23.712 | 24.201 | 24.613 | 25.016 | 25.302 | 25.511 | 25.69 | 25.836 | 25.945 | 25.958 | 25.942 | 25.892 | 25.783 | 25.665 | 25.523 | 25.313 | 25.111 | 24.892 | 24.634 | 24.363 | 24.068 | 23.731 | 23.437 | 23.363 | 23.269 | 23.199 | 22.218 | Newcastle upon Tyne | North Eastern
NG FES - Steady Progression | Total installed non-renewable generation capacity (MW) | North East Derbyshire | 0 | 0 | 0 | 0.043 | 0.255 | 0.266 | 0.278 | 0.289 | 0.3 | 0.3 | 0.294 | 0.285 | 0.278 | 0.269 | 0.259 | 0.25 | 0.24 | 0.229 | 0.217 | 0.205 | 0.192 | 0.176 | 0.16 | 0.142 | 0.122 | 0.098 | 0.072 | 0.038 | 0 | 0 | 0 | 0 | North East Derbyshire | Derby, Derbyshire, Nottingham and Nottinghamshire | Sheffield City Region
NG FES - Steady Progression | Total installed non-renewable generation capacity (MW) | North East Lincolnshire | 118.354 | 118.354 | 121.98 | 125.995 | 131.531 | 145.603 | 163.847 | 181.418 | 198.59 | 215.338 | 231.401 | 245.997 | 258.975 | 269.76 | 275.048 | 278.91 | 281.066 | 279.851 | 278.611 | 276.407 | 271.008 | 266.552 | 261.766 | 255.839 | 250.179 | 244.586 | 238.688 | 232.818 | 228.036 | 226.741 | 225.483 | 224.214 | North East Lincolnshire | Greater Lincolnshire | Humber
NG FES - Steady Progression | Total installed non-renewable generation capacity (MW) | North Lincolnshire | 193.045 | 193.045 | 194.162 | 195.777 | 199.348 | 203.781 | 209.499 | 215.01 | 220.398 | 225.554 | 230.434 | 234.859 | 238.782 | 242.025 | 243.574 | 244.676 | 245.251 | 244.78 | 244.298 | 243.508 | 241.724 | 240.223 | 238.606 | 236.618 | 234.702 | 232.772 | 230.716 | 228.624 | 226.809 | 226.41 | 226.023 | 225.632 | North Lincolnshire | Greater Lincolnshire | Humber
NG FES - Steady Progression | Total installed non-renewable generation capacity (MW) | North Tyneside | 43.21 | 43.21 | 43.27 | 43.577 | 44.393 | 44.567 | 44.775 | 44.95 | 45.12 | 45.23 | 45.3 | 45.354 | 45.399 | 45.427 | 45.419 | 45.396 | 45.364 | 45.306 | 45.24 | 45.168 | 45.068 | 44.967 | 44.859 | 44.733 | 44.599 | 44.448 | 44.278 | 44.133 | 44.105 | 44.069 | 44.042 | 43.598 | North Tyneside | North Eastern
NG FES - Steady Progression | Total installed non-renewable generation capacity (MW) | Northumberland | 5.016 | 5.016 | 7.345 | 10.252 | 14.34 | 19.025 | 24.807 | 29.507 | 34.023 | 38.3 | 42.324 | 45.962 | 49.186 | 51.853 | 53.148 | 54.091 | 54.61 | 54.278 | 53.927 | 53.332 | 51.87 | 50.636 | 49.312 | 47.693 | 46.116 | 44.52 | 42.807 | 41.168 | 40.069 | 38.678 | 37.615 | 36.838 | Northumberland | North Eastern
NG FES - Steady Progression | Total installed non-renewable generation capacity (MW) | Pendle | 0 | 0 | 0 | 0.072 | 0.425 | 0.445 | 0.464 | 0.484 | 0.503 | 0.503 | 0.49 | 0.477 | 0.464 | 0.45 | 0.434 | 0.418 | 0.402 | 0.382 | 0.364 | 0.342 | 0.32 | 0.295 | 0.268 | 0.237 | 0.203 | 0.164 | 0.119 | 0.065 | 0 | 0 | 0 | 0 | Pendle | Lancashire
NG FES - Steady Progression | Total installed non-renewable generation capacity (MW) | Redcar and Cleveland | 14.874 | 14.874 | 14.874 | 15.061 | 15.631 | 15.676 | 15.72 | 15.766 | 15.812 | 15.812 | 15.782 | 15.754 | 15.724 | 15.691 | 15.659 | 15.622 | 15.583 | 15.545 | 15.5 | 15.453 | 15.404 | 15.348 | 15.288 | 15.221 | 15.145 | 15.059 | 14.958 | 14.874 | 14.874 | 14.874 | 14.874 | 14.874 | Redcar and Cleveland | Tees Valley
NG FES - Steady Progression | Total installed non-renewable generation capacity (MW) | Richmondshire | 1.379 | 1.379 | 1.379 | 1.533 | 2.005 | 2.045 | 2.082 | 2.118 | 2.156 | 2.156 | 2.133 | 2.108 | 2.084 | 2.057 | 2.029 | 2 | 1.968 | 1.935 | 1.898 | 1.86 | 1.819 | 1.774 | 1.723 | 1.668 | 1.604 | 1.532 | 1.45 | 1.379 | 1.379 | 1.379 | 1.379 | 1.379 | Richmondshire | York and North Yorkshire
NG FES - Steady Progression | Total installed non-renewable generation capacity (MW) | Rotherham | 20.464 | 50.464 | 51.048 | 52.216 | 55.665 | 58.072 | 61.151 | 64.121 | 67.03 | 69.729 | 72.224 | 74.483 | 76.476 | 78.108 | 78.849 | 79.357 | 79.582 | 79.253 | 78.912 | 78.404 | 77.372 | 76.475 | 75.508 | 74.332 | 73.175 | 71.994 | 70.713 | 69.373 | 68.135 | 67.926 | 67.724 | 67.519 | Rotherham | Sheffield City Region
NG FES - Steady Progression | Total installed non-renewable generation capacity (MW) | Ryedale | 39.786 | 39.786 | 44.376 | 49.166 | 54.393 | 63.4 | 74.574 | 83.614 | 92.289 | 100.72 | 108.791 | 116.107 | 122.616 | 128.037 | 130.764 | 132.792 | 134.009 | 133.561 | 133.082 | 132.145 | 129.508 | 127.356 | 125.044 | 122.192 | 119.464 | 116.752 | 113.881 | 111.064 | 108.884 | 106.143 | 104.046 | 102.515 | Ryedale | York and North Yorkshire
NG FES - Steady Progression | Total installed non-renewable generation capacity (MW) | Scarborough | 1.5 | 1.5 | 2.556 | 3.946 | 6.066 | 8.209 | 10.852 | 13 | 15.067 | 17.007 | 18.821 | 20.459 | 21.91 | 23.108 | 23.684 | 24.092 | 24.316 | 24.149 | 23.971 | 23.681 | 22.998 | 22.418 | 21.792 | 21.031 | 20.284 | 19.526 | 18.709 | 17.924 | 17.402 | 16.771 | 16.289 | 15.936 | Scarborough | York and North Yorkshire
NG FES - Steady Progression | Total installed non-renewable generation capacity (MW) | Selby | 96.629 | 96.629 | 97.023 | 97.699 | 99.475 | 101.068 | 103.116 | 105.093 | 107.024 | 108.844 | 110.548 | 112.093 | 113.459 | 114.582 | 115.106 | 115.473 | 115.651 | 115.46 | 115.258 | 114.95 | 114.287 | 113.72 | 113.109 | 112.363 | 111.634 | 110.896 | 110.106 | 109.286 | 108.555 | 108.414 | 108.277 | 108.139 | Selby | Leeds City Region | York and North Yorkshire
NG FES - Steady Progression | Total installed non-renewable generation capacity (MW) | Sheffield | 30.878 | 30.878 | 30.933 | 32.317 | 38.899 | 39.472 | 40.104 | 40.725 | 41.346 | 41.602 | 41.62 | 41.603 | 41.549 | 41.452 | 41.257 | 41.015 | 40.734 | 40.379 | 40.003 | 39.587 | 39.087 | 38.562 | 37.988 | 37.341 | 36.629 | 35.828 | 34.906 | 33.816 | 32.555 | 32.535 | 32.515 | 32.496 | Sheffield | Sheffield City Region
NG FES - Steady Progression | Total installed non-renewable generation capacity (MW) | South Tyneside | 0 | 0 | 0 | 0.179 | 0.721 | 0.766 | 0.808 | 0.85 | 0.895 | 0.895 | 0.868 | 0.838 | 0.811 | 0.781 | 0.749 | 0.713 | 0.677 | 0.64 | 0.598 | 0.554 | 0.506 | 0.453 | 0.394 | 0.332 | 0.258 | 0.176 | 0.08 | 0 | 0 | 0 | 0 | 0 | South Tyneside | North Eastern
NG FES - Steady Progression | Total installed non-renewable generation capacity (MW) | Stockton-on-Tees | 220.772 | 320.672 | 322.072 | 323.719 | 325.866 | 328.661 | 332.109 | 334.912 | 337.602 | 340.173 | 342.607 | 344.81 | 346.766 | 348.386 | 349.187 | 349.767 | 350.103 | 349.926 | 349.735 | 349.405 | 348.551 | 347.841 | 347.077 | 346.141 | 345.234 | 344.322 | 343.346 | 342.405 | 341.745 | 340.909 | 340.27 | 333.611 | Stockton-on-Tees | Tees Valley
NG FES - Steady Progression | Total installed non-renewable generation capacity (MW) | Sunderland | 6.108 | 6.108 | 6.108 | 6.487 | 7.641 | 7.731 | 7.824 | 7.916 | 8.006 | 8.006 | 7.951 | 7.892 | 7.83 | 7.766 | 7.696 | 7.622 | 7.547 | 7.466 | 7.377 | 7.284 | 7.182 | 7.071 | 6.946 | 6.811 | 6.657 | 6.482 | 6.28 | 6.108 | 6.108 | 6.108 | 6.108 | 5.937 | Sunderland | North Eastern
NG FES - Steady Progression | Total installed non-renewable generation capacity (MW) | Wakefield | 223.602 | 223.602 | 224.548 | 226.34 | 231.436 | 235.309 | 240.26 | 245.048 | 249.727 | 254.095 | 258.154 | 261.827 | 265.07 | 267.733 | 268.957 | 269.798 | 270.181 | 269.68 | 269.151 | 268.363 | 266.72 | 265.303 | 263.773 | 261.915 | 260.086 | 258.226 | 256.217 | 254.122 | 252.208 | 251.872 | 251.543 | 251.212 | Wakefield | Leeds City Region
NG FES - Steady Progression | Total installed non-renewable generation capacity (MW) | West Lindsey | 5.601 | 5.601 | 7.396 | 9.438 | 12.453 | 19.429 | 28.47 | 37.181 | 45.696 | 53.983 | 61.921 | 69.133 | 75.545 | 80.87 | 83.475 | 85.374 | 86.427 | 85.813 | 85.182 | 84.075 | 81.386 | 79.165 | 76.775 | 73.818 | 70.991 | 68.192 | 65.236 | 62.292 | 59.875 | 59.234 | 58.612 | 57.984 | West Lindsey | Greater Lincolnshire
NG FES - Steady Progression | Total installed non-renewable generation capacity (MW) | York | 14.4 | 14.4 | 15.382 | 16.746 | 18.885 | 20.894 | 23.366 | 25.383 | 27.318 | 29.121 | 30.797 | 32.309 | 33.648 | 34.75 | 35.27 | 35.64 | 35.83 | 35.661 | 35.482 | 35.198 | 34.541 | 33.984 | 33.38 | 32.648 | 31.928 | 31.191 | 30.397 | 29.642 | 29.179 | 28.593 | 28.145 | 27.625 | York | Leeds City Region | York and North Yorkshire
NG FES - System Transformation | Total installed non-renewable generation capacity (MW) | Barnsley | 10.911 | 11.005 | 11.261 | 11.515 | 12.115 | 13.947 | 16.132 | 18.216 | 20.196 | 22.036 | 23.464 | 24.412 | 24.779 | 24.782 | 23.785 | 21.907 | 19.682 | 17.063 | 14.391 | 10.99 | 9.788 | 8.54 | 7.292 | 6.291 | 5.284 | 4.273 | 3.256 | 2.422 | 1.614 | 1.14 | 0.723 | 0.24 | Barnsley | Leeds City Region | Sheffield City Region
NG FES - System Transformation | Total installed non-renewable generation capacity (MW) | Bassetlaw | 0 | 0 | 0 | 0 | 0.035 | 0.035 | 0.035 | 0.035 | 0.035 | 0.035 | 0.011 | 0 | 0 | 0 | 0 | 0 | 0 | 0 | 0 | 0 | 0 | 0 | 0 | 0 | 0 | 0 | 0 | 0 | 0 | 0 | 0 | 0 | Bassetlaw | Derby, Derbyshire, Nottingham and Nottinghamshire | Sheffield City Region
NG FES - System Transformation | Total installed non-renewable generation capacity (MW) | Bradford | 23.205 | 25.169 | 25.272 | 25.376 | 26.312 | 27.055 | 27.94 | 28.784 | 29.587 | 30.332 | 30.453 | 30.602 | 30.751 | 30.752 | 30.348 | 29.587 | 28.685 | 27.624 | 26.409 | 23.995 | 21.571 | 19.105 | 16.669 | 14.388 | 12.081 | 9.755 | 7.392 | 5.466 | 3.574 | 2.494 | 1.53 | 0.404 | Bradford | Leeds City Region
NG FES - System Transformation | Total installed non-renewable generation capacity (MW) | Calderdale | 0 | 0 | 0.083 | 0.167 | 0.61 | 1.21 | 1.926 | 2.609 | 3.257 | 3.861 | 4.164 | 4.393 | 4.513 | 4.514 | 4.188 | 3.572 | 2.843 | 1.985 | 1.13 | 0.191 | 0.138 | 0.072 | 0 | 0 | 0 | 0 | 0 | 0 | 0 | 0 | 0 | 0 | Calderdale | Leeds City Region
NG FES - System Transformation | Total installed non-renewable generation capacity (MW) | County Durham | 22.628 | 22.628 | 24.403 | 26.18 | 28.548 | 34.567 | 41.433 | 47.688 | 53.654 | 59.224 | 63.969 | 67.014 | 67.856 | 67.645 | 64.622 | 59.124 | 52.708 | 45.169 | 37.683 | 30.327 | 26.326 | 23.595 | 20.883 | 18.287 | 15.749 | 13.261 | 10.945 | 9.472 | 8.254 | 7.304 | 6.564 | 5.788 | County Durham | North Eastern
NG FES - System Transformation | Total installed non-renewable generation capacity (MW) | Craven | 0.856 | 0.856 | 0.856 | 0.856 | 0.981 | 0.981 | 0.981 | 0.981 | 0.981 | 0.981 | 0.899 | 0.856 | 0.856 | 0.856 | 0.856 | 0.856 | 0.856 | 0.856 | 0.846 | 0.796 | 0.742 | 0.682 | 0.618 | 0.551 | 0.476 | 0.393 | 0.3 | 0.228 | 0.148 | 0.114 | 0.075 | 0.029 | Craven | Leeds City Region | York and North Yorkshire
NG FES - System Transformation | Total installed non-renewable generation capacity (MW) | Darlington | 4.252 | 4.252 | 4.636 | 5.02 | 5.536 | 6.838 | 8.323 | 9.676 | 10.966 | 12.17 | 13.194 | 13.85 | 14.033 | 13.987 | 13.333 | 12.145 | 10.741 | 9.008 | 7.276 | 5.562 | 4.68 | 4.14 | 3.58 | 3.02 | 2.447 | 1.852 | 1.258 | 0.921 | 0.597 | 0.421 | 0.263 | 0.081 | Darlington | Tees Valley
NG FES - System Transformation | Total installed non-renewable generation capacity (MW) | Doncaster | 39.235 | 39.235 | 39.683 | 40.128 | 41.055 | 44.262 | 48.091 | 51.736 | 55.205 | 58.426 | 61.006 | 62.712 | 63.352 | 63.358 | 61.614 | 58.324 | 54.428 | 49.843 | 45.241 | 38.747 | 34.501 | 30.283 | 26.246 | 22.57 | 19.017 | 15.615 | 12.455 | 9.746 | 7.441 | 5.691 | 4.327 | 2.886 | Doncaster | Sheffield City Region
NG FES - System Transformation | Total installed non-renewable generation capacity (MW) | East Lindsey | 0 | 0 | 0 | 0 | 0.119 | 0.119 | 0.119 | 0.119 | 0.119 | 0.119 | 0.04 | 0 | 0 | 0 | 0 | 0 | 0 | 0 | 0 | 0 | 0 | 0 | 0 | 0 | 0 | 0 | 0 | 0 | 0 | 0 | 0 | 0 | East Lindsey | Greater Lincolnshire
NG FES - System Transformation | Total installed non-renewable generation capacity (MW) | East Riding of Yorkshire | 68.486 | 69.023 | 70.273 | 71.523 | 73.484 | 82.459 | 93.166 | 103.367 | 113.069 | 122.079 | 129.719 | 134.695 | 136.489 | 136.504 | 131.625 | 122.423 | 111.526 | 98.698 | 85.696 | 68.46 | 60.24 | 51.919 | 43.823 | 37.201 | 30.744 | 24.499 | 18.479 | 13.425 | 8.818 | 5.781 | 3.351 | 0.565 | East Riding of Yorkshire | Humber | York and North Yorkshire
NG FES - System Transformation | Total installed non-renewable generation capacity (MW) | Gateshead | 13.638 | 13.638 | 14.351 | 15.062 | 15.987 | 18.399 | 21.151 | 23.659 | 26.05 | 28.284 | 30.201 | 31.431 | 31.77 | 31.684 | 30.472 | 28.268 | 25.696 | 22.67 | 19.665 | 16.712 | 15.117 | 14.041 | 12.971 | 11.944 | 10.939 | 9.952 | 9.033 | 8.314 | 7.708 | 7.216 | 6.802 | 6.397 | Gateshead | North Eastern
NG FES - System Transformation | Total installed non-renewable generation capacity (MW) | Hambleton | 32.094 | 32.094 | 33.693 | 35.292 | 37.106 | 42.527 | 48.708 | 54.341 | 59.713 | 64.729 | 69.164 | 72.061 | 72.819 | 72.628 | 69.906 | 64.956 | 59.157 | 52.225 | 45.333 | 38.537 | 33.696 | 29.284 | 24.993 | 20.928 | 16.977 | 13.152 | 9.566 | 7.111 | 5.018 | 3.503 | 2.366 | 1.098 | Hambleton | York and North Yorkshire
NG FES - System Transformation | Total installed non-renewable generation capacity (MW) | Harrogate | 36.795 | 36.795 | 37.136 | 37.477 | 38.14 | 39.295 | 40.612 | 41.813 | 42.958 | 44.027 | 44.828 | 45.314 | 45.475 | 45.435 | 44.854 | 43.799 | 42.566 | 41.109 | 39.661 | 38.237 | 37.685 | 37.526 | 37.344 | 37.152 | 36.954 | 36.739 | 36.529 | 35.428 | 34.432 | 33.509 | 32.551 | 31.765 | Harrogate | Leeds City Region | York and North Yorkshire
NG FES - System Transformation | Total installed non-renewable generation capacity (MW) | Hartlepool | 13.273 | 13.273 | 13.273 | 13.273 | 13.38 | 13.38 | 13.38 | 13.38 | 13.38 | 13.38 | 13.326 | 13.273 | 13.273 | 13.273 | 13.273 | 13.273 | 13.229 | 12.93 | 12.608 | 12.255 | 11.715 | 11.039 | 10.351 | 9.655 | 8.925 | 8.152 | 7.328 | 6.536 | 5.725 | 5.279 | 4.832 | 4.357 | Hartlepool | Tees Valley
NG FES - System Transformation | Total installed non-renewable generation capacity (MW) | High Peak | 0 | 0 | 0 | 0 | 0.02 | 0.02 | 0.02 | 0.02 | 0.02 | 0.02 | 0.007 | 0 | 0 | 0 | 0 | 0 | 0 | 0 | 0 | 0 | 0 | 0 | 0 | 0 | 0 | 0 | 0 | 0 | 0 | 0 | 0 | 0 | High Peak | Derby, Derbyshire, Nottingham and Nottinghamshire,
NG FES - System Transformation | Total installed non-renewable generation capacity (MW) | Kingston upon Hull, City of | 80.677 | 80.69 | 80.742 | 80.795 | 81.283 | 81.657 | 82.103 | 82.528 | 82.932 | 83.308 | 83.357 | 83.426 | 83.501 | 83.502 | 83.298 | 82.915 | 82.46 | 81.926 | 80.85 | 76.201 | 68.784 | 61.238 | 53.785 | 46.532 | 39.169 | 31.679 | 24.027 | 17.806 | 11.634 | 8.185 | 5.061 | 1.394 | Kingston upon Hull, City of | Humber
NG FES - System Transformation | Total installed non-renewable generation capacity (MW) | Kirklees | 91.216 | 91.216 | 91.312 | 91.407 | 92.195 | 92.881 | 93.7 | 94.479 | 95.221 | 95.91 | 96.072 | 96.237 | 96.374 | 96.376 | 96.002 | 95.3 | 94.466 | 93.484 | 91.473 | 85.773 | 80.56 | 74.854 | 68.692 | 61.668 | 53.962 | 45.383 | 35.953 | 28.575 | 20.557 | 16.827 | 12.742 | 8.01 | Kirklees | Leeds City Region
NG FES - System Transformation | Total installed non-renewable generation capacity (MW) | Leeds | 38.851 | 43.851 | 44.48 | 45.109 | 47.044 | 51.555 | 56.939 | 62.07 | 66.948 | 71.478 | 74.69 | 76.869 | 77.771 | 77.78 | 75.326 | 70.699 | 65.221 | 58.772 | 51.942 | 42.548 | 38.625 | 34.466 | 30.195 | 26.438 | 22.506 | 18.364 | 13.974 | 10.474 | 6.823 | 4.988 | 3.182 | 1.034 | Leeds | Leeds City Region
NG FES - System Transformation | Total installed non-renewable generation capacity (MW) | Middlesbrough | 12.339 | 12.339 | 12.339 | 12.339 | 12.487 | 12.487 | 12.487 | 12.487 | 12.487 | 12.487 | 12.412 | 12.339 | 12.339 | 12.339 | 12.339 | 12.339 | 12.339 | 12.335 | 12.331 | 12.327 | 12.08 | 11.672 | 11.292 | 10.941 | 10.61 | 10.303 | 10.022 | 9.511 | 9.065 | 8.681 | 8.331 | 8.011 | Middlesbrough | Tees Valley
NG FES - System Transformation | Total installed non-renewable generation capacity (MW) | Newcastle upon Tyne | 21.017 | 21.017 | 21.075 | 21.131 | 21.541 | 21.736 | 21.956 | 22.159 | 22.351 | 22.531 | 22.514 | 22.45 | 22.477 | 22.47 | 22.372 | 22.195 | 21.891 | 20.996 | 20.051 | 19.036 | 17.733 | 16.176 | 14.593 | 12.995 | 11.322 | 9.558 | 7.684 | 6.163 | 4.583 | 3.797 | 3.023 | 2.148 | Newcastle upon Tyne | North Eastern
NG FES - System Transformation | Total installed non-renewable generation capacity (MW) | North East Derbyshire | 0 | 0 | 0 | 0 | 0.028 | 0.028 | 0.028 | 0.028 | 0.028 | 0.028 | 0.01 | 0 | 0 | 0 | 0 | 0 | 0 | 0 | 0 | 0 | 0 | 0 | 0 | 0 | 0 | 0 | 0 | 0 | 0 | 0 | 0 | 0 | North East Derbyshire | Derby, Derbyshire, Nottingham and Nottinghamshire | Sheffield City Region
NG FES - System Transformation | Total installed non-renewable generation capacity (MW) | North East Lincolnshire | 118.354 | 118.354 | 119.793 | 121.231 | 122.92 | 133.245 | 145.564 | 157.303 | 168.465 | 178.833 | 188 | 193.916 | 195.982 | 195.999 | 190.387 | 179.798 | 167.258 | 152.5 | 136.879 | 114.632 | 103.399 | 91.701 | 79.901 | 69.455 | 58.728 | 47.669 | 36.201 | 26.951 | 17.588 | 12.57 | 7.875 | 2.337 | North East Lincolnshire | Greater Lincolnshire | Humber
NG FES - System Transformation | Total installed non-renewable generation capacity (MW) | North Lincolnshire | 193.045 | 193.045 | 193.488 | 193.93 | 194.697 | 197.875 | 201.668 | 205.282 | 208.718 | 211.91 | 214.57 | 216.305 | 216.941 | 216.946 | 215.219 | 211.959 | 208.099 | 203.556 | 198.765 | 185.39 | 163.067 | 141.151 | 120.464 | 101.468 | 83.261 | 66.074 | 50.029 | 36.316 | 24.437 | 15.818 | 9.334 | 2.061 | North Lincolnshire | Greater Lincolnshire | Humber
NG FES - System Transformation | Total installed non-renewable generation capacity (MW) | North Tyneside | 43.21 | 43.21 | 43.232 | 43.253 | 43.47 | 43.544 | 43.628 | 43.705 | 43.778 | 43.847 | 43.813 | 43.757 | 43.767 | 43.764 | 43.727 | 43.659 | 43.537 | 43.145 | 42.732 | 42.286 | 39.522 | 35.192 | 31.099 | 27.278 | 23.595 | 20.096 | 16.79 | 13.794 | 11.147 | 9.262 | 7.776 | 6.159 | North Tyneside | North Eastern
NG FES - System Transformation | Total installed non-renewable generation capacity (MW) | Northumberland | 5.016 | 5.016 | 5.872 | 6.729 | 8.04 | 10.943 | 14.254 | 17.27 | 20.147 | 22.833 | 25.034 | 26.42 | 26.826 | 26.724 | 25.266 | 22.616 | 19.524 | 15.908 | 12.32 | 8.795 | 7.464 | 7.13 | 6.741 | 6.336 | 5.917 | 5.467 | 5.039 | 4.869 | 4.737 | 4.611 | 4.482 | 4.376 | Northumberland | North Eastern
NG FES - System Transformation | Total installed non-renewable generation capacity (MW) | Pendle | 0 | 0 | 0 | 0 | 0.047 | 0.047 | 0.047 | 0.047 | 0.047 | 0.047 | 0.016 | 0 | 0 | 0 | 0 | 0 | 0 | 0 | 0 | 0 | 0 | 0 | 0 | 0 | 0 | 0 | 0 | 0 | 0 | 0 | 0 | 0 | Pendle | Lancashire
NG FES - System Transformation | Total installed non-renewable generation capacity (MW) | Redcar and Cleveland | 14.874 | 14.874 | 14.874 | 14.874 | 15.02 | 15.02 | 15.02 | 15.02 | 15.02 | 15.02 | 14.945 | 14.874 | 14.874 | 14.874 | 14.874 | 14.874 | 14.874 | 14.874 | 14.874 | 14.874 | 13.931 | 12.361 | 10.899 | 9.558 | 8.291 | 7.122 | 6.058 | 5.052 | 4.209 | 3.54 | 3.041 | 2.507 | Redcar and Cleveland | Tees Valley
NG FES - System Transformation | Total installed non-renewable generation capacity (MW) | Richmondshire | 1.379 | 1.379 | 1.379 | 1.379 | 1.502 | 1.502 | 1.502 | 1.502 | 1.502 | 1.502 | 1.438 | 1.379 | 1.379 | 1.379 | 1.379 | 1.379 | 1.379 | 1.379 | 1.379 | 1.379 | 1.274 | 1.101 | 0.939 | 0.791 | 0.652 | 0.522 | 0.405 | 0.301 | 0.215 | 0.148 | 0.099 | 0.046 | Richmondshire | York and North Yorkshire
NG FES - System Transformation | Total installed non-renewable generation capacity (MW) | Rotherham | 20.464 | 50.464 | 50.696 | 50.927 | 51.537 | 53.201 | 55.186 | 57.077 | 58.875 | 60.546 | 61.799 | 62.638 | 62.971 | 62.973 | 62.069 | 60.363 | 58.343 | 55.965 | 53.186 | 47.964 | 43.51 | 38.898 | 34.254 | 29.836 | 25.275 | 20.545 | 15.612 | 11.644 | 7.596 | 5.463 | 3.441 | 1.049 | Rotherham | Sheffield City Region
NG FES - System Transformation | Total installed non-renewable generation capacity (MW) | Ryedale | 39.786 | 39.786 | 41.474 | 43.162 | 45.004 | 50.727 | 57.253 | 63.198 | 68.87 | 74.165 | 78.884 | 81.978 | 82.779 | 82.577 | 79.704 | 74.479 | 68.384 | 61.257 | 54.183 | 47.234 | 41.485 | 35.621 | 30.006 | 24.762 | 19.738 | 14.972 | 10.603 | 7.499 | 4.957 | 2.975 | 1.568 | 0 | Ryedale | York and North Yorkshire
NG FES - System Transformation | Total installed non-renewable generation capacity (MW) | Scarborough | 1.5 | 1.5 | 1.888 | 2.277 | 2.923 | 4.24 | 5.742 | 7.111 | 8.416 | 9.634 | 10.603 | 11.21 | 11.394 | 11.348 | 10.687 | 9.484 | 8.081 | 6.441 | 4.813 | 3.214 | 2.611 | 2.459 | 2.282 | 2.099 | 1.909 | 1.704 | 1.51 | 1.456 | 1.417 | 1.379 | 1.34 | 1.309 | Scarborough | York and North Yorkshire
NG FES - System Transformation | Total installed non-renewable generation capacity (MW) | Selby | 96.629 | 96.629 | 96.785 | 96.942 | 97.281 | 98.404 | 99.743 | 101.02 | 102.233 | 103.361 | 104.254 | 104.845 | 105.069 | 105.071 | 104.461 | 103.31 | 101.946 | 100.341 | 98.507 | 92.371 | 81.532 | 70.836 | 60.673 | 51.278 | 42.186 | 33.495 | 25.227 | 18.237 | 11.996 | 7.717 | 4.389 | 0.599 | Selby | Leeds City Region | York and North Yorkshire
NG FES - System Transformation | Total installed non-renewable generation capacity (MW) | Sheffield | 30.878 | 30.878 | 30.9 | 30.922 | 31.805 | 31.963 | 32.151 | 32.33 | 32.501 | 32.66 | 32.232 | 32.033 | 32.065 | 32.065 | 31.98 | 31.817 | 31.625 | 31.4 | 31.17 | 30.455 | 29.134 | 27.845 | 26.567 | 24.318 | 22.015 | 19.596 | 17.335 | 15.4 | 13.814 | 12.453 | 11.197 | 10.118 | Sheffield | Sheffield City Region
NG FES - System Transformation | Total installed non-renewable generation capacity (MW) | South Tyneside | 0 | 0 | 0 | 0 | 0.14 | 0.14 | 0.14 | 0.14 | 0.14 | 0.14 | 0.068 | 0 | 0 | 0 | 0 | 0 | 0 | 0 | 0 | 0 | 0 | 0 | 0 | 0 | 0 | 0 | 0 | 0 | 0 | 0 | 0 | 0 | South Tyneside | North Eastern
NG FES - System Transformation | Total installed non-renewable generation capacity (MW) | Stockton-on-Tees | 220.772 | 320.672 | 321.187 | 321.701 | 322.41 | 324.155 | 326.144 | 327.959 | 329.688 | 331.302 | 332.667 | 333.54 | 333.783 | 333.722 | 332.847 | 331.253 | 328.743 | 322.22 | 315.361 | 308.07 | 288.949 | 261.501 | 235.028 | 209.773 | 184.838 | 160.325 | 136.255 | 114.641 | 94.464 | 81.485 | 70.408 | 58.385 | Stockton-on-Tees | Tees Valley
NG FES - System Transformation | Total installed non-renewable generation capacity (MW) | Sunderland | 6.108 | 6.108 | 6.108 | 6.108 | 6.405 | 6.405 | 6.405 | 6.405 | 6.405 | 6.405 | 6.254 | 6.108 | 6.108 | 6.108 | 6.108 | 6.108 | 6.09 | 5.97 | 5.841 | 5.698 | 5.38 | 4.937 | 4.502 | 4.076 | 3.645 | 3.207 | 2.761 | 2.358 | 1.963 | 1.731 | 1.519 | 1.289 | Sunderland | North Eastern
NG FES - System Transformation | Total installed non-renewable generation capacity (MW) | Wakefield | 223.602 | 223.602 | 223.978 | 224.352 | 225.278 | 227.971 | 231.184 | 234.244 | 237.157 | 239.861 | 241.93 | 243.309 | 243.848 | 243.852 | 242.39 | 239.627 | 236.357 | 232.507 | 227.958 | 216.768 | 202.107 | 187.375 | 172.775 | 154.772 | 136.408 | 117.414 | 98.825 | 83.331 | 69.269 | 59.555 | 50.642 | 41.752 | Wakefield | Leeds City Region
NG FES - System Transformation | Total installed non-renewable generation capacity (MW) | West Lindsey | 5.601 | 5.601 | 6.313 | 7.024 | 7.897 | 13.007 | 19.103 | 24.911 | 30.435 | 35.565 | 40.077 | 42.991 | 44.013 | 44.021 | 41.244 | 36.005 | 29.8 | 22.497 | 15.167 | 6.875 | 5.983 | 4.969 | 3.884 | 3.408 | 2.907 | 2.38 | 1.818 | 1.371 | 0.903 | 0.67 | 0.438 | 0.163 | West Lindsey | Greater Lincolnshire
NG FES - System Transformation | Total installed non-renewable generation capacity (MW) | York | 14.4 | 14.4 | 14.761 | 15.122 | 15.781 | 17.005 | 18.401 | 19.673 | 20.886 | 22.018 | 22.894 | 23.425 | 23.596 | 23.553 | 22.938 | 21.82 | 20.497 | 18.837 | 17.178 | 15.531 | 13.898 | 12.072 | 10.313 | 8.649 | 7.03 | 5.462 | 3.974 | 2.858 | 1.874 | 1.2 | 0.681 | 0.097 | York | Leeds City Region | York and North Yorkshire
NG FES - Consumer Transformation | Domestic storage installed capacity (MW) | Barnsley | 0 | 0.038 | 0.138 | 0.255 | 0.396 | 0.565 | 0.81 | 1.151 | 1.549 | 2.01 | 2.534 | 3.119 | 3.778 | 4.516 | 5.32 | 6.189 | 7.128 | 8.128 | 9.208 | 10.347 | 11.546 | 12.83 | 14.191 | 15.622 | 17.124 | 18.691 | 20.328 | 22.034 | 23.805 | 25.648 | 27.557 | 29.538 | Barnsley | Leeds City Region | Sheffield City Region
NG FES - Consumer Transformation | Domestic storage installed capacity (MW) | Bassetlaw | 0 | 0.002 | 0.008 | 0.014 | 0.022 | 0.03 | 0.045 | 0.062 | 0.085 | 0.109 | 0.137 | 0.169 | 0.205 | 0.246 | 0.289 | 0.336 | 0.387 | 0.442 | 0.501 | 0.562 | 0.628 | 0.697 | 0.772 | 0.85 | 0.931 | 1.016 | 1.105 | 1.199 | 1.295 | 1.395 | 1.498 | 1.606 | Bassetlaw | Derby, Derbyshire, Nottingham and Nottinghamshire | Sheffield City Region
NG FES - Consumer Transformation | Domestic storage installed capacity (MW) | Bradford | 0 | 0.076 | 0.266 | 0.488 | 0.753 | 1.08 | 1.549 | 2.199 | 2.957 | 3.843 | 4.842 | 5.954 | 7.218 | 8.624 | 10.16 | 11.82 | 13.607 | 15.53 | 17.585 | 19.758 | 22.051 | 24.507 | 27.103 | 29.84 | 32.709 | 35.699 | 38.826 | 42.081 | 45.464 | 48.985 | 52.633 | 56.414 | Bradford | Leeds City Region
NG FES - Consumer Transformation | Domestic storage installed capacity (MW) | Calderdale | 0 | 0.033 | 0.122 | 0.222 | 0.343 | 0.491 | 0.705 | 0.999 | 1.346 | 1.748 | 2.204 | 2.709 | 3.285 | 3.924 | 4.623 | 5.38 | 6.193 | 7.064 | 8.003 | 8.992 | 10.033 | 11.15 | 12.332 | 13.578 | 14.884 | 16.244 | 17.666 | 19.146 | 20.689 | 22.289 | 23.95 | 25.671 | Calderdale | Leeds City Region
NG FES - Consumer Transformation | Domestic storage installed capacity (MW) | County Durham | 0 | 0.086 | 0.303 | 0.549 | 0.851 | 1.218 | 1.742 | 2.474 | 3.333 | 4.328 | 5.45 | 6.706 | 8.126 | 9.712 | 11.44 | 13.309 | 15.323 | 17.483 | 19.8 | 22.241 | 24.828 | 27.59 | 30.514 | 33.598 | 36.822 | 40.193 | 43.71 | 47.377 | 51.189 | 55.148 | 59.26 | 63.514 | County Durham | North Eastern
NG FES - Consumer Transformation | Domestic storage installed capacity (MW) | Craven | 0 | 0.015 | 0.054 | 0.098 | 0.152 | 0.216 | 0.31 | 0.441 | 0.593 | 0.77 | 0.968 | 1.191 | 1.445 | 1.726 | 2.034 | 2.366 | 2.723 | 3.105 | 3.518 | 3.953 | 4.411 | 4.902 | 5.422 | 5.971 | 6.543 | 7.143 | 7.767 | 8.419 | 9.097 | 9.801 | 10.53 | 11.287 | Craven | Leeds City Region | York and North Yorkshire
NG FES - Consumer Transformation | Domestic storage installed capacity (MW) | Darlington | 0 | 0.016 | 0.055 | 0.098 | 0.152 | 0.215 | 0.31 | 0.439 | 0.593 | 0.769 | 0.969 | 1.192 | 1.445 | 1.727 | 2.033 | 2.366 | 2.725 | 3.108 | 3.52 | 3.953 | 4.414 | 4.904 | 5.424 | 5.971 | 6.546 | 7.145 | 7.769 | 8.421 | 9.099 | 9.804 | 10.533 | 11.29 | Darlington | Tees Valley
NG FES - Consumer Transformation | Domestic storage installed capacity (MW) | Doncaster | 0 | 0.058 | 0.204 | 0.373 | 0.574 | 0.823 | 1.177 | 1.671 | 2.251 | 2.921 | 3.682 | 4.531 | 5.488 | 6.561 | 7.725 | 8.989 | 10.352 | 11.808 | 13.377 | 15.029 | 16.772 | 18.638 | 20.615 | 22.696 | 24.879 | 27.154 | 29.528 | 32.007 | 34.581 | 37.258 | 40.032 | 42.906 | Doncaster | Sheffield City Region
NG FES - Consumer Transformation | Domestic storage installed capacity (MW) | East Lindsey | 0 | 0.007 | 0.023 | 0.042 | 0.065 | 0.093 | 0.133 | 0.189 | 0.255 | 0.332 | 0.418 | 0.514 | 0.621 | 0.744 | 0.877 | 1.017 | 1.173 | 1.337 | 1.515 | 1.702 | 1.902 | 2.113 | 2.335 | 2.572 | 2.818 | 3.078 | 3.346 | 3.625 | 3.919 | 4.221 | 4.535 | 4.862 | East Lindsey | Greater Lincolnshire
NG FES - Consumer Transformation | Domestic storage installed capacity (MW) | East Riding of Yorkshire | 0 | 0.081 | 0.293 | 0.533 | 0.828 | 1.183 | 1.692 | 2.405 | 3.239 | 4.21 | 5.302 | 6.52 | 7.902 | 9.444 | 11.123 | 12.944 | 14.902 | 17.005 | 19.257 | 21.638 | 24.145 | 26.835 | 29.68 | 32.677 | 35.817 | 39.094 | 42.517 | 46.082 | 49.79 | 53.645 | 57.642 | 61.781 | East Riding of Yorkshire | Humber | York and North Yorkshire
NG FES - Consumer Transformation | Domestic storage installed capacity (MW) | Gateshead | 0 | 0.028 | 0.099 | 0.18 | 0.279 | 0.399 | 0.57 | 0.811 | 1.093 | 1.417 | 1.784 | 2.194 | 2.659 | 3.178 | 3.743 | 4.356 | 5.014 | 5.722 | 6.479 | 7.279 | 8.125 | 9.028 | 9.986 | 10.996 | 12.049 | 13.153 | 14.304 | 15.504 | 16.751 | 18.047 | 19.393 | 20.784 | Gateshead | North Eastern
NG FES - Consumer Transformation | Domestic storage installed capacity (MW) | Hambleton | 0 | 0.025 | 0.087 | 0.159 | 0.245 | 0.351 | 0.501 | 0.71 | 0.956 | 1.241 | 1.564 | 1.924 | 2.33 | 2.786 | 3.282 | 3.815 | 4.393 | 5.013 | 5.677 | 6.379 | 7.12 | 7.913 | 8.752 | 9.635 | 10.56 | 11.527 | 12.536 | 13.588 | 14.678 | 15.816 | 16.994 | 18.215 | Hambleton | York and North Yorkshire
NG FES - Consumer Transformation | Domestic storage installed capacity (MW) | Harrogate | 0 | 0.034 | 0.118 | 0.215 | 0.332 | 0.473 | 0.675 | 0.961 | 1.295 | 1.682 | 2.117 | 2.604 | 3.156 | 3.771 | 4.442 | 5.168 | 5.95 | 6.788 | 7.688 | 8.638 | 9.64 | 10.716 | 11.849 | 13.046 | 14.299 | 15.61 | 16.976 | 18.398 | 19.878 | 21.417 | 23.012 | 24.666 | Harrogate | Leeds City Region | York and North Yorkshire
NG FES - Consumer Transformation | Domestic storage installed capacity (MW) | Hartlepool | 0 | 0.013 | 0.047 | 0.087 | 0.135 | 0.192 | 0.274 | 0.39 | 0.526 | 0.682 | 0.858 | 1.057 | 1.281 | 1.53 | 1.802 | 2.098 | 2.414 | 2.754 | 3.119 | 3.505 | 3.912 | 4.346 | 4.808 | 5.293 | 5.802 | 6.332 | 6.886 | 7.464 | 8.065 | 8.689 | 9.336 | 10.006 | Hartlepool | Tees Valley
NG FES - Consumer Transformation | Domestic storage installed capacity (MW) | High Peak | 0 | 0 | 0.001 | 0.002 | 0.002 | 0.004 | 0.005 | 0.007 | 0.01 | 0.013 | 0.016 | 0.02 | 0.024 | 0.028 | 0.033 | 0.039 | 0.045 | 0.051 | 0.058 | 0.065 | 0.072 | 0.081 | 0.089 | 0.098 | 0.108 | 0.117 | 0.128 | 0.138 | 0.149 | 0.161 | 0.173 | 0.185 | High Peak | Derby, Derbyshire, Nottingham and Nottinghamshire,
NG FES - Consumer Transformation | Domestic storage installed capacity (MW) | Kingston upon Hull, City of | 0 | 0.043 | 0.146 | 0.265 | 0.411 | 0.589 | 0.84 | 1.195 | 1.611 | 2.09 | 2.632 | 3.239 | 3.924 | 4.69 | 5.526 | 6.428 | 7.399 | 8.446 | 9.563 | 10.745 | 11.989 | 13.328 | 14.74 | 16.227 | 17.789 | 19.416 | 21.112 | 22.884 | 24.726 | 26.64 | 28.625 | 30.681 | Kingston upon Hull, City of | Humber
NG FES - Consumer Transformation | Domestic storage installed capacity (MW) | Kirklees | 0 | 0.067 | 0.247 | 0.445 | 0.688 | 0.983 | 1.406 | 2 | 2.691 | 3.494 | 4.399 | 5.411 | 6.562 | 7.84 | 9.232 | 10.746 | 12.37 | 14.114 | 15.983 | 17.957 | 20.044 | 22.272 | 24.631 | 27.124 | 29.729 | 32.451 | 35.288 | 38.248 | 41.325 | 44.526 | 47.843 | 51.279 | Kirklees | Leeds City Region
NG FES - Consumer Transformation | Domestic storage installed capacity (MW) | Leeds | 0 | 0.115 | 0.405 | 0.739 | 1.149 | 1.632 | 2.34 | 3.334 | 4.486 | 5.817 | 7.327 | 9.014 | 10.926 | 13.058 | 15.38 | 17.898 | 20.604 | 23.508 | 26.625 | 29.915 | 33.388 | 37.1 | 41.032 | 45.179 | 49.523 | 54.054 | 58.782 | 63.71 | 68.838 | 74.163 | 79.692 | 85.416 | Leeds | Leeds City Region
NG FES - Consumer Transformation | Domestic storage installed capacity (MW) | Middlesbrough | 0 | 0.019 | 0.068 | 0.123 | 0.191 | 0.273 | 0.391 | 0.556 | 0.748 | 0.972 | 1.222 | 1.505 | 1.822 | 2.178 | 2.567 | 2.985 | 3.438 | 3.922 | 4.443 | 4.991 | 5.572 | 6.19 | 6.846 | 7.538 | 8.263 | 9.018 | 9.808 | 10.629 | 11.484 | 12.375 | 13.297 | 14.252 | Middlesbrough | Tees Valley
NG FES - Consumer Transformation | Domestic storage installed capacity (MW) | Newcastle upon Tyne | 0 | 0.035 | 0.13 | 0.234 | 0.36 | 0.514 | 0.739 | 1.047 | 1.413 | 1.831 | 2.304 | 2.836 | 3.438 | 4.108 | 4.837 | 5.628 | 6.481 | 7.395 | 8.376 | 9.408 | 10.502 | 11.67 | 12.907 | 14.211 | 15.576 | 17.001 | 18.488 | 20.037 | 21.652 | 23.327 | 25.064 | 26.864 | Newcastle upon Tyne | North Eastern
NG FES - Consumer Transformation | Domestic storage installed capacity (MW) | North East Derbyshire | 0 | 0.002 | 0.007 | 0.013 | 0.02 | 0.029 | 0.04 | 0.057 | 0.077 | 0.1 | 0.126 | 0.156 | 0.188 | 0.224 | 0.264 | 0.308 | 0.355 | 0.404 | 0.458 | 0.515 | 0.574 | 0.639 | 0.706 | 0.777 | 0.851 | 0.93 | 1.011 | 1.096 | 1.184 | 1.276 | 1.371 | 1.469 | North East Derbyshire | Derby, Derbyshire, Nottingham and Nottinghamshire | Sheffield City Region
NG FES - Consumer Transformation | Domestic storage installed capacity (MW) | North East Lincolnshire | 0 | 0.033 | 0.113 | 0.208 | 0.32 | 0.459 | 0.656 | 0.931 | 1.255 | 1.629 | 2.051 | 2.523 | 3.059 | 3.655 | 4.305 | 5.009 | 5.77 | 6.581 | 7.455 | 8.374 | 9.345 | 10.385 | 11.486 | 12.647 | 13.863 | 15.129 | 16.456 | 17.835 | 19.27 | 20.76 | 22.308 | 23.91 | North East Lincolnshire | Greater Lincolnshire | Humber
NG FES - Consumer Transformation | Domestic storage installed capacity (MW) | North Lincolnshire | 0 | 0.042 | 0.145 | 0.267 | 0.412 | 0.588 | 0.844 | 1.2 | 1.616 | 2.095 | 2.641 | 3.25 | 3.939 | 4.705 | 5.54 | 6.451 | 7.428 | 8.473 | 9.596 | 10.781 | 12.034 | 13.373 | 14.789 | 16.282 | 17.85 | 19.484 | 21.187 | 22.964 | 24.812 | 26.73 | 28.722 | 30.784 | North Lincolnshire | Greater Lincolnshire | Humber
NG FES - Consumer Transformation | Domestic storage installed capacity (MW) | North Tyneside | 0 | 0.03 | 0.106 | 0.193 | 0.297 | 0.425 | 0.607 | 0.867 | 1.165 | 1.511 | 1.901 | 2.341 | 2.835 | 3.389 | 3.993 | 4.646 | 5.349 | 6.102 | 6.911 | 7.765 | 8.667 | 9.632 | 10.65 | 11.727 | 12.854 | 14.03 | 15.257 | 16.536 | 17.867 | 19.249 | 20.683 | 22.169 | North Tyneside | North Eastern
NG FES - Consumer Transformation | Domestic storage installed capacity (MW) | Northumberland | 0 | 0.069 | 0.237 | 0.429 | 0.668 | 0.951 | 1.362 | 1.936 | 2.608 | 3.384 | 4.262 | 5.245 | 6.356 | 7.595 | 8.947 | 10.41 | 11.985 | 13.675 | 15.486 | 17.4 | 19.42 | 21.58 | 23.866 | 26.276 | 28.802 | 31.437 | 34.188 | 37.054 | 40.036 | 43.136 | 46.349 | 49.676 | Northumberland | North Eastern
NG FES - Consumer Transformation | Domestic storage installed capacity (MW) | Pendle | 0 | 0.001 | 0.006 | 0.009 | 0.014 | 0.02 | 0.029 | 0.042 | 0.056 | 0.073 | 0.091 | 0.112 | 0.136 | 0.163 | 0.192 | 0.224 | 0.258 | 0.293 | 0.332 | 0.374 | 0.417 | 0.464 | 0.512 | 0.564 | 0.619 | 0.675 | 0.735 | 0.796 | 0.86 | 0.926 | 0.996 | 1.067 | Pendle | Lancashire
NG FES - Consumer Transformation | Domestic storage installed capacity (MW) | Redcar and Cleveland | 0 | 0.024 | 0.087 | 0.156 | 0.244 | 0.347 | 0.497 | 0.707 | 0.952 | 1.236 | 1.557 | 1.915 | 2.321 | 2.774 | 3.266 | 3.801 | 4.376 | 4.992 | 5.653 | 6.352 | 7.089 | 7.878 | 8.713 | 9.594 | 10.516 | 11.476 | 12.481 | 13.527 | 14.616 | 15.747 | 16.919 | 18.136 | Redcar and Cleveland | Tees Valley
NG FES - Consumer Transformation | Domestic storage installed capacity (MW) | Richmondshire | 0 | 0.014 | 0.051 | 0.092 | 0.143 | 0.203 | 0.291 | 0.413 | 0.557 | 0.723 | 0.91 | 1.12 | 1.357 | 1.623 | 1.911 | 2.223 | 2.56 | 2.92 | 3.308 | 3.715 | 4.147 | 4.608 | 5.097 | 5.612 | 6.151 | 6.713 | 7.303 | 7.912 | 8.55 | 9.214 | 9.898 | 10.608 | Richmondshire | York and North Yorkshire
NG FES - Consumer Transformation | Domestic storage installed capacity (MW) | Rotherham | 0 | 0.044 | 0.156 | 0.289 | 0.447 | 0.637 | 0.913 | 1.297 | 1.745 | 2.266 | 2.856 | 3.513 | 4.259 | 5.088 | 5.994 | 6.973 | 8.027 | 9.158 | 10.374 | 11.656 | 13.011 | 14.455 | 15.99 | 17.604 | 19.296 | 21.062 | 22.905 | 24.826 | 26.823 | 28.898 | 31.049 | 33.281 | Rotherham | Sheffield City Region
NG FES - Consumer Transformation | Domestic storage installed capacity (MW) | Ryedale | 0 | 0.018 | 0.062 | 0.112 | 0.174 | 0.248 | 0.355 | 0.505 | 0.681 | 0.883 | 1.113 | 1.368 | 1.657 | 1.981 | 2.333 | 2.715 | 3.125 | 3.566 | 4.04 | 4.539 | 5.066 | 5.629 | 6.226 | 6.855 | 7.513 | 8.201 | 8.918 | 9.666 | 10.443 | 11.251 | 12.09 | 12.958 | Ryedale | York and North Yorkshire
NG FES - Consumer Transformation | Domestic storage installed capacity (MW) | Scarborough | 0 | 0.023 | 0.077 | 0.141 | 0.217 | 0.309 | 0.444 | 0.632 | 0.85 | 1.102 | 1.388 | 1.709 | 2.07 | 2.475 | 2.917 | 3.392 | 3.904 | 4.454 | 5.047 | 5.668 | 6.326 | 7.029 | 7.777 | 8.563 | 9.383 | 10.242 | 11.139 | 12.071 | 13.043 | 14.054 | 15.099 | 16.185 | Scarborough | York and North Yorkshire
NG FES - Consumer Transformation | Domestic storage installed capacity (MW) | Selby | 0 | 0.019 | 0.068 | 0.124 | 0.195 | 0.276 | 0.395 | 0.566 | 0.761 | 0.987 | 1.242 | 1.529 | 1.853 | 2.214 | 2.607 | 3.035 | 3.493 | 3.986 | 4.514 | 5.072 | 5.661 | 6.29 | 6.958 | 7.661 | 8.398 | 9.165 | 9.968 | 10.803 | 11.671 | 12.577 | 13.513 | 14.485 | Selby | Leeds City Region | York and North Yorkshire
NG FES - Consumer Transformation | Domestic storage installed capacity (MW) | Sheffield | 0 | 0.08 | 0.281 | 0.512 | 0.79 | 1.13 | 1.617 | 2.305 | 3.103 | 4.026 | 5.069 | 6.239 | 7.563 | 9.035 | 10.647 | 12.389 | 14.259 | 16.27 | 18.424 | 20.698 | 23.103 | 25.672 | 28.398 | 31.262 | 34.269 | 37.403 | 40.676 | 44.088 | 47.634 | 51.322 | 55.147 | 59.105 | Sheffield | Sheffield City Region
NG FES - Consumer Transformation | Domestic storage installed capacity (MW) | South Tyneside | 0 | 0.021 | 0.073 | 0.135 | 0.207 | 0.293 | 0.42 | 0.595 | 0.801 | 1.042 | 1.313 | 1.614 | 1.955 | 2.339 | 2.752 | 3.204 | 3.689 | 4.208 | 4.766 | 5.354 | 5.976 | 6.641 | 7.345 | 8.087 | 8.863 | 9.675 | 10.52 | 11.404 | 12.322 | 13.277 | 14.264 | 15.288 | South Tyneside | North Eastern
NG FES - Consumer Transformation | Domestic storage installed capacity (MW) | Stockton-on-Tees | 0 | 0.029 | 0.103 | 0.189 | 0.291 | 0.416 | 0.598 | 0.85 | 1.142 | 1.482 | 1.866 | 2.298 | 2.783 | 3.326 | 3.919 | 4.559 | 5.25 | 5.988 | 6.782 | 7.619 | 8.504 | 9.45 | 10.451 | 11.509 | 12.614 | 13.768 | 14.973 | 16.227 | 17.534 | 18.891 | 20.299 | 21.756 | Stockton-on-Tees | Tees Valley
NG FES - Consumer Transformation | Domestic storage installed capacity (MW) | Sunderland | 0 | 0.04 | 0.145 | 0.264 | 0.408 | 0.581 | 0.833 | 1.182 | 1.594 | 2.066 | 2.603 | 3.203 | 3.881 | 4.638 | 5.463 | 6.358 | 7.317 | 8.35 | 9.455 | 10.624 | 11.857 | 13.177 | 14.572 | 16.047 | 17.587 | 19.196 | 20.876 | 22.627 | 24.447 | 26.338 | 28.302 | 30.334 | Sunderland | North Eastern
NG FES - Consumer Transformation | Domestic storage installed capacity (MW) | Wakefield | 0 | 0.059 | 0.209 | 0.38 | 0.591 | 0.847 | 1.209 | 1.72 | 2.314 | 3.006 | 3.785 | 4.657 | 5.644 | 6.747 | 7.945 | 9.247 | 10.643 | 12.146 | 13.757 | 15.457 | 17.249 | 19.17 | 21.201 | 23.341 | 25.586 | 27.925 | 30.373 | 32.92 | 35.566 | 38.319 | 41.173 | 44.128 | Wakefield | Leeds City Region
NG FES - Consumer Transformation | Domestic storage installed capacity (MW) | West Lindsey | 0 | 0.006 | 0.023 | 0.043 | 0.065 | 0.093 | 0.132 | 0.189 | 0.254 | 0.33 | 0.416 | 0.511 | 0.62 | 0.741 | 0.873 | 1.014 | 1.168 | 1.332 | 1.511 | 1.696 | 1.894 | 2.105 | 2.328 | 2.561 | 2.808 | 3.067 | 3.334 | 3.614 | 3.904 | 4.207 | 4.521 | 4.845 | West Lindsey | Greater Lincolnshire
NG FES - Consumer Transformation | Domestic storage installed capacity (MW) | York | 0 | 0.03 | 0.111 | 0.201 | 0.31 | 0.443 | 0.635 | 0.903 | 1.215 | 1.578 | 1.986 | 2.445 | 2.962 | 3.539 | 4.169 | 4.851 | 5.584 | 6.373 | 7.218 | 8.11 | 9.05 | 10.057 | 11.124 | 12.246 | 13.424 | 14.651 | 15.933 | 17.268 | 18.66 | 20.104 | 21.602 | 23.154 | York | Leeds City Region | York and North Yorkshire
NG FES - Leading the Way | Domestic storage installed capacity (MW) | Barnsley | 0 | 0.038 | 0.159 | 0.292 | 0.452 | 0.652 | 0.935 | 1.327 | 1.798 | 2.336 | 2.948 | 3.628 | 4.401 | 5.26 | 6.199 | 7.213 | 8.305 | 9.474 | 10.719 | 12.045 | 13.447 | 14.94 | 16.528 | 18.199 | 19.944 | 21.774 | 23.685 | 25.677 | 27.748 | 29.897 | 32.131 | 34.441 | Barnsley | Leeds City Region | Sheffield City Region
NG FES - Leading the Way | Domestic storage installed capacity (MW) | Bassetlaw | 0 | 0.002 | 0.009 | 0.015 | 0.025 | 0.035 | 0.051 | 0.073 | 0.098 | 0.127 | 0.161 | 0.197 | 0.24 | 0.286 | 0.337 | 0.392 | 0.451 | 0.515 | 0.583 | 0.655 | 0.732 | 0.812 | 0.899 | 0.99 | 1.084 | 1.184 | 1.288 | 1.396 | 1.509 | 1.626 | 1.747 | 1.873 | Bassetlaw | Derby, Derbyshire, Nottingham and Nottinghamshire | Sheffield City Region
NG FES - Leading the Way | Domestic storage installed capacity (MW) | Bradford | 0 | 0.076 | 0.301 | 0.558 | 0.865 | 1.242 | 1.787 | 2.539 | 3.432 | 4.461 | 5.63 | 6.929 | 8.403 | 10.046 | 11.838 | 13.773 | 15.862 | 18.098 | 20.478 | 23.007 | 25.685 | 28.534 | 31.57 | 34.755 | 38.093 | 41.588 | 45.232 | 49.037 | 52.998 | 57.103 | 61.365 | 65.784 | Bradford | Leeds City Region
NG FES - Leading the Way | Domestic storage installed capacity (MW) | Calderdale | 0 | 0.033 | 0.137 | 0.255 | 0.393 | 0.566 | 0.814 | 1.157 | 1.561 | 2.03 | 2.562 | 3.155 | 3.822 | 4.57 | 5.386 | 6.267 | 7.219 | 8.236 | 9.317 | 10.468 | 11.684 | 12.985 | 14.362 | 15.815 | 17.332 | 18.923 | 20.581 | 22.314 | 24.112 | 25.98 | 27.92 | 29.932 | Calderdale | Leeds City Region
NG FES - Leading the Way | Domestic storage installed capacity (MW) | County Durham | 0 | 0.086 | 0.341 | 0.633 | 0.976 | 1.401 | 2.013 | 2.862 | 3.864 | 5.025 | 6.34 | 7.801 | 9.46 | 11.314 | 13.331 | 15.512 | 17.859 | 20.375 | 23.056 | 25.904 | 28.915 | 32.128 | 35.538 | 39.13 | 42.889 | 46.823 | 50.927 | 55.21 | 59.666 | 64.287 | 69.087 | 74.062 | County Durham | North Eastern
NG FES - Leading the Way | Domestic storage installed capacity (MW) | Craven | 0 | 0.015 | 0.061 | 0.112 | 0.173 | 0.249 | 0.357 | 0.508 | 0.687 | 0.892 | 1.126 | 1.386 | 1.681 | 2.011 | 2.368 | 2.756 | 3.173 | 3.62 | 4.098 | 4.603 | 5.139 | 5.709 | 6.315 | 6.953 | 7.623 | 8.321 | 9.049 | 9.811 | 10.602 | 11.424 | 12.278 | 13.161 | Craven | Leeds City Region | York and North Yorkshire
NG FES - Leading the Way | Domestic storage installed capacity (MW) | Darlington | 0 | 0.016 | 0.061 | 0.113 | 0.174 | 0.248 | 0.357 | 0.509 | 0.686 | 0.892 | 1.126 | 1.388 | 1.681 | 2.011 | 2.37 | 2.757 | 3.174 | 3.622 | 4.098 | 4.604 | 5.139 | 5.71 | 6.317 | 6.956 | 7.624 | 8.323 | 9.051 | 9.813 | 10.606 | 11.426 | 12.281 | 13.164 | Darlington | Tees Valley
NG FES - Leading the Way | Domestic storage installed capacity (MW) | Doncaster | 0 | 0.058 | 0.23 | 0.425 | 0.657 | 0.945 | 1.36 | 1.934 | 2.611 | 3.392 | 4.281 | 5.27 | 6.39 | 7.642 | 9.002 | 10.478 | 12.065 | 13.761 | 15.576 | 17.501 | 19.536 | 21.703 | 24.01 | 26.435 | 28.975 | 31.634 | 34.404 | 37.298 | 40.307 | 43.432 | 46.673 | 50.035 | Doncaster | Sheffield City Region
NG FES - Leading the Way | Domestic storage installed capacity (MW) | East Lindsey | 0 | 0.007 | 0.027 | 0.048 | 0.074 | 0.107 | 0.154 | 0.218 | 0.296 | 0.385 | 0.485 | 0.597 | 0.725 | 0.867 | 1.019 | 1.187 | 1.366 | 1.56 | 1.765 | 1.983 | 2.213 | 2.459 | 2.72 | 2.995 | 3.282 | 3.584 | 3.898 | 4.226 | 4.567 | 4.92 | 5.288 | 5.668 | East Lindsey | Greater Lincolnshire
NG FES - Leading the Way | Domestic storage installed capacity (MW) | East Riding of Yorkshire | 0 | 0.081 | 0.327 | 0.607 | 0.945 | 1.361 | 1.957 | 2.783 | 3.759 | 4.885 | 6.165 | 7.588 | 9.2 | 11.003 | 12.967 | 15.085 | 17.369 | 19.816 | 22.425 | 25.194 | 28.125 | 31.253 | 34.567 | 38.057 | 41.717 | 45.544 | 49.535 | 53.703 | 58.033 | 62.53 | 67.199 | 72.037 | East Riding of Yorkshire | Humber | York and North Yorkshire
NG FES - Leading the Way | Domestic storage installed capacity (MW) | Gateshead | 0 | 0.028 | 0.11 | 0.205 | 0.318 | 0.458 | 0.66 | 0.936 | 1.265 | 1.644 | 2.074 | 2.553 | 3.097 | 3.7 | 4.361 | 5.074 | 5.844 | 6.668 | 7.543 | 8.478 | 9.463 | 10.512 | 11.631 | 12.805 | 14.035 | 15.323 | 16.666 | 18.066 | 19.524 | 21.04 | 22.609 | 24.237 | Gateshead | North Eastern
NG FES - Leading the Way | Domestic storage installed capacity (MW) | Hambleton | 0 | 0.025 | 0.096 | 0.18 | 0.279 | 0.402 | 0.578 | 0.821 | 1.11 | 1.439 | 1.819 | 2.236 | 2.712 | 3.245 | 3.822 | 4.447 | 5.123 | 5.843 | 6.611 | 7.427 | 8.292 | 9.213 | 10.193 | 11.223 | 12.299 | 13.429 | 14.604 | 15.834 | 17.11 | 18.434 | 19.812 | 21.239 | Hambleton | York and North Yorkshire
NG FES - Leading the Way | Domestic storage installed capacity (MW) | Harrogate | 0 | 0.034 | 0.132 | 0.244 | 0.378 | 0.545 | 0.781 | 1.111 | 1.501 | 1.949 | 2.462 | 3.03 | 3.674 | 4.392 | 5.175 | 6.023 | 6.935 | 7.912 | 8.954 | 10.058 | 11.229 | 12.476 | 13.8 | 15.196 | 16.656 | 18.183 | 19.777 | 21.439 | 23.169 | 24.965 | 26.829 | 28.76 | Harrogate | Leeds City Region | York and North Yorkshire
NG FES - Leading the Way | Domestic storage installed capacity (MW) | Hartlepool | 0 | 0.013 | 0.053 | 0.099 | 0.154 | 0.221 | 0.318 | 0.452 | 0.608 | 0.792 | 0.998 | 1.229 | 1.49 | 1.782 | 2.099 | 2.444 | 2.814 | 3.211 | 3.633 | 4.081 | 4.556 | 5.061 | 5.6 | 6.165 | 6.757 | 7.377 | 8.024 | 8.699 | 9.4 | 10.128 | 10.885 | 11.668 | Hartlepool | Tees Valley
NG FES - Leading the Way | Domestic storage installed capacity (MW) | High Peak | 0 | 0 | 0.001 | 0.002 | 0.003 | 0.004 | 0.006 | 0.008 | 0.011 | 0.015 | 0.019 | 0.023 | 0.028 | 0.033 | 0.039 | 0.045 | 0.052 | 0.059 | 0.067 | 0.076 | 0.084 | 0.094 | 0.104 | 0.114 | 0.125 | 0.137 | 0.149 | 0.161 | 0.174 | 0.188 | 0.202 | 0.216 | High Peak | Derby, Derbyshire, Nottingham and Nottinghamshire,
NG FES - Leading the Way | Domestic storage installed capacity (MW) | Kingston upon Hull, City of | 0 | 0.043 | 0.163 | 0.305 | 0.471 | 0.677 | 0.972 | 1.382 | 1.867 | 2.424 | 3.063 | 3.77 | 4.568 | 5.464 | 6.437 | 7.493 | 8.625 | 9.841 | 11.135 | 12.51 | 13.967 | 15.519 | 17.167 | 18.901 | 20.716 | 22.616 | 24.6 | 26.668 | 28.822 | 31.053 | 33.368 | 35.773 | Kingston upon Hull, City of | Humber
NG FES - Leading the Way | Domestic storage installed capacity (MW) | Kirklees | 0 | 0.067 | 0.273 | 0.509 | 0.787 | 1.13 | 1.626 | 2.308 | 3.12 | 4.053 | 5.116 | 6.299 | 7.636 | 9.134 | 10.761 | 12.523 | 14.418 | 16.447 | 18.611 | 20.912 | 23.344 | 25.936 | 28.693 | 31.59 | 34.624 | 37.804 | 41.112 | 44.57 | 48.171 | 51.901 | 55.778 | 59.794 | Kirklees | Leeds City Region
NG FES - Leading the Way | Domestic storage installed capacity (MW) | Leeds | 0 | 0.115 | 0.452 | 0.847 | 1.311 | 1.884 | 2.707 | 3.845 | 5.195 | 6.752 | 8.523 | 10.492 | 12.719 | 15.213 | 17.922 | 20.86 | 24.019 | 27.395 | 31.005 | 34.832 | 38.886 | 43.202 | 47.796 | 52.624 | 57.669 | 62.968 | 68.484 | 74.246 | 80.237 | 86.449 | 92.907 | 99.595 | Leeds | Leeds City Region
NG FES - Leading the Way | Domestic storage installed capacity (MW) | Middlesbrough | 0 | 0.019 | 0.076 | 0.141 | 0.218 | 0.313 | 0.452 | 0.643 | 0.868 | 1.127 | 1.422 | 1.751 | 2.121 | 2.539 | 2.99 | 3.48 | 4.008 | 4.571 | 5.173 | 5.812 | 6.489 | 7.208 | 7.974 | 8.78 | 9.624 | 10.506 | 11.427 | 12.388 | 13.388 | 14.424 | 15.501 | 16.616 | Middlesbrough | Tees Valley
NG FES - Leading the Way | Domestic storage installed capacity (MW) | Newcastle upon Tyne | 0 | 0.035 | 0.144 | 0.267 | 0.411 | 0.592 | 0.853 | 1.211 | 1.637 | 2.125 | 2.679 | 3.3 | 4 | 4.785 | 5.639 | 6.562 | 7.555 | 8.617 | 9.751 | 10.955 | 12.227 | 13.592 | 15.032 | 16.551 | 18.141 | 19.804 | 21.541 | 23.351 | 25.236 | 27.191 | 29.22 | 31.326 | Newcastle upon Tyne | North Eastern
NG FES - Leading the Way | Domestic storage installed capacity (MW) | North East Derbyshire | 0 | 0.002 | 0.008 | 0.015 | 0.023 | 0.032 | 0.047 | 0.066 | 0.089 | 0.116 | 0.146 | 0.181 | 0.219 | 0.262 | 0.308 | 0.359 | 0.413 | 0.471 | 0.533 | 0.6 | 0.669 | 0.743 | 0.822 | 0.905 | 0.992 | 1.083 | 1.178 | 1.277 | 1.38 | 1.487 | 1.599 | 1.713 | North East Derbyshire | Derby, Derbyshire, Nottingham and Nottinghamshire | Sheffield City Region
NG FES - Leading the Way | Domestic storage installed capacity (MW) | North East Lincolnshire | 0 | 0.033 | 0.128 | 0.237 | 0.366 | 0.527 | 0.758 | 1.076 | 1.454 | 1.89 | 2.385 | 2.937 | 3.56 | 4.259 | 5.018 | 5.84 | 6.724 | 7.67 | 8.678 | 9.751 | 10.884 | 12.093 | 13.379 | 14.731 | 16.146 | 17.628 | 19.173 | 20.785 | 22.461 | 24.2 | 26.006 | 27.88 | North East Lincolnshire | Greater Lincolnshire | Humber
NG FES - Leading the Way | Domestic storage installed capacity (MW) | North Lincolnshire | 0 | 0.042 | 0.163 | 0.306 | 0.472 | 0.677 | 0.975 | 1.384 | 1.873 | 2.434 | 3.071 | 3.781 | 4.585 | 5.483 | 6.459 | 7.519 | 8.655 | 9.875 | 11.176 | 12.554 | 14.018 | 15.571 | 17.227 | 18.967 | 20.79 | 22.697 | 24.686 | 26.76 | 28.918 | 31.162 | 33.488 | 35.899 | North Lincolnshire | Greater Lincolnshire | Humber
NG FES - Leading the Way | Domestic storage installed capacity (MW) | North Tyneside | 0 | 0.03 | 0.119 | 0.218 | 0.338 | 0.489 | 0.703 | 1 | 1.348 | 1.753 | 2.213 | 2.724 | 3.301 | 3.949 | 4.651 | 5.414 | 6.234 | 7.111 | 8.047 | 9.041 | 10.092 | 11.214 | 12.406 | 13.658 | 14.971 | 16.343 | 17.775 | 19.27 | 20.825 | 22.438 | 24.115 | 25.849 | North Tyneside | North Eastern
NG FES - Leading the Way | Domestic storage installed capacity (MW) | Northumberland | 0 | 0.069 | 0.264 | 0.492 | 0.764 | 1.096 | 1.576 | 2.237 | 3.024 | 3.928 | 4.96 | 6.105 | 7.399 | 8.849 | 10.426 | 12.132 | 13.967 | 15.936 | 18.032 | 20.258 | 22.617 | 25.129 | 27.798 | 30.607 | 33.546 | 36.624 | 39.833 | 43.183 | 46.665 | 50.283 | 54.035 | 57.926 | Northumberland | North Eastern
NG FES - Leading the Way | Domestic storage installed capacity (MW) | Pendle | 0 | 0.001 | 0.006 | 0.01 | 0.017 | 0.023 | 0.033 | 0.048 | 0.065 | 0.084 | 0.107 | 0.132 | 0.159 | 0.19 | 0.224 | 0.261 | 0.3 | 0.342 | 0.387 | 0.435 | 0.486 | 0.539 | 0.597 | 0.658 | 0.721 | 0.787 | 0.856 | 0.928 | 1.002 | 1.08 | 1.161 | 1.244 | Pendle | Lancashire
NG FES - Leading the Way | Domestic storage installed capacity (MW) | Redcar and Cleveland | 0 | 0.024 | 0.096 | 0.18 | 0.278 | 0.4 | 0.575 | 0.817 | 1.104 | 1.434 | 1.811 | 2.228 | 2.7 | 3.23 | 3.806 | 4.428 | 5.099 | 5.818 | 6.583 | 7.395 | 8.256 | 9.174 | 10.149 | 11.173 | 12.246 | 13.37 | 14.541 | 15.765 | 17.037 | 18.356 | 19.727 | 21.146 | Redcar and Cleveland | Tees Valley
NG FES - Leading the Way | Domestic storage installed capacity (MW) | Richmondshire | 0 | 0.014 | 0.057 | 0.106 | 0.163 | 0.234 | 0.336 | 0.478 | 0.646 | 0.838 | 1.06 | 1.303 | 1.58 | 1.89 | 2.226 | 2.59 | 2.983 | 3.403 | 3.851 | 4.326 | 4.83 | 5.366 | 5.937 | 6.537 | 7.164 | 7.821 | 8.506 | 9.222 | 9.966 | 10.738 | 11.538 | 12.37 | Richmondshire | York and North Yorkshire
NG FES - Leading the Way | Domestic storage installed capacity (MW) | Rotherham | 0 | 0.044 | 0.177 | 0.329 | 0.511 | 0.732 | 1.056 | 1.498 | 2.024 | 2.631 | 3.321 | 4.089 | 4.957 | 5.928 | 6.983 | 8.127 | 9.359 | 10.674 | 12.081 | 13.572 | 15.153 | 16.834 | 18.624 | 20.504 | 22.472 | 24.535 | 26.684 | 28.928 | 31.264 | 33.686 | 36.202 | 38.81 | Rotherham | Sheffield City Region
NG FES - Leading the Way | Domestic storage installed capacity (MW) | Ryedale | 0 | 0.018 | 0.069 | 0.127 | 0.199 | 0.287 | 0.412 | 0.583 | 0.788 | 1.025 | 1.294 | 1.592 | 1.93 | 2.308 | 2.719 | 3.164 | 3.643 | 4.157 | 4.703 | 5.285 | 5.899 | 6.554 | 7.251 | 7.983 | 8.749 | 9.553 | 10.39 | 11.265 | 12.173 | 13.115 | 14.095 | 15.109 | Ryedale | York and North Yorkshire
NG FES - Leading the Way | Domestic storage installed capacity (MW) | Scarborough | 0 | 0.023 | 0.086 | 0.158 | 0.249 | 0.358 | 0.512 | 0.729 | 0.985 | 1.279 | 1.615 | 1.987 | 2.411 | 2.883 | 3.396 | 3.952 | 4.55 | 5.192 | 5.874 | 6.602 | 7.368 | 8.186 | 9.058 | 9.97 | 10.931 | 11.932 | 12.977 | 14.068 | 15.204 | 16.38 | 17.604 | 18.874 | Scarborough | York and North Yorkshire
NG FES - Leading the Way | Domestic storage installed capacity (MW) | Selby | 0 | 0.019 | 0.078 | 0.142 | 0.223 | 0.318 | 0.459 | 0.652 | 0.882 | 1.145 | 1.444 | 1.777 | 2.156 | 2.579 | 3.038 | 3.538 | 4.072 | 4.646 | 5.257 | 5.908 | 6.594 | 7.326 | 8.105 | 8.923 | 9.78 | 10.678 | 11.614 | 12.589 | 13.606 | 14.661 | 15.755 | 16.888 | Selby | Leeds City Region | York and North Yorkshire
NG FES - Leading the Way | Domestic storage installed capacity (MW) | Sheffield | 0 | 0.08 | 0.312 | 0.582 | 0.906 | 1.302 | 1.873 | 2.666 | 3.596 | 4.672 | 5.896 | 7.261 | 8.805 | 10.529 | 12.406 | 14.436 | 16.614 | 18.958 | 21.452 | 24.103 | 26.909 | 29.896 | 33.071 | 36.411 | 39.91 | 43.573 | 47.394 | 51.375 | 55.523 | 59.823 | 64.292 | 68.922 | Sheffield | Sheffield City Region
NG FES - Leading the Way | Domestic storage installed capacity (MW) | South Tyneside | 0 | 0.021 | 0.08 | 0.152 | 0.235 | 0.337 | 0.484 | 0.691 | 0.931 | 1.208 | 1.526 | 1.878 | 2.276 | 2.724 | 3.208 | 3.733 | 4.298 | 4.905 | 5.55 | 6.235 | 6.96 | 7.733 | 8.556 | 9.419 | 10.325 | 11.271 | 12.258 | 13.289 | 14.362 | 15.475 | 16.628 | 17.828 | South Tyneside | North Eastern
NG FES - Leading the Way | Domestic storage installed capacity (MW) | Stockton-on-Tees | 0 | 0.029 | 0.116 | 0.215 | 0.335 | 0.481 | 0.689 | 0.982 | 1.324 | 1.72 | 2.171 | 2.673 | 3.24 | 3.876 | 4.565 | 5.312 | 6.118 | 6.978 | 7.897 | 8.872 | 9.905 | 11.006 | 12.175 | 13.404 | 14.692 | 16.04 | 17.444 | 18.912 | 20.437 | 22.021 | 23.664 | 25.369 | Stockton-on-Tees | Tees Valley
NG FES - Leading the Way | Domestic storage installed capacity (MW) | Sunderland | 0 | 0.04 | 0.161 | 0.301 | 0.467 | 0.668 | 0.963 | 1.366 | 1.846 | 2.4 | 3.027 | 3.727 | 4.517 | 5.403 | 6.367 | 7.408 | 8.528 | 9.731 | 11.011 | 12.372 | 13.81 | 15.344 | 16.973 | 18.689 | 20.484 | 22.364 | 24.323 | 26.37 | 28.495 | 30.703 | 32.993 | 35.372 | Sunderland | North Eastern
NG FES - Leading the Way | Domestic storage installed capacity (MW) | Wakefield | 0 | 0.059 | 0.231 | 0.436 | 0.678 | 0.971 | 1.4 | 1.99 | 2.686 | 3.49 | 4.401 | 5.422 | 6.573 | 7.858 | 9.259 | 10.775 | 12.408 | 14.156 | 16.018 | 17.996 | 20.092 | 22.323 | 24.694 | 27.186 | 29.797 | 32.53 | 35.385 | 38.362 | 41.454 | 44.666 | 48.003 | 51.458 | Wakefield | Leeds City Region
NG FES - Leading the Way | Domestic storage installed capacity (MW) | West Lindsey | 0 | 0.006 | 0.026 | 0.047 | 0.075 | 0.107 | 0.153 | 0.219 | 0.295 | 0.383 | 0.482 | 0.594 | 0.721 | 0.862 | 1.016 | 1.182 | 1.362 | 1.555 | 1.759 | 1.975 | 2.206 | 2.45 | 2.711 | 2.985 | 3.272 | 3.571 | 3.885 | 4.211 | 4.549 | 4.903 | 5.268 | 5.648 | West Lindsey | Greater Lincolnshire
NG FES - Leading the Way | Domestic storage installed capacity (MW) | York | 0 | 0.03 | 0.124 | 0.231 | 0.356 | 0.511 | 0.733 | 1.042 | 1.409 | 1.831 | 2.312 | 2.844 | 3.448 | 4.125 | 4.859 | 5.654 | 6.511 | 7.427 | 8.406 | 9.442 | 10.541 | 11.711 | 12.957 | 14.263 | 15.635 | 17.069 | 18.565 | 20.125 | 21.75 | 23.435 | 25.183 | 26.997 | York | Leeds City Region | York and North Yorkshire
NPg Planning Scenario | Domestic storage installed capacity (MW) | Barnsley | 0 | 0.038 | 0.159 | 0.292 | 0.452 | 0.652 | 0.935 | 1.327 | 1.798 | 2.336 | 2.948 | 3.628 | 4.401 | 5.26 | 6.199 | 7.213 | 8.305 | 9.474 | 10.719 | 12.045 | 13.447 | 14.94 | 16.528 | 18.199 | 19.944 | 21.774 | 23.685 | 25.677 | 27.748 | 29.897 | 32.131 | 34.441 | Barnsley | Leeds City Region | Sheffield City Region
NPg Planning Scenario | Domestic storage installed capacity (MW) | Bassetlaw | 0 | 0.002 | 0.009 | 0.015 | 0.025 | 0.035 | 0.051 | 0.073 | 0.098 | 0.127 | 0.161 | 0.197 | 0.24 | 0.286 | 0.337 | 0.392 | 0.451 | 0.515 | 0.583 | 0.655 | 0.732 | 0.812 | 0.899 | 0.99 | 1.084 | 1.184 | 1.288 | 1.396 | 1.509 | 1.626 | 1.747 | 1.873 | Bassetlaw | Derby, Derbyshire, Nottingham and Nottinghamshire | Sheffield City Region
NPg Planning Scenario | Domestic storage installed capacity (MW) | Bradford | 0 | 0.076 | 0.301 | 0.558 | 0.865 | 1.242 | 1.787 | 2.539 | 3.432 | 4.461 | 5.63 | 6.929 | 8.403 | 10.046 | 11.838 | 13.773 | 15.862 | 18.098 | 20.478 | 23.007 | 25.685 | 28.534 | 31.57 | 34.755 | 38.093 | 41.588 | 45.232 | 49.037 | 52.998 | 57.103 | 61.365 | 65.784 | Bradford | Leeds City Region
NPg Planning Scenario | Domestic storage installed capacity (MW) | Calderdale | 0 | 0.033 | 0.137 | 0.255 | 0.393 | 0.566 | 0.814 | 1.157 | 1.561 | 2.03 | 2.562 | 3.155 | 3.822 | 4.57 | 5.386 | 6.267 | 7.219 | 8.236 | 9.317 | 10.468 | 11.684 | 12.985 | 14.362 | 15.815 | 17.332 | 18.923 | 20.581 | 22.314 | 24.112 | 25.98 | 27.92 | 29.932 | Calderdale | Leeds City Region
NPg Planning Scenario | Domestic storage installed capacity (MW) | County Durham | 0 | 0.086 | 0.341 | 0.633 | 0.976 | 1.401 | 2.013 | 2.862 | 3.864 | 5.025 | 6.34 | 7.801 | 9.46 | 11.314 | 13.331 | 15.512 | 17.859 | 20.375 | 23.056 | 25.904 | 28.915 | 32.128 | 35.538 | 39.13 | 42.889 | 46.823 | 50.927 | 55.21 | 59.666 | 64.287 | 69.087 | 74.062 | County Durham | North Eastern
NPg Planning Scenario | Domestic storage installed capacity (MW) | Craven | 0 | 0.015 | 0.061 | 0.112 | 0.173 | 0.249 | 0.357 | 0.508 | 0.687 | 0.892 | 1.126 | 1.386 | 1.681 | 2.011 | 2.368 | 2.756 | 3.173 | 3.62 | 4.098 | 4.603 | 5.139 | 5.709 | 6.315 | 6.953 | 7.623 | 8.321 | 9.049 | 9.811 | 10.602 | 11.424 | 12.278 | 13.161 | Craven | Leeds City Region | York and North Yorkshire
NPg Planning Scenario | Domestic storage installed capacity (MW) | Darlington | 0 | 0.016 | 0.061 | 0.113 | 0.174 | 0.248 | 0.357 | 0.509 | 0.686 | 0.892 | 1.126 | 1.388 | 1.681 | 2.011 | 2.37 | 2.757 | 3.174 | 3.622 | 4.098 | 4.604 | 5.139 | 5.71 | 6.317 | 6.956 | 7.624 | 8.323 | 9.051 | 9.813 | 10.606 | 11.426 | 12.281 | 13.164 | Darlington | Tees Valley
NPg Planning Scenario | Domestic storage installed capacity (MW) | Doncaster | 0 | 0.058 | 0.23 | 0.425 | 0.657 | 0.945 | 1.36 | 1.934 | 2.611 | 3.392 | 4.281 | 5.27 | 6.39 | 7.642 | 9.002 | 10.478 | 12.065 | 13.761 | 15.576 | 17.501 | 19.536 | 21.703 | 24.01 | 26.435 | 28.975 | 31.634 | 34.404 | 37.298 | 40.307 | 43.432 | 46.673 | 50.035 | Doncaster | Sheffield City Region
NPg Planning Scenario | Domestic storage installed capacity (MW) | East Lindsey | 0 | 0.007 | 0.027 | 0.048 | 0.074 | 0.107 | 0.154 | 0.218 | 0.296 | 0.385 | 0.485 | 0.597 | 0.725 | 0.867 | 1.019 | 1.187 | 1.366 | 1.56 | 1.765 | 1.983 | 2.213 | 2.459 | 2.72 | 2.995 | 3.282 | 3.584 | 3.898 | 4.226 | 4.567 | 4.92 | 5.288 | 5.668 | East Lindsey | Greater Lincolnshire
NPg Planning Scenario | Domestic storage installed capacity (MW) | East Riding of Yorkshire | 0 | 0.081 | 0.327 | 0.607 | 0.945 | 1.361 | 1.957 | 2.783 | 3.759 | 4.885 | 6.165 | 7.588 | 9.2 | 11.003 | 12.967 | 15.085 | 17.369 | 19.816 | 22.425 | 25.194 | 28.125 | 31.253 | 34.567 | 38.057 | 41.717 | 45.544 | 49.535 | 53.703 | 58.033 | 62.53 | 67.199 | 72.037 | East Riding of Yorkshire | Humber | York and North Yorkshire
NPg Planning Scenario | Domestic storage installed capacity (MW) | Gateshead | 0 | 0.028 | 0.11 | 0.205 | 0.318 | 0.458 | 0.66 | 0.936 | 1.265 | 1.644 | 2.074 | 2.553 | 3.097 | 3.7 | 4.361 | 5.074 | 5.844 | 6.668 | 7.543 | 8.478 | 9.463 | 10.512 | 11.631 | 12.805 | 14.035 | 15.323 | 16.666 | 18.066 | 19.524 | 21.04 | 22.609 | 24.237 | Gateshead | North Eastern
NPg Planning Scenario | Domestic storage installed capacity (MW) | Hambleton | 0 | 0.025 | 0.096 | 0.18 | 0.279 | 0.402 | 0.578 | 0.821 | 1.11 | 1.439 | 1.819 | 2.236 | 2.712 | 3.245 | 3.822 | 4.447 | 5.123 | 5.843 | 6.611 | 7.427 | 8.292 | 9.213 | 10.193 | 11.223 | 12.299 | 13.429 | 14.604 | 15.834 | 17.11 | 18.434 | 19.812 | 21.239 | Hambleton | York and North Yorkshire
NPg Planning Scenario | Domestic storage installed capacity (MW) | Harrogate | 0 | 0.034 | 0.132 | 0.244 | 0.378 | 0.545 | 0.781 | 1.111 | 1.501 | 1.949 | 2.462 | 3.03 | 3.674 | 4.392 | 5.175 | 6.023 | 6.935 | 7.912 | 8.954 | 10.058 | 11.229 | 12.476 | 13.8 | 15.196 | 16.656 | 18.183 | 19.777 | 21.439 | 23.169 | 24.965 | 26.829 | 28.76 | Harrogate | Leeds City Region | York and North Yorkshire
NPg Planning Scenario | Domestic storage installed capacity (MW) | Hartlepool | 0 | 0.013 | 0.053 | 0.099 | 0.154 | 0.221 | 0.318 | 0.452 | 0.608 | 0.792 | 0.998 | 1.229 | 1.49 | 1.782 | 2.099 | 2.444 | 2.814 | 3.211 | 3.633 | 4.081 | 4.556 | 5.061 | 5.6 | 6.165 | 6.757 | 7.377 | 8.024 | 8.699 | 9.4 | 10.128 | 10.885 | 11.668 | Hartlepool | Tees Valley
NPg Planning Scenario | Domestic storage installed capacity (MW) | High Peak | 0 | 0 | 0.001 | 0.002 | 0.003 | 0.004 | 0.006 | 0.008 | 0.011 | 0.015 | 0.019 | 0.023 | 0.028 | 0.033 | 0.039 | 0.045 | 0.052 | 0.059 | 0.067 | 0.076 | 0.084 | 0.094 | 0.104 | 0.114 | 0.125 | 0.137 | 0.149 | 0.161 | 0.174 | 0.188 | 0.202 | 0.216 | High Peak | Derby, Derbyshire, Nottingham and Nottinghamshire,
NPg Planning Scenario | Domestic storage installed capacity (MW) | Kingston upon Hull, City of | 0 | 0.043 | 0.163 | 0.305 | 0.471 | 0.677 | 0.972 | 1.382 | 1.867 | 2.424 | 3.063 | 3.77 | 4.568 | 5.464 | 6.437 | 7.493 | 8.625 | 9.841 | 11.135 | 12.51 | 13.967 | 15.519 | 17.167 | 18.901 | 20.716 | 22.616 | 24.6 | 26.668 | 28.822 | 31.053 | 33.368 | 35.773 | Kingston upon Hull, City of | Humber
NPg Planning Scenario | Domestic storage installed capacity (MW) | Kirklees | 0 | 0.067 | 0.273 | 0.509 | 0.787 | 1.13 | 1.626 | 2.308 | 3.12 | 4.053 | 5.116 | 6.299 | 7.636 | 9.134 | 10.761 | 12.523 | 14.418 | 16.447 | 18.611 | 20.912 | 23.344 | 25.936 | 28.693 | 31.59 | 34.624 | 37.804 | 41.112 | 44.57 | 48.171 | 51.901 | 55.778 | 59.794 | Kirklees | Leeds City Region
NPg Planning Scenario | Domestic storage installed capacity (MW) | Leeds | 0 | 0.115 | 0.452 | 0.847 | 1.311 | 1.884 | 2.707 | 3.845 | 5.195 | 6.752 | 8.523 | 10.492 | 12.719 | 15.213 | 17.922 | 20.86 | 24.019 | 27.395 | 31.005 | 34.832 | 38.886 | 43.202 | 47.796 | 52.624 | 57.669 | 62.968 | 68.484 | 74.246 | 80.237 | 86.449 | 92.907 | 99.595 | Leeds | Leeds City Region
NPg Planning Scenario | Domestic storage installed capacity (MW) | Middlesbrough | 0 | 0.019 | 0.076 | 0.141 | 0.218 | 0.313 | 0.452 | 0.643 | 0.868 | 1.127 | 1.422 | 1.751 | 2.121 | 2.539 | 2.99 | 3.48 | 4.008 | 4.571 | 5.173 | 5.812 | 6.489 | 7.208 | 7.974 | 8.78 | 9.624 | 10.506 | 11.427 | 12.388 | 13.388 | 14.424 | 15.501 | 16.616 | Middlesbrough | Tees Valley
NPg Planning Scenario | Domestic storage installed capacity (MW) | Newcastle upon Tyne | 0 | 0.035 | 0.144 | 0.267 | 0.411 | 0.592 | 0.853 | 1.211 | 1.637 | 2.125 | 2.679 | 3.3 | 4 | 4.785 | 5.639 | 6.562 | 7.555 | 8.617 | 9.751 | 10.955 | 12.227 | 13.592 | 15.032 | 16.551 | 18.141 | 19.804 | 21.541 | 23.351 | 25.236 | 27.191 | 29.22 | 31.326 | Newcastle upon Tyne | North Eastern
NPg Planning Scenario | Domestic storage installed capacity (MW) | North East Derbyshire | 0 | 0.002 | 0.008 | 0.015 | 0.023 | 0.032 | 0.047 | 0.066 | 0.089 | 0.116 | 0.146 | 0.181 | 0.219 | 0.262 | 0.308 | 0.359 | 0.413 | 0.471 | 0.533 | 0.6 | 0.669 | 0.743 | 0.822 | 0.905 | 0.992 | 1.083 | 1.178 | 1.277 | 1.38 | 1.487 | 1.599 | 1.713 | North East Derbyshire | Derby, Derbyshire, Nottingham and Nottinghamshire | Sheffield City Region
NPg Planning Scenario | Domestic storage installed capacity (MW) | North East Lincolnshire | 0 | 0.033 | 0.128 | 0.237 | 0.366 | 0.527 | 0.758 | 1.076 | 1.454 | 1.89 | 2.385 | 2.937 | 3.56 | 4.259 | 5.018 | 5.84 | 6.724 | 7.67 | 8.678 | 9.751 | 10.884 | 12.093 | 13.379 | 14.731 | 16.146 | 17.628 | 19.173 | 20.785 | 22.461 | 24.2 | 26.006 | 27.88 | North East Lincolnshire | Greater Lincolnshire | Humber
NPg Planning Scenario | Domestic storage installed capacity (MW) | North Lincolnshire | 0 | 0.042 | 0.163 | 0.306 | 0.472 | 0.677 | 0.975 | 1.384 | 1.873 | 2.434 | 3.071 | 3.781 | 4.585 | 5.483 | 6.459 | 7.519 | 8.655 | 9.875 | 11.176 | 12.554 | 14.018 | 15.571 | 17.227 | 18.967 | 20.79 | 22.697 | 24.686 | 26.76 | 28.918 | 31.162 | 33.488 | 35.899 | North Lincolnshire | Greater Lincolnshire | Humber
NPg Planning Scenario | Domestic storage installed capacity (MW) | North Tyneside | 0 | 0.03 | 0.119 | 0.218 | 0.338 | 0.489 | 0.703 | 1 | 1.348 | 1.753 | 2.213 | 2.724 | 3.301 | 3.949 | 4.651 | 5.414 | 6.234 | 7.111 | 8.047 | 9.041 | 10.092 | 11.214 | 12.406 | 13.658 | 14.971 | 16.343 | 17.775 | 19.27 | 20.825 | 22.438 | 24.115 | 25.849 | North Tyneside | North Eastern
NPg Planning Scenario | Domestic storage installed capacity (MW) | Northumberland | 0 | 0.069 | 0.264 | 0.492 | 0.764 | 1.096 | 1.576 | 2.237 | 3.024 | 3.928 | 4.96 | 6.105 | 7.399 | 8.849 | 10.426 | 12.132 | 13.967 | 15.936 | 18.032 | 20.258 | 22.617 | 25.129 | 27.798 | 30.607 | 33.546 | 36.624 | 39.833 | 43.183 | 46.665 | 50.283 | 54.035 | 57.926 | Northumberland | North Eastern
NPg Planning Scenario | Domestic storage installed capacity (MW) | Pendle | 0 | 0.001 | 0.006 | 0.01 | 0.017 | 0.023 | 0.033 | 0.048 | 0.065 | 0.084 | 0.107 | 0.132 | 0.159 | 0.19 | 0.224 | 0.261 | 0.3 | 0.342 | 0.387 | 0.435 | 0.486 | 0.539 | 0.597 | 0.658 | 0.721 | 0.787 | 0.856 | 0.928 | 1.002 | 1.08 | 1.161 | 1.244 | Pendle | Lancashire
NPg Planning Scenario | Domestic storage installed capacity (MW) | Redcar and Cleveland | 0 | 0.024 | 0.096 | 0.18 | 0.278 | 0.4 | 0.575 | 0.817 | 1.104 | 1.434 | 1.811 | 2.228 | 2.7 | 3.23 | 3.806 | 4.428 | 5.099 | 5.818 | 6.583 | 7.395 | 8.256 | 9.174 | 10.149 | 11.173 | 12.246 | 13.37 | 14.541 | 15.765 | 17.037 | 18.356 | 19.727 | 21.146 | Redcar and Cleveland | Tees Valley
NPg Planning Scenario | Domestic storage installed capacity (MW) | Richmondshire | 0 | 0.014 | 0.057 | 0.106 | 0.163 | 0.234 | 0.336 | 0.478 | 0.646 | 0.838 | 1.06 | 1.303 | 1.58 | 1.89 | 2.226 | 2.59 | 2.983 | 3.403 | 3.851 | 4.326 | 4.83 | 5.366 | 5.937 | 6.537 | 7.164 | 7.821 | 8.506 | 9.222 | 9.966 | 10.738 | 11.538 | 12.37 | Richmondshire | York and North Yorkshire
NPg Planning Scenario | Domestic storage installed capacity (MW) | Rotherham | 0 | 0.044 | 0.177 | 0.329 | 0.511 | 0.732 | 1.056 | 1.498 | 2.024 | 2.631 | 3.321 | 4.089 | 4.957 | 5.928 | 6.983 | 8.127 | 9.359 | 10.674 | 12.081 | 13.572 | 15.153 | 16.834 | 18.624 | 20.504 | 22.472 | 24.535 | 26.684 | 28.928 | 31.264 | 33.686 | 36.202 | 38.81 | Rotherham | Sheffield City Region
NPg Planning Scenario | Domestic storage installed capacity (MW) | Ryedale | 0 | 0.018 | 0.069 | 0.127 | 0.199 | 0.287 | 0.412 | 0.583 | 0.788 | 1.025 | 1.294 | 1.592 | 1.93 | 2.308 | 2.719 | 3.164 | 3.643 | 4.157 | 4.703 | 5.285 | 5.899 | 6.554 | 7.251 | 7.983 | 8.749 | 9.553 | 10.39 | 11.265 | 12.173 | 13.115 | 14.095 | 15.109 | Ryedale | York and North Yorkshire
NPg Planning Scenario | Domestic storage installed capacity (MW) | Scarborough | 0 | 0.023 | 0.086 | 0.158 | 0.249 | 0.358 | 0.512 | 0.729 | 0.985 | 1.279 | 1.615 | 1.987 | 2.411 | 2.883 | 3.396 | 3.952 | 4.55 | 5.192 | 5.874 | 6.602 | 7.368 | 8.186 | 9.058 | 9.97 | 10.931 | 11.932 | 12.977 | 14.068 | 15.204 | 16.38 | 17.604 | 18.874 | Scarborough | York and North Yorkshire
NPg Planning Scenario | Domestic storage installed capacity (MW) | Selby | 0 | 0.019 | 0.078 | 0.142 | 0.223 | 0.318 | 0.459 | 0.652 | 0.882 | 1.145 | 1.444 | 1.777 | 2.156 | 2.579 | 3.038 | 3.538 | 4.072 | 4.646 | 5.257 | 5.908 | 6.594 | 7.326 | 8.105 | 8.923 | 9.78 | 10.678 | 11.614 | 12.589 | 13.606 | 14.661 | 15.755 | 16.888 | Selby | Leeds City Region | York and North Yorkshire
NPg Planning Scenario | Domestic storage installed capacity (MW) | Sheffield | 0 | 0.08 | 0.312 | 0.582 | 0.906 | 1.302 | 1.873 | 2.666 | 3.596 | 4.672 | 5.896 | 7.261 | 8.805 | 10.529 | 12.406 | 14.436 | 16.614 | 18.958 | 21.452 | 24.103 | 26.909 | 29.896 | 33.071 | 36.411 | 39.91 | 43.573 | 47.394 | 51.375 | 55.523 | 59.823 | 64.292 | 68.922 | Sheffield | Sheffield City Region
NPg Planning Scenario | Domestic storage installed capacity (MW) | South Tyneside | 0 | 0.021 | 0.08 | 0.152 | 0.235 | 0.337 | 0.484 | 0.691 | 0.931 | 1.208 | 1.526 | 1.878 | 2.276 | 2.724 | 3.208 | 3.733 | 4.298 | 4.905 | 5.55 | 6.235 | 6.96 | 7.733 | 8.556 | 9.419 | 10.325 | 11.271 | 12.258 | 13.289 | 14.362 | 15.475 | 16.628 | 17.828 | South Tyneside | North Eastern
NPg Planning Scenario | Domestic storage installed capacity (MW) | Stockton-on-Tees | 0 | 0.029 | 0.116 | 0.215 | 0.335 | 0.481 | 0.689 | 0.982 | 1.324 | 1.72 | 2.171 | 2.673 | 3.24 | 3.876 | 4.565 | 5.312 | 6.118 | 6.978 | 7.897 | 8.872 | 9.905 | 11.006 | 12.175 | 13.404 | 14.692 | 16.04 | 17.444 | 18.912 | 20.437 | 22.021 | 23.664 | 25.369 | Stockton-on-Tees | Tees Valley
NPg Planning Scenario | Domestic storage installed capacity (MW) | Sunderland | 0 | 0.04 | 0.161 | 0.301 | 0.467 | 0.668 | 0.963 | 1.366 | 1.846 | 2.4 | 3.027 | 3.727 | 4.517 | 5.403 | 6.367 | 7.408 | 8.528 | 9.731 | 11.011 | 12.372 | 13.81 | 15.344 | 16.973 | 18.689 | 20.484 | 22.364 | 24.323 | 26.37 | 28.495 | 30.703 | 32.993 | 35.372 | Sunderland | North Eastern
NPg Planning Scenario | Domestic storage installed capacity (MW) | Wakefield | 0 | 0.059 | 0.231 | 0.436 | 0.678 | 0.971 | 1.4 | 1.99 | 2.686 | 3.49 | 4.401 | 5.422 | 6.573 | 7.858 | 9.259 | 10.775 | 12.408 | 14.156 | 16.018 | 17.996 | 20.092 | 22.323 | 24.694 | 27.186 | 29.797 | 32.53 | 35.385 | 38.362 | 41.454 | 44.666 | 48.003 | 51.458 | Wakefield | Leeds City Region
NPg Planning Scenario | Domestic storage installed capacity (MW) | West Lindsey | 0 | 0.006 | 0.026 | 0.047 | 0.075 | 0.107 | 0.153 | 0.219 | 0.295 | 0.383 | 0.482 | 0.594 | 0.721 | 0.862 | 1.016 | 1.182 | 1.362 | 1.555 | 1.759 | 1.975 | 2.206 | 2.45 | 2.711 | 2.985 | 3.272 | 3.571 | 3.885 | 4.211 | 4.549 | 4.903 | 5.268 | 5.648 | West Lindsey | Greater Lincolnshire
NPg Planning Scenario | Domestic storage installed capacity (MW) | York | 0 | 0.03 | 0.124 | 0.231 | 0.356 | 0.511 | 0.733 | 1.042 | 1.409 | 1.831 | 2.312 | 2.844 | 3.448 | 4.125 | 4.859 | 5.654 | 6.511 | 7.427 | 8.406 | 9.442 | 10.541 | 11.711 | 12.957 | 14.263 | 15.635 | 17.069 | 18.565 | 20.125 | 21.75 | 23.435 | 25.183 | 26.997 | York | Leeds City Region | York and North Yorkshire
NG FES - Steady Progression | Domestic storage installed capacity (MW) | Barnsley | 0 | 0.038 | 0.087 | 0.138 | 0.188 | 0.243 | 0.299 | 0.36 | 0.426 | 0.5 | 0.581 | 0.666 | 0.764 | 0.865 | 0.976 | 1.092 | 1.213 | 1.338 | 1.471 | 1.609 | 1.757 | 1.915 | 2.073 | 2.238 | 2.412 | 2.591 | 2.772 | 2.962 | 3.163 | 3.362 | 3.57 | 3.779 | Barnsley | Leeds City Region | Sheffield City Region
NG FES - Steady Progression | Domestic storage installed capacity (MW) | Bassetlaw | 0 | 0.002 | 0.005 | 0.008 | 0.01 | 0.013 | 0.017 | 0.019 | 0.023 | 0.027 | 0.032 | 0.037 | 0.041 | 0.047 | 0.054 | 0.059 | 0.066 | 0.073 | 0.08 | 0.088 | 0.096 | 0.105 | 0.113 | 0.122 | 0.13 | 0.141 | 0.15 | 0.161 | 0.171 | 0.182 | 0.194 | 0.205 | Bassetlaw | Derby, Derbyshire, Nottingham and Nottinghamshire | Sheffield City Region
NG FES - Steady Progression | Domestic storage installed capacity (MW) | Bradford | 0 | 0.076 | 0.167 | 0.264 | 0.366 | 0.466 | 0.57 | 0.685 | 0.812 | 0.954 | 1.104 | 1.271 | 1.461 | 1.656 | 1.864 | 2.082 | 2.314 | 2.554 | 2.812 | 3.075 | 3.36 | 3.655 | 3.96 | 4.278 | 4.605 | 4.95 | 5.295 | 5.654 | 6.035 | 6.417 | 6.812 | 7.221 | Bradford | Leeds City Region
NG FES - Steady Progression | Domestic storage installed capacity (MW) | Calderdale | 0 | 0.033 | 0.077 | 0.119 | 0.165 | 0.212 | 0.259 | 0.313 | 0.369 | 0.434 | 0.502 | 0.579 | 0.664 | 0.755 | 0.848 | 0.947 | 1.052 | 1.163 | 1.279 | 1.399 | 1.526 | 1.664 | 1.804 | 1.946 | 2.095 | 2.253 | 2.41 | 2.576 | 2.746 | 2.92 | 3.1 | 3.286 | Calderdale | Leeds City Region
NG FES - Steady Progression | Domestic storage installed capacity (MW) | County Durham | 0 | 0.086 | 0.193 | 0.299 | 0.411 | 0.522 | 0.64 | 0.767 | 0.914 | 1.074 | 1.246 | 1.435 | 1.643 | 1.864 | 2.099 | 2.346 | 2.605 | 2.877 | 3.163 | 3.462 | 3.782 | 4.12 | 4.458 | 4.814 | 5.184 | 5.575 | 5.966 | 6.374 | 6.798 | 7.229 | 7.672 | 8.132 | County Durham | North Eastern
NG FES - Steady Progression | Domestic storage installed capacity (MW) | Craven | 0 | 0.015 | 0.034 | 0.054 | 0.072 | 0.093 | 0.114 | 0.136 | 0.162 | 0.191 | 0.22 | 0.254 | 0.292 | 0.331 | 0.372 | 0.417 | 0.464 | 0.511 | 0.562 | 0.616 | 0.671 | 0.731 | 0.792 | 0.856 | 0.921 | 0.989 | 1.06 | 1.132 | 1.208 | 1.284 | 1.364 | 1.445 | Craven | Leeds City Region | York and North Yorkshire
NG FES - Steady Progression | Domestic storage installed capacity (MW) | Darlington | 0 | 0.016 | 0.035 | 0.054 | 0.071 | 0.093 | 0.114 | 0.137 | 0.163 | 0.189 | 0.22 | 0.256 | 0.292 | 0.331 | 0.374 | 0.417 | 0.464 | 0.511 | 0.563 | 0.615 | 0.672 | 0.732 | 0.793 | 0.855 | 0.92 | 0.99 | 1.061 | 1.132 | 1.209 | 1.283 | 1.364 | 1.445 | Darlington | Tees Valley
NG FES - Steady Progression | Domestic storage installed capacity (MW) | Doncaster | 0 | 0.058 | 0.129 | 0.201 | 0.276 | 0.355 | 0.433 | 0.517 | 0.618 | 0.724 | 0.839 | 0.966 | 1.109 | 1.26 | 1.417 | 1.585 | 1.759 | 1.946 | 2.138 | 2.34 | 2.553 | 2.783 | 3.013 | 3.251 | 3.5 | 3.766 | 4.031 | 4.303 | 4.592 | 4.883 | 5.183 | 5.49 | Doncaster | Sheffield City Region
NG FES - Steady Progression | Domestic storage installed capacity (MW) | East Lindsey | 0 | 0.007 | 0.014 | 0.023 | 0.032 | 0.039 | 0.049 | 0.058 | 0.07 | 0.082 | 0.096 | 0.11 | 0.125 | 0.143 | 0.161 | 0.18 | 0.201 | 0.221 | 0.243 | 0.265 | 0.289 | 0.315 | 0.341 | 0.368 | 0.396 | 0.428 | 0.457 | 0.487 | 0.519 | 0.554 | 0.586 | 0.621 | East Lindsey | Greater Lincolnshire
NG FES - Steady Progression | Domestic storage installed capacity (MW) | East Riding of Yorkshire | 0 | 0.081 | 0.186 | 0.291 | 0.398 | 0.509 | 0.624 | 0.748 | 0.889 | 1.042 | 1.21 | 1.395 | 1.598 | 1.811 | 2.04 | 2.278 | 2.534 | 2.801 | 3.079 | 3.367 | 3.679 | 4.006 | 4.337 | 4.682 | 5.044 | 5.422 | 5.805 | 6.196 | 6.613 | 7.03 | 7.461 | 7.908 | East Riding of Yorkshire | Humber | York and North Yorkshire
NG FES - Steady Progression | Domestic storage installed capacity (MW) | Gateshead | 0 | 0.028 | 0.062 | 0.099 | 0.135 | 0.173 | 0.21 | 0.253 | 0.3 | 0.353 | 0.409 | 0.469 | 0.537 | 0.609 | 0.688 | 0.768 | 0.853 | 0.942 | 1.034 | 1.134 | 1.236 | 1.348 | 1.46 | 1.576 | 1.696 | 1.824 | 1.952 | 2.085 | 2.224 | 2.367 | 2.511 | 2.661 | Gateshead | North Eastern
NG FES - Steady Progression | Domestic storage installed capacity (MW) | Hambleton | 0 | 0.025 | 0.054 | 0.086 | 0.118 | 0.149 | 0.184 | 0.22 | 0.261 | 0.309 | 0.357 | 0.412 | 0.47 | 0.535 | 0.603 | 0.673 | 0.748 | 0.825 | 0.907 | 0.994 | 1.083 | 1.18 | 1.279 | 1.381 | 1.488 | 1.599 | 1.712 | 1.828 | 1.949 | 2.073 | 2.201 | 2.332 | Hambleton | York and North Yorkshire
NG FES - Steady Progression | Domestic storage installed capacity (MW) | Harrogate | 0 | 0.034 | 0.074 | 0.117 | 0.161 | 0.205 | 0.249 | 0.297 | 0.357 | 0.417 | 0.486 | 0.557 | 0.638 | 0.723 | 0.816 | 0.912 | 1.012 | 1.118 | 1.231 | 1.346 | 1.469 | 1.6 | 1.731 | 1.871 | 2.012 | 2.164 | 2.317 | 2.474 | 2.638 | 2.807 | 2.979 | 3.157 | Harrogate | Leeds City Region | York and North Yorkshire
NG FES - Steady Progression | Domestic storage installed capacity (MW) | Hartlepool | 0 | 0.013 | 0.031 | 0.047 | 0.065 | 0.084 | 0.1 | 0.122 | 0.143 | 0.169 | 0.197 | 0.225 | 0.26 | 0.294 | 0.331 | 0.37 | 0.411 | 0.453 | 0.499 | 0.546 | 0.595 | 0.649 | 0.702 | 0.758 | 0.818 | 0.879 | 0.939 | 1.004 | 1.07 | 1.138 | 1.209 | 1.281 | Hartlepool | Tees Valley
NG FES - Steady Progression | Domestic storage installed capacity (MW) | High Peak | 0 | 0 | 0.001 | 0.001 | 0.001 | 0.002 | 0.002 | 0.002 | 0.003 | 0.003 | 0.004 | 0.004 | 0.005 | 0.005 | 0.006 | 0.007 | 0.008 | 0.008 | 0.009 | 0.01 | 0.011 | 0.012 | 0.013 | 0.014 | 0.015 | 0.016 | 0.017 | 0.019 | 0.02 | 0.021 | 0.022 | 0.024 | High Peak | Derby, Derbyshire, Nottingham and Nottinghamshire,
NG FES - Steady Progression | Domestic storage installed capacity (MW) | Kingston upon Hull, City of | 0 | 0.043 | 0.093 | 0.145 | 0.197 | 0.255 | 0.309 | 0.372 | 0.443 | 0.519 | 0.604 | 0.693 | 0.793 | 0.898 | 1.015 | 1.133 | 1.258 | 1.391 | 1.528 | 1.672 | 1.824 | 1.99 | 2.153 | 2.326 | 2.506 | 2.692 | 2.882 | 3.076 | 3.282 | 3.491 | 3.705 | 3.928 | Kingston upon Hull, City of | Humber
NG FES - Steady Progression | Domestic storage installed capacity (MW) | Kirklees | 0 | 0.067 | 0.154 | 0.246 | 0.33 | 0.421 | 0.515 | 0.619 | 0.738 | 0.868 | 1.003 | 1.156 | 1.323 | 1.504 | 1.693 | 1.893 | 2.103 | 2.324 | 2.554 | 2.794 | 3.052 | 3.324 | 3.599 | 3.887 | 4.186 | 4.5 | 4.818 | 5.144 | 5.488 | 5.835 | 6.195 | 6.563 | Kirklees | Leeds City Region
NG FES - Steady Progression | Domestic storage installed capacity (MW) | Leeds | 0 | 0.115 | 0.257 | 0.402 | 0.552 | 0.701 | 0.863 | 1.03 | 1.233 | 1.441 | 1.674 | 1.927 | 2.212 | 2.502 | 2.825 | 3.152 | 3.504 | 3.866 | 4.255 | 4.653 | 5.082 | 5.541 | 5.992 | 6.472 | 6.973 | 7.494 | 8.022 | 8.567 | 9.136 | 9.719 | 10.318 | 10.931 | Leeds | Leeds City Region
NG FES - Steady Progression | Domestic storage installed capacity (MW) | Middlesbrough | 0 | 0.019 | 0.044 | 0.068 | 0.092 | 0.118 | 0.144 | 0.173 | 0.205 | 0.24 | 0.28 | 0.321 | 0.37 | 0.418 | 0.47 | 0.526 | 0.585 | 0.647 | 0.711 | 0.778 | 0.848 | 0.924 | 0.999 | 1.082 | 1.164 | 1.25 | 1.338 | 1.43 | 1.526 | 1.622 | 1.722 | 1.824 | Middlesbrough | Tees Valley
NG FES - Steady Progression | Domestic storage installed capacity (MW) | Newcastle upon Tyne | 0 | 0.035 | 0.081 | 0.128 | 0.175 | 0.224 | 0.273 | 0.325 | 0.388 | 0.455 | 0.528 | 0.606 | 0.695 | 0.79 | 0.888 | 0.992 | 1.103 | 1.219 | 1.338 | 1.465 | 1.597 | 1.745 | 1.887 | 2.037 | 2.195 | 2.357 | 2.523 | 2.693 | 2.876 | 3.059 | 3.245 | 3.439 | Newcastle upon Tyne | North Eastern
NG FES - Steady Progression | Domestic storage installed capacity (MW) | North East Derbyshire | 0 | 0.002 | 0.004 | 0.007 | 0.009 | 0.012 | 0.015 | 0.018 | 0.022 | 0.025 | 0.029 | 0.033 | 0.038 | 0.043 | 0.048 | 0.054 | 0.061 | 0.066 | 0.073 | 0.08 | 0.087 | 0.095 | 0.103 | 0.111 | 0.12 | 0.129 | 0.138 | 0.148 | 0.157 | 0.167 | 0.177 | 0.188 | North East Derbyshire | Derby, Derbyshire, Nottingham and Nottinghamshire | Sheffield City Region
NG FES - Steady Progression | Domestic storage installed capacity (MW) | North East Lincolnshire | 0 | 0.033 | 0.071 | 0.113 | 0.153 | 0.199 | 0.24 | 0.289 | 0.346 | 0.405 | 0.468 | 0.538 | 0.618 | 0.701 | 0.79 | 0.883 | 0.981 | 1.083 | 1.189 | 1.302 | 1.423 | 1.551 | 1.677 | 1.813 | 1.95 | 2.099 | 2.245 | 2.397 | 2.558 | 2.719 | 2.888 | 3.06 | North East Lincolnshire | Greater Lincolnshire | Humber
NG FES - Steady Progression | Domestic storage installed capacity (MW) | North Lincolnshire | 0 | 0.042 | 0.093 | 0.144 | 0.199 | 0.255 | 0.31 | 0.372 | 0.443 | 0.519 | 0.602 | 0.695 | 0.795 | 0.902 | 1.018 | 1.135 | 1.262 | 1.396 | 1.531 | 1.678 | 1.832 | 1.995 | 2.161 | 2.333 | 2.51 | 2.7 | 2.891 | 3.089 | 3.294 | 3.503 | 3.718 | 3.94 | North Lincolnshire | Greater Lincolnshire | Humber
NG FES - Steady Progression | Domestic storage installed capacity (MW) | North Tyneside | 0 | 0.03 | 0.067 | 0.106 | 0.143 | 0.184 | 0.224 | 0.269 | 0.32 | 0.375 | 0.433 | 0.5 | 0.575 | 0.652 | 0.734 | 0.819 | 0.909 | 1.005 | 1.105 | 1.208 | 1.319 | 1.438 | 1.556 | 1.681 | 1.809 | 1.945 | 2.081 | 2.223 | 2.372 | 2.523 | 2.678 | 2.839 | North Tyneside | North Eastern
NG FES - Steady Progression | Domestic storage installed capacity (MW) | Northumberland | 0 | 0.069 | 0.149 | 0.234 | 0.321 | 0.411 | 0.506 | 0.604 | 0.715 | 0.841 | 0.971 | 1.121 | 1.285 | 1.457 | 1.642 | 1.836 | 2.039 | 2.251 | 2.476 | 2.708 | 2.959 | 3.222 | 3.488 | 3.767 | 4.055 | 4.36 | 4.667 | 4.982 | 5.317 | 5.655 | 6.001 | 6.359 | Northumberland | North Eastern
NG FES - Steady Progression | Domestic storage installed capacity (MW) | Pendle | 0 | 0.001 | 0.003 | 0.006 | 0.006 | 0.009 | 0.01 | 0.013 | 0.016 | 0.019 | 0.02 | 0.023 | 0.028 | 0.032 | 0.035 | 0.039 | 0.045 | 0.048 | 0.053 | 0.058 | 0.064 | 0.069 | 0.074 | 0.081 | 0.087 | 0.094 | 0.1 | 0.107 | 0.114 | 0.122 | 0.129 | 0.136 | Pendle | Lancashire
NG FES - Steady Progression | Domestic storage installed capacity (MW) | Redcar and Cleveland | 0 | 0.024 | 0.055 | 0.086 | 0.118 | 0.15 | 0.183 | 0.219 | 0.262 | 0.306 | 0.356 | 0.408 | 0.469 | 0.533 | 0.6 | 0.67 | 0.744 | 0.822 | 0.904 | 0.989 | 1.08 | 1.176 | 1.273 | 1.374 | 1.481 | 1.592 | 1.703 | 1.82 | 1.941 | 2.064 | 2.192 | 2.321 | Redcar and Cleveland | Tees Valley
NG FES - Steady Progression | Domestic storage installed capacity (MW) | Richmondshire | 0 | 0.014 | 0.033 | 0.05 | 0.068 | 0.088 | 0.108 | 0.127 | 0.152 | 0.179 | 0.207 | 0.24 | 0.274 | 0.312 | 0.351 | 0.392 | 0.436 | 0.482 | 0.528 | 0.579 | 0.632 | 0.689 | 0.745 | 0.805 | 0.866 | 0.931 | 0.997 | 1.065 | 1.136 | 1.208 | 1.281 | 1.357 | Richmondshire | York and North Yorkshire
NG FES - Steady Progression | Domestic storage installed capacity (MW) | Rotherham | 0 | 0.044 | 0.1 | 0.156 | 0.215 | 0.274 | 0.336 | 0.401 | 0.481 | 0.561 | 0.652 | 0.752 | 0.86 | 0.975 | 1.101 | 1.228 | 1.367 | 1.505 | 1.658 | 1.815 | 1.98 | 2.158 | 2.335 | 2.522 | 2.715 | 2.922 | 3.124 | 3.336 | 3.562 | 3.789 | 4.019 | 4.261 | Rotherham | Sheffield City Region
NG FES - Steady Progression | Domestic storage installed capacity (MW) | Ryedale | 0 | 0.018 | 0.039 | 0.062 | 0.083 | 0.107 | 0.131 | 0.156 | 0.187 | 0.219 | 0.254 | 0.292 | 0.335 | 0.38 | 0.428 | 0.479 | 0.531 | 0.588 | 0.645 | 0.706 | 0.773 | 0.84 | 0.909 | 0.982 | 1.058 | 1.137 | 1.217 | 1.3 | 1.387 | 1.476 | 1.566 | 1.658 | Ryedale | York and North Yorkshire
NG FES - Steady Progression | Domestic storage installed capacity (MW) | Scarborough | 0 | 0.023 | 0.05 | 0.077 | 0.105 | 0.133 | 0.165 | 0.196 | 0.232 | 0.274 | 0.317 | 0.363 | 0.419 | 0.476 | 0.534 | 0.597 | 0.664 | 0.734 | 0.806 | 0.883 | 0.963 | 1.051 | 1.136 | 1.227 | 1.32 | 1.421 | 1.521 | 1.625 | 1.732 | 1.842 | 1.954 | 2.072 | Scarborough | York and North Yorkshire
NG FES - Steady Progression | Domestic storage installed capacity (MW) | Selby | 0 | 0.019 | 0.043 | 0.068 | 0.094 | 0.119 | 0.147 | 0.176 | 0.209 | 0.244 | 0.285 | 0.328 | 0.374 | 0.425 | 0.478 | 0.534 | 0.593 | 0.656 | 0.722 | 0.79 | 0.862 | 0.94 | 1.016 | 1.097 | 1.182 | 1.271 | 1.361 | 1.453 | 1.552 | 1.648 | 1.749 | 1.854 | Selby | Leeds City Region | York and North Yorkshire
NG FES - Steady Progression | Domestic storage installed capacity (MW) | Sheffield | 0 | 0.08 | 0.177 | 0.279 | 0.382 | 0.485 | 0.594 | 0.716 | 0.851 | 0.997 | 1.158 | 1.332 | 1.525 | 1.735 | 1.953 | 2.184 | 2.424 | 2.677 | 2.941 | 3.222 | 3.518 | 3.832 | 4.148 | 4.479 | 4.825 | 5.184 | 5.552 | 5.926 | 6.324 | 6.725 | 7.14 | 7.565 | Sheffield | Sheffield City Region
NG FES - Steady Progression | Domestic storage installed capacity (MW) | South Tyneside | 0 | 0.021 | 0.048 | 0.073 | 0.098 | 0.128 | 0.155 | 0.185 | 0.221 | 0.259 | 0.3 | 0.343 | 0.396 | 0.449 | 0.506 | 0.564 | 0.628 | 0.693 | 0.763 | 0.834 | 0.909 | 0.99 | 1.072 | 1.157 | 1.249 | 1.343 | 1.436 | 1.533 | 1.635 | 1.741 | 1.847 | 1.956 | South Tyneside | North Eastern
NG FES - Steady Progression | Domestic storage installed capacity (MW) | Stockton-on-Tees | 0 | 0.029 | 0.066 | 0.103 | 0.141 | 0.179 | 0.218 | 0.264 | 0.314 | 0.368 | 0.427 | 0.491 | 0.563 | 0.639 | 0.72 | 0.803 | 0.894 | 0.985 | 1.084 | 1.186 | 1.296 | 1.411 | 1.526 | 1.65 | 1.777 | 1.91 | 2.043 | 2.184 | 2.329 | 2.476 | 2.629 | 2.785 | Stockton-on-Tees | Tees Valley
NG FES - Steady Progression | Domestic storage installed capacity (MW) | Sunderland | 0 | 0.04 | 0.092 | 0.144 | 0.195 | 0.252 | 0.307 | 0.368 | 0.439 | 0.513 | 0.594 | 0.685 | 0.785 | 0.891 | 1.003 | 1.121 | 1.244 | 1.373 | 1.511 | 1.654 | 1.805 | 1.968 | 2.13 | 2.302 | 2.476 | 2.663 | 2.85 | 3.042 | 3.246 | 3.452 | 3.664 | 3.884 | Sunderland | North Eastern
NG FES - Steady Progression | Domestic storage installed capacity (MW) | Wakefield | 0 | 0.059 | 0.131 | 0.209 | 0.287 | 0.363 | 0.444 | 0.532 | 0.635 | 0.746 | 0.863 | 0.994 | 1.141 | 1.294 | 1.456 | 1.63 | 1.811 | 1.997 | 2.198 | 2.406 | 2.626 | 2.861 | 3.096 | 3.347 | 3.601 | 3.873 | 4.145 | 4.425 | 4.724 | 5.022 | 5.332 | 5.645 | Wakefield | Leeds City Region
NG FES - Steady Progression | Domestic storage installed capacity (MW) | West Lindsey | 0 | 0.006 | 0.014 | 0.023 | 0.032 | 0.041 | 0.049 | 0.058 | 0.07 | 0.083 | 0.095 | 0.108 | 0.126 | 0.141 | 0.16 | 0.18 | 0.197 | 0.22 | 0.241 | 0.265 | 0.288 | 0.314 | 0.341 | 0.368 | 0.396 | 0.426 | 0.454 | 0.485 | 0.519 | 0.551 | 0.585 | 0.62 | West Lindsey | Greater Lincolnshire
NG FES - Steady Progression | Domestic storage installed capacity (MW) | York | 0 | 0.03 | 0.07 | 0.11 | 0.151 | 0.19 | 0.234 | 0.281 | 0.334 | 0.39 | 0.455 | 0.522 | 0.599 | 0.679 | 0.763 | 0.855 | 0.95 | 1.05 | 1.152 | 1.263 | 1.379 | 1.501 | 1.625 | 1.754 | 1.891 | 2.031 | 2.174 | 2.324 | 2.477 | 2.636 | 2.798 | 2.964 | York | Leeds City Region | York and North Yorkshire
NG FES - System Transformation | Domestic storage installed capacity (MW) | Barnsley | 0 | 0.038 | 0.087 | 0.142 | 0.199 | 0.265 | 0.345 | 0.437 | 0.549 | 0.681 | 0.826 | 0.988 | 1.164 | 1.366 | 1.579 | 1.811 | 2.055 | 2.318 | 2.598 | 2.892 | 3.2 | 3.527 | 3.87 | 4.229 | 4.6 | 4.992 | 5.398 | 5.818 | 6.256 | 6.709 | 7.181 | 7.665 | Barnsley | Leeds City Region | Sheffield City Region
NG FES - System Transformation | Domestic storage installed capacity (MW) | Bassetlaw | 0 | 0.002 | 0.005 | 0.008 | 0.01 | 0.015 | 0.019 | 0.024 | 0.03 | 0.037 | 0.045 | 0.054 | 0.064 | 0.074 | 0.086 | 0.098 | 0.112 | 0.126 | 0.141 | 0.157 | 0.174 | 0.192 | 0.21 | 0.229 | 0.25 | 0.272 | 0.293 | 0.317 | 0.34 | 0.364 | 0.39 | 0.417 | Bassetlaw | Derby, Derbyshire, Nottingham and Nottinghamshire | Sheffield City Region
NG FES - System Transformation | Domestic storage installed capacity (MW) | Bradford | 0 | 0.076 | 0.168 | 0.268 | 0.383 | 0.504 | 0.655 | 0.833 | 1.051 | 1.3 | 1.582 | 1.89 | 2.23 | 2.611 | 3.019 | 3.453 | 3.927 | 4.429 | 4.959 | 5.519 | 6.111 | 6.735 | 7.392 | 8.074 | 8.789 | 9.534 | 10.308 | 11.11 | 11.946 | 12.814 | 13.713 | 14.638 | Bradford | Leeds City Region
NG FES - System Transformation | Domestic storage installed capacity (MW) | Calderdale | 0 | 0.033 | 0.077 | 0.122 | 0.174 | 0.229 | 0.299 | 0.381 | 0.477 | 0.593 | 0.722 | 0.859 | 1.016 | 1.186 | 1.374 | 1.574 | 1.788 | 2.015 | 2.258 | 2.514 | 2.78 | 3.065 | 3.363 | 3.676 | 4 | 4.338 | 4.691 | 5.057 | 5.437 | 5.833 | 6.237 | 6.661 | Calderdale | Leeds City Region
NG FES - System Transformation | Domestic storage installed capacity (MW) | County Durham | 0 | 0.086 | 0.193 | 0.307 | 0.433 | 0.569 | 0.738 | 0.942 | 1.185 | 1.465 | 1.782 | 2.125 | 2.512 | 2.94 | 3.396 | 3.894 | 4.423 | 4.989 | 5.584 | 6.216 | 6.885 | 7.585 | 8.325 | 9.092 | 9.899 | 10.736 | 11.609 | 12.512 | 13.453 | 14.431 | 15.438 | 16.483 | County Durham | North Eastern
NG FES - System Transformation | Domestic storage installed capacity (MW) | Craven | 0 | 0.015 | 0.034 | 0.054 | 0.077 | 0.1 | 0.132 | 0.167 | 0.21 | 0.26 | 0.317 | 0.377 | 0.447 | 0.521 | 0.604 | 0.691 | 0.785 | 0.885 | 0.992 | 1.104 | 1.224 | 1.348 | 1.478 | 1.616 | 1.759 | 1.907 | 2.063 | 2.223 | 2.391 | 2.564 | 2.744 | 2.93 | Craven | Leeds City Region | York and North Yorkshire
NG FES - System Transformation | Domestic storage installed capacity (MW) | Darlington | 0 | 0.016 | 0.035 | 0.055 | 0.078 | 0.101 | 0.132 | 0.168 | 0.21 | 0.261 | 0.317 | 0.378 | 0.445 | 0.522 | 0.604 | 0.692 | 0.786 | 0.886 | 0.992 | 1.105 | 1.222 | 1.348 | 1.479 | 1.615 | 1.758 | 1.906 | 2.065 | 2.224 | 2.391 | 2.564 | 2.745 | 2.93 | Darlington | Tees Valley
NG FES - System Transformation | Domestic storage installed capacity (MW) | Doncaster | 0 | 0.058 | 0.132 | 0.206 | 0.291 | 0.385 | 0.496 | 0.637 | 0.799 | 0.991 | 1.203 | 1.435 | 1.699 | 1.983 | 2.297 | 2.629 | 2.986 | 3.369 | 3.774 | 4.199 | 4.65 | 5.123 | 5.624 | 6.141 | 6.687 | 7.248 | 7.839 | 8.453 | 9.09 | 9.746 | 10.428 | 11.135 | Doncaster | Sheffield City Region
NG FES - System Transformation | Domestic storage installed capacity (MW) | East Lindsey | 0 | 0.007 | 0.014 | 0.024 | 0.032 | 0.043 | 0.057 | 0.072 | 0.09 | 0.113 | 0.135 | 0.163 | 0.192 | 0.223 | 0.26 | 0.297 | 0.337 | 0.383 | 0.429 | 0.477 | 0.526 | 0.579 | 0.638 | 0.696 | 0.757 | 0.821 | 0.887 | 0.958 | 1.031 | 1.104 | 1.183 | 1.263 | East Lindsey | Greater Lincolnshire
NG FES - System Transformation | Domestic storage installed capacity (MW) | East Riding of Yorkshire | 0 | 0.081 | 0.187 | 0.298 | 0.418 | 0.552 | 0.719 | 0.915 | 1.15 | 1.426 | 1.729 | 2.067 | 2.441 | 2.859 | 3.304 | 3.785 | 4.304 | 4.85 | 5.432 | 6.046 | 6.696 | 7.378 | 8.095 | 8.84 | 9.626 | 10.439 | 11.29 | 12.17 | 13.086 | 14.033 | 15.014 | 16.031 | East Riding of Yorkshire | Humber | York and North Yorkshire
NG FES - System Transformation | Domestic storage installed capacity (MW) | Gateshead | 0 | 0.028 | 0.062 | 0.101 | 0.142 | 0.186 | 0.242 | 0.307 | 0.386 | 0.478 | 0.583 | 0.696 | 0.822 | 0.961 | 1.113 | 1.273 | 1.446 | 1.631 | 1.828 | 2.035 | 2.252 | 2.482 | 2.723 | 2.975 | 3.239 | 3.513 | 3.798 | 4.094 | 4.401 | 4.721 | 5.054 | 5.394 | Gateshead | North Eastern
NG FES - System Transformation | Domestic storage installed capacity (MW) | Hambleton | 0 | 0.025 | 0.054 | 0.088 | 0.123 | 0.164 | 0.212 | 0.27 | 0.341 | 0.42 | 0.511 | 0.611 | 0.72 | 0.843 | 0.974 | 1.117 | 1.269 | 1.43 | 1.6 | 1.781 | 1.974 | 2.177 | 2.388 | 2.608 | 2.838 | 3.077 | 3.328 | 3.588 | 3.858 | 4.138 | 4.428 | 4.728 | Hambleton | York and North Yorkshire
NG FES - System Transformation | Domestic storage installed capacity (MW) | Harrogate | 0 | 0.034 | 0.075 | 0.12 | 0.167 | 0.221 | 0.288 | 0.365 | 0.46 | 0.57 | 0.691 | 0.826 | 0.976 | 1.141 | 1.321 | 1.51 | 1.718 | 1.938 | 2.169 | 2.414 | 2.671 | 2.944 | 3.232 | 3.531 | 3.844 | 4.169 | 4.505 | 4.859 | 5.224 | 5.604 | 5.994 | 6.401 | Harrogate | Leeds City Region | York and North Yorkshire
NG FES - System Transformation | Domestic storage installed capacity (MW) | Hartlepool | 0 | 0.013 | 0.031 | 0.048 | 0.068 | 0.09 | 0.117 | 0.148 | 0.187 | 0.231 | 0.281 | 0.334 | 0.396 | 0.462 | 0.536 | 0.614 | 0.696 | 0.786 | 0.88 | 0.98 | 1.084 | 1.194 | 1.312 | 1.432 | 1.559 | 1.691 | 1.828 | 1.971 | 2.119 | 2.273 | 2.433 | 2.597 | Hartlepool | Tees Valley
NG FES - System Transformation | Domestic storage installed capacity (MW) | High Peak | 0 | 0 | 0.001 | 0.001 | 0.001 | 0.002 | 0.002 | 0.003 | 0.003 | 0.004 | 0.005 | 0.006 | 0.007 | 0.009 | 0.01 | 0.011 | 0.013 | 0.015 | 0.016 | 0.018 | 0.02 | 0.022 | 0.024 | 0.027 | 0.029 | 0.031 | 0.034 | 0.037 | 0.039 | 0.042 | 0.045 | 0.048 | High Peak | Derby, Derbyshire, Nottingham and Nottinghamshire,
NG FES - System Transformation | Domestic storage installed capacity (MW) | Kingston upon Hull, City of | 0 | 0.043 | 0.093 | 0.147 | 0.207 | 0.275 | 0.359 | 0.454 | 0.572 | 0.708 | 0.859 | 1.026 | 1.211 | 1.417 | 1.642 | 1.88 | 2.135 | 2.409 | 2.698 | 3.003 | 3.324 | 3.66 | 4.02 | 4.391 | 4.779 | 5.184 | 5.609 | 6.042 | 6.499 | 6.972 | 7.455 | 7.96 | Kingston upon Hull, City of | Humber
NG FES - System Transformation | Domestic storage installed capacity (MW) | Kirklees | 0 | 0.067 | 0.154 | 0.247 | 0.349 | 0.46 | 0.597 | 0.758 | 0.956 | 1.181 | 1.437 | 1.717 | 2.028 | 2.37 | 2.745 | 3.143 | 3.569 | 4.023 | 4.508 | 5.017 | 5.555 | 6.121 | 6.718 | 7.342 | 7.989 | 8.666 | 9.37 | 10.098 | 10.86 | 11.649 | 12.464 | 13.307 | Kirklees | Leeds City Region
NG FES - System Transformation | Domestic storage installed capacity (MW) | Leeds | 0 | 0.115 | 0.257 | 0.41 | 0.581 | 0.765 | 0.991 | 1.262 | 1.591 | 1.973 | 2.395 | 2.857 | 3.373 | 3.949 | 4.568 | 5.23 | 5.946 | 6.706 | 7.506 | 8.358 | 9.256 | 10.198 | 11.188 | 12.225 | 13.305 | 14.433 | 15.605 | 16.825 | 18.087 | 19.402 | 20.757 | 22.162 | Leeds | Leeds City Region
NG FES - System Transformation | Domestic storage installed capacity (MW) | Middlesbrough | 0 | 0.019 | 0.044 | 0.068 | 0.097 | 0.127 | 0.165 | 0.212 | 0.265 | 0.33 | 0.4 | 0.478 | 0.564 | 0.659 | 0.763 | 0.873 | 0.992 | 1.119 | 1.253 | 1.395 | 1.544 | 1.702 | 1.867 | 2.04 | 2.222 | 2.409 | 2.604 | 2.808 | 3.019 | 3.238 | 3.463 | 3.699 | Middlesbrough | Tees Valley
NG FES - System Transformation | Domestic storage installed capacity (MW) | Newcastle upon Tyne | 0 | 0.035 | 0.082 | 0.131 | 0.183 | 0.241 | 0.313 | 0.397 | 0.5 | 0.621 | 0.754 | 0.899 | 1.062 | 1.243 | 1.437 | 1.647 | 1.87 | 2.108 | 2.363 | 2.629 | 2.912 | 3.209 | 3.52 | 3.846 | 4.184 | 4.539 | 4.908 | 5.292 | 5.691 | 6.103 | 6.53 | 6.973 | Newcastle upon Tyne | North Eastern
NG FES - System Transformation | Domestic storage installed capacity (MW) | North East Derbyshire | 0 | 0.002 | 0.005 | 0.007 | 0.01 | 0.013 | 0.017 | 0.022 | 0.027 | 0.034 | 0.041 | 0.049 | 0.058 | 0.068 | 0.079 | 0.09 | 0.102 | 0.115 | 0.129 | 0.144 | 0.159 | 0.175 | 0.192 | 0.21 | 0.229 | 0.248 | 0.269 | 0.29 | 0.311 | 0.334 | 0.357 | 0.381 | North East Derbyshire | Derby, Derbyshire, Nottingham and Nottinghamshire | Sheffield City Region
NG FES - System Transformation | Domestic storage installed capacity (MW) | North East Lincolnshire | 0 | 0.033 | 0.071 | 0.114 | 0.162 | 0.215 | 0.278 | 0.354 | 0.446 | 0.553 | 0.67 | 0.799 | 0.946 | 1.105 | 1.278 | 1.465 | 1.665 | 1.876 | 2.102 | 2.339 | 2.59 | 2.854 | 3.132 | 3.421 | 3.725 | 4.04 | 4.368 | 4.71 | 5.063 | 5.433 | 5.813 | 6.204 | North East Lincolnshire | Greater Lincolnshire | Humber
NG FES - System Transformation | Domestic storage installed capacity (MW) | North Lincolnshire | 0 | 0.042 | 0.095 | 0.147 | 0.208 | 0.276 | 0.358 | 0.455 | 0.574 | 0.708 | 0.863 | 1.03 | 1.216 | 1.424 | 1.648 | 1.886 | 2.144 | 2.414 | 2.705 | 3.01 | 3.336 | 3.676 | 4.035 | 4.405 | 4.796 | 5.201 | 5.625 | 6.065 | 6.522 | 6.993 | 7.481 | 7.989 | North Lincolnshire | Greater Lincolnshire | Humber
NG FES - System Transformation | Domestic storage installed capacity (MW) | North Tyneside | 0 | 0.03 | 0.067 | 0.107 | 0.151 | 0.199 | 0.259 | 0.327 | 0.413 | 0.51 | 0.622 | 0.743 | 0.875 | 1.027 | 1.185 | 1.359 | 1.543 | 1.741 | 1.949 | 2.171 | 2.401 | 2.647 | 2.905 | 3.173 | 3.455 | 3.746 | 4.051 | 4.368 | 4.697 | 5.035 | 5.387 | 5.752 | North Tyneside | North Eastern
NG FES - System Transformation | Domestic storage installed capacity (MW) | Northumberland | 0 | 0.069 | 0.151 | 0.24 | 0.339 | 0.444 | 0.578 | 0.736 | 0.925 | 1.147 | 1.392 | 1.663 | 1.965 | 2.298 | 2.659 | 3.043 | 3.458 | 3.903 | 4.369 | 4.864 | 5.384 | 5.931 | 6.506 | 7.11 | 7.741 | 8.395 | 9.077 | 9.789 | 10.523 | 11.286 | 12.073 | 12.892 | Northumberland | North Eastern
NG FES - System Transformation | Domestic storage installed capacity (MW) | Pendle | 0 | 0.001 | 0.003 | 0.006 | 0.007 | 0.009 | 0.013 | 0.016 | 0.019 | 0.025 | 0.03 | 0.035 | 0.042 | 0.049 | 0.058 | 0.065 | 0.074 | 0.084 | 0.094 | 0.104 | 0.116 | 0.128 | 0.139 | 0.152 | 0.167 | 0.18 | 0.195 | 0.21 | 0.225 | 0.242 | 0.259 | 0.277 | Pendle | Lancashire
NG FES - System Transformation | Domestic storage installed capacity (MW) | Redcar and Cleveland | 0 | 0.024 | 0.055 | 0.088 | 0.123 | 0.162 | 0.212 | 0.269 | 0.338 | 0.418 | 0.508 | 0.607 | 0.717 | 0.84 | 0.971 | 1.112 | 1.262 | 1.424 | 1.594 | 1.775 | 1.965 | 2.166 | 2.376 | 2.596 | 2.826 | 3.066 | 3.314 | 3.573 | 3.842 | 4.12 | 4.408 | 4.706 | Redcar and Cleveland | Tees Valley
NG FES - System Transformation | Domestic storage installed capacity (MW) | Richmondshire | 0 | 0.014 | 0.033 | 0.051 | 0.072 | 0.095 | 0.123 | 0.157 | 0.198 | 0.246 | 0.298 | 0.355 | 0.42 | 0.491 | 0.568 | 0.649 | 0.739 | 0.834 | 0.933 | 1.038 | 1.15 | 1.267 | 1.39 | 1.519 | 1.653 | 1.793 | 1.939 | 2.09 | 2.247 | 2.41 | 2.579 | 2.752 | Richmondshire | York and North Yorkshire
NG FES - System Transformation | Domestic storage installed capacity (MW) | Rotherham | 0 | 0.044 | 0.1 | 0.16 | 0.224 | 0.299 | 0.39 | 0.493 | 0.62 | 0.767 | 0.933 | 1.115 | 1.313 | 1.538 | 1.78 | 2.038 | 2.315 | 2.613 | 2.925 | 3.258 | 3.604 | 3.971 | 4.358 | 4.764 | 5.186 | 5.624 | 6.08 | 6.557 | 7.048 | 7.559 | 8.089 | 8.634 | Rotherham | Sheffield City Region
NG FES - System Transformation | Domestic storage installed capacity (MW) | Ryedale | 0 | 0.018 | 0.039 | 0.063 | 0.088 | 0.116 | 0.151 | 0.191 | 0.243 | 0.3 | 0.363 | 0.433 | 0.513 | 0.6 | 0.694 | 0.794 | 0.902 | 1.017 | 1.14 | 1.269 | 1.405 | 1.546 | 1.698 | 1.856 | 2.02 | 2.191 | 2.367 | 2.554 | 2.745 | 2.943 | 3.149 | 3.362 | Ryedale | York and North Yorkshire
NG FES - System Transformation | Domestic storage installed capacity (MW) | Scarborough | 0 | 0.023 | 0.05 | 0.078 | 0.11 | 0.145 | 0.19 | 0.241 | 0.302 | 0.374 | 0.452 | 0.541 | 0.64 | 0.748 | 0.865 | 0.993 | 1.127 | 1.272 | 1.423 | 1.584 | 1.755 | 1.933 | 2.119 | 2.317 | 2.52 | 2.735 | 2.957 | 3.189 | 3.43 | 3.677 | 3.934 | 4.2 | Scarborough | York and North Yorkshire
NG FES - System Transformation | Domestic storage installed capacity (MW) | Selby | 0 | 0.019 | 0.043 | 0.069 | 0.098 | 0.131 | 0.17 | 0.215 | 0.27 | 0.334 | 0.406 | 0.485 | 0.572 | 0.67 | 0.774 | 0.888 | 1.008 | 1.138 | 1.273 | 1.418 | 1.57 | 1.73 | 1.897 | 2.073 | 2.256 | 2.448 | 2.646 | 2.854 | 3.068 | 3.29 | 3.52 | 3.758 | Selby | Leeds City Region | York and North Yorkshire
NG FES - System Transformation | Domestic storage installed capacity (MW) | Sheffield | 0 | 0.08 | 0.179 | 0.284 | 0.398 | 0.528 | 0.686 | 0.874 | 1.102 | 1.361 | 1.658 | 1.978 | 2.335 | 2.732 | 3.16 | 3.619 | 4.112 | 4.637 | 5.196 | 5.785 | 6.404 | 7.054 | 7.744 | 8.46 | 9.209 | 9.989 | 10.802 | 11.646 | 12.518 | 13.429 | 14.366 | 15.338 | Sheffield | Sheffield City Region
NG FES - System Transformation | Domestic storage installed capacity (MW) | South Tyneside | 0 | 0.021 | 0.048 | 0.074 | 0.104 | 0.136 | 0.178 | 0.225 | 0.285 | 0.353 | 0.429 | 0.512 | 0.604 | 0.708 | 0.818 | 0.937 | 1.063 | 1.2 | 1.344 | 1.496 | 1.656 | 1.825 | 2.004 | 2.187 | 2.381 | 2.584 | 2.796 | 3.012 | 3.238 | 3.472 | 3.715 | 3.967 | South Tyneside | North Eastern
NG FES - System Transformation | Domestic storage installed capacity (MW) | Stockton-on-Tees | 0 | 0.029 | 0.066 | 0.105 | 0.147 | 0.196 | 0.254 | 0.322 | 0.407 | 0.502 | 0.611 | 0.728 | 0.862 | 1.008 | 1.164 | 1.334 | 1.515 | 1.708 | 1.915 | 2.13 | 2.358 | 2.599 | 2.851 | 3.115 | 3.389 | 3.678 | 3.975 | 4.285 | 4.608 | 4.943 | 5.289 | 5.646 | Stockton-on-Tees | Tees Valley
NG FES - System Transformation | Domestic storage installed capacity (MW) | Sunderland | 0 | 0.04 | 0.093 | 0.146 | 0.206 | 0.272 | 0.354 | 0.449 | 0.565 | 0.701 | 0.851 | 1.016 | 1.198 | 1.404 | 1.625 | 1.859 | 2.112 | 2.382 | 2.666 | 2.969 | 3.286 | 3.621 | 3.975 | 4.344 | 4.726 | 5.126 | 5.542 | 5.977 | 6.426 | 6.891 | 7.372 | 7.873 | Sunderland | North Eastern
NG FES - System Transformation | Domestic storage installed capacity (MW) | Wakefield | 0 | 0.059 | 0.133 | 0.213 | 0.301 | 0.396 | 0.514 | 0.654 | 0.823 | 1.018 | 1.236 | 1.477 | 1.743 | 2.043 | 2.358 | 2.703 | 3.071 | 3.465 | 3.878 | 4.318 | 4.783 | 5.268 | 5.781 | 6.317 | 6.876 | 7.457 | 8.062 | 8.693 | 9.345 | 10.026 | 10.726 | 11.452 | Wakefield | Leeds City Region
NG FES - System Transformation | Domestic storage installed capacity (MW) | West Lindsey | 0 | 0.006 | 0.014 | 0.023 | 0.033 | 0.044 | 0.056 | 0.072 | 0.089 | 0.111 | 0.136 | 0.162 | 0.193 | 0.224 | 0.258 | 0.298 | 0.339 | 0.38 | 0.426 | 0.475 | 0.524 | 0.579 | 0.635 | 0.694 | 0.753 | 0.818 | 0.884 | 0.954 | 1.026 | 1.099 | 1.179 | 1.258 | West Lindsey | Greater Lincolnshire
NG FES - System Transformation | Domestic storage installed capacity (MW) | York | 0 | 0.03 | 0.07 | 0.113 | 0.158 | 0.207 | 0.271 | 0.343 | 0.431 | 0.535 | 0.649 | 0.775 | 0.915 | 1.07 | 1.238 | 1.42 | 1.612 | 1.819 | 2.035 | 2.265 | 2.509 | 2.764 | 3.035 | 3.316 | 3.608 | 3.911 | 4.232 | 4.56 | 4.904 | 5.26 | 5.628 | 6.008 | York | Leeds City Region | York and North Yorkshire
NG FES - Consumer Transformation | Total installed renewable generation capacity (MW) | Barnsley | 69.425 | 69.757 | 73.58 | 77.736 | 82.167 | 86.267 | 93.124 | 99.757 | 106.407 | 113.496 | 120.698 | 128.796 | 135.561 | 142.365 | 148.983 | 156.047 | 162.412 | 167.696 | 172.765 | 178.141 | 184.398 | 190.888 | 197.364 | 203.842 | 210.356 | 216.67 | 223.017 | 229.39 | 235.801 | 242.242 | 243.544 | 244.341 | Barnsley | Leeds City Region | Sheffield City Region
NG FES - Consumer Transformation | Total installed renewable generation capacity (MW) | Bassetlaw | 6.794 | 6.838 | 6.904 | 6.993 | 7.106 | 7.256 | 7.579 | 7.87 | 8.164 | 8.463 | 8.768 | 9.084 | 9.429 | 9.783 | 10.139 | 10.498 | 10.85 | 11.178 | 11.501 | 11.841 | 12.187 | 12.546 | 12.908 | 13.273 | 13.638 | 14.007 | 14.377 | 14.75 | 15.125 | 15.502 | 15.6 | 15.643 | Bassetlaw | Derby, Derbyshire, Nottingham and Nottinghamshire | Sheffield City Region
NG FES - Consumer Transformation | Total installed renewable generation capacity (MW) | Bradford | 21.463 | 21.918 | 24.894 | 28.573 | 32.883 | 37.899 | 47.58 | 57.45 | 67.337 | 77.403 | 87.51 | 97.913 | 108.412 | 119.016 | 129.594 | 140.384 | 151.052 | 161.618 | 172.247 | 182.867 | 193.844 | 205.26 | 216.717 | 228.222 | 239.795 | 251.333 | 262.929 | 274.594 | 286.318 | 298.104 | 300.08 | 300.223 | Bradford | Leeds City Region
NG FES - Consumer Transformation | Total installed renewable generation capacity (MW) | Calderdale | 55.748 | 56.061 | 57.829 | 59.918 | 62.269 | 64.812 | 69.514 | 74.283 | 79.054 | 83.962 | 88.903 | 94.099 | 99.115 | 104.219 | 109.284 | 114.504 | 119.569 | 124.437 | 129.304 | 134.204 | 139.388 | 144.772 | 150.168 | 155.589 | 161.039 | 166.439 | 171.875 | 177.334 | 182.827 | 188.351 | 189.407 | 189.635 | Calderdale | Leeds City Region
NG FES - Consumer Transformation | Total installed renewable generation capacity (MW) | County Durham | 197.955 | 197.249 | 225.143 | 253.879 | 283.486 | 300.497 | 324.052 | 347.692 | 371.305 | 398.234 | 428.285 | 465.554 | 484.341 | 503.611 | 521.947 | 542.156 | 559.127 | 571.665 | 583.242 | 595.939 | 612.362 | 629.244 | 646.143 | 663.073 | 680.032 | 695.987 | 711.977 | 728.001 | 744.062 | 760.155 | 776.285 | 783.791 | County Durham | North Eastern
NG FES - Consumer Transformation | Total installed renewable generation capacity (MW) | Craven | 4.32 | 5.122 | 5.615 | 6.256 | 7.036 | 8.035 | 9.939 | 12.02 | 14.11 | 16.205 | 18.305 | 20.401 | 22.673 | 24.959 | 27.269 | 29.6 | 31.97 | 34.401 | 36.866 | 39.334 | 41.82 | 44.405 | 47.015 | 49.648 | 52.303 | 54.986 | 57.691 | 60.42 | 63.176 | 65.954 | 66.781 | 67.255 | Craven | Leeds City Region | York and North Yorkshire
NG FES - Consumer Transformation | Total installed renewable generation capacity (MW) | Darlington | 24.004 | 24 | 29.949 | 36.046 | 42.303 | 45.789 | 50.484 | 55.18 | 59.869 | 65.273 | 71.387 | 79.063 | 82.708 | 86.453 | 89.996 | 93.94 | 97.181 | 99.455 | 101.519 | 103.823 | 106.932 | 110.122 | 113.311 | 116.506 | 119.705 | 122.682 | 125.665 | 128.653 | 131.643 | 134.642 | 137.644 | 139.083 | Darlington | Tees Valley
NG FES - Consumer Transformation | Total installed renewable generation capacity (MW) | Doncaster | 136.417 | 136.982 | 143.385 | 150.264 | 157.503 | 163.998 | 174.551 | 184.734 | 194.935 | 205.902 | 217.053 | 229.779 | 240.353 | 251.5 | 262.323 | 273.912 | 284.276 | 292.706 | 300.761 | 309.348 | 319.469 | 329.928 | 340.363 | 350.791 | 361.275 | 371.393 | 381.558 | 391.769 | 402.029 | 412.338 | 415.18 | 416.603 | Doncaster | Sheffield City Region
NG FES - Consumer Transformation | Total installed renewable generation capacity (MW) | East Lindsey | 19.72 | 20.038 | 20.345 | 20.713 | 21.225 | 21.875 | 22.968 | 24.059 | 25.191 | 26.373 | 27.618 | 28.991 | 30.521 | 32.146 | 33.78 | 35.44 | 36.978 | 38.179 | 39.276 | 40.588 | 41.964 | 43.387 | 44.819 | 46.263 | 47.714 | 49.172 | 50.641 | 52.115 | 53.598 | 55.089 | 55.737 | 56.228 | East Lindsey | Greater Lincolnshire
NG FES - Consumer Transformation | Total installed renewable generation capacity (MW) | East Riding of Yorkshire | 285.448 | 287.449 | 303.643 | 320.411 | 337.523 | 351.451 | 371.267 | 390.614 | 410.021 | 431.553 | 453.637 | 480.21 | 499.479 | 519.367 | 538.275 | 559.313 | 576.697 | 588.216 | 598.491 | 610.451 | 626.734 | 643.516 | 660.191 | 676.787 | 693.492 | 709.121 | 724.837 | 740.625 | 756.497 | 772.448 | 777.73 | 782.601 | East Riding of Yorkshire | Humber | York and North Yorkshire
NG FES - Consumer Transformation | Total installed renewable generation capacity (MW) | Gateshead | 9.526 | 9.585 | 20.607 | 31.904 | 43.492 | 49.934 | 58.552 | 67.223 | 75.878 | 85.862 | 97.158 | 111.347 | 118.059 | 124.958 | 131.483 | 138.746 | 144.709 | 148.885 | 152.669 | 156.897 | 162.614 | 168.48 | 174.348 | 180.22 | 186.1 | 191.571 | 197.051 | 202.54 | 208.037 | 213.542 | 219.058 | 221.689 | Gateshead | North Eastern
NG FES - Consumer Transformation | Total installed renewable generation capacity (MW) | Hambleton | 44.638 | 44.684 | 68.488 | 92.541 | 116.904 | 129.159 | 143.97 | 158.807 | 173.598 | 191.355 | 212.059 | 239.262 | 249.297 | 259.753 | 269.339 | 280.576 | 288.837 | 292.98 | 296.199 | 300.439 | 308.017 | 315.718 | 323.398 | 331.074 | 338.737 | 345.46 | 352.183 | 358.903 | 365.618 | 372.331 | 379.043 | 383.226 | Hambleton | York and North Yorkshire
NG FES - Consumer Transformation | Total installed renewable generation capacity (MW) | Harrogate | 29.766 | 29.838 | 35.637 | 41.759 | 48.234 | 52.55 | 59.139 | 65.84 | 72.553 | 79.918 | 87.936 | 97.375 | 103.456 | 109.648 | 115.675 | 122.077 | 127.844 | 132.708 | 137.377 | 142.314 | 147.988 | 153.851 | 159.732 | 165.631 | 171.55 | 177.288 | 183.047 | 188.824 | 194.619 | 200.439 | 206.028 | 208.376 | Harrogate | Leeds City Region | York and North Yorkshire
NG FES - Consumer Transformation | Total installed renewable generation capacity (MW) | Hartlepool | 13.13 | 13.132 | 13.469 | 13.94 | 14.553 | 15.37 | 17.045 | 18.729 | 20.423 | 22.125 | 23.841 | 25.572 | 27.45 | 29.34 | 31.24 | 33.149 | 35.059 | 36.953 | 38.85 | 40.768 | 42.697 | 44.704 | 46.72 | 48.745 | 50.778 | 52.819 | 54.869 | 56.929 | 58.997 | 61.074 | 63.159 | 63.863 | Hartlepool | Tees Valley
NG FES - Consumer Transformation | Total installed renewable generation capacity (MW) | High Peak | 0.849 | 0.855 | 0.863 | 0.872 | 0.885 | 0.901 | 0.937 | 0.97 | 1.003 | 1.036 | 1.07 | 1.104 | 1.141 | 1.179 | 1.217 | 1.255 | 1.293 | 1.331 | 1.368 | 1.407 | 1.445 | 1.486 | 1.526 | 1.567 | 1.608 | 1.649 | 1.691 | 1.733 | 1.775 | 1.818 | 1.828 | 1.832 | High Peak | Derby, Derbyshire, Nottingham and Nottinghamshire,
NG FES - Consumer Transformation | Total installed renewable generation capacity (MW) | Kingston upon Hull, City of | 49.715 | 49.974 | 51.557 | 53.531 | 55.855 | 58.584 | 63.876 | 69.243 | 74.624 | 80.105 | 85.613 | 91.283 | 97.039 | 102.859 | 108.668 | 114.588 | 120.435 | 126.208 | 132.001 | 137.812 | 143.81 | 150.047 | 156.309 | 162.592 | 168.919 | 175.227 | 181.572 | 187.948 | 194.359 | 200.805 | 201.912 | 202.028 | Kingston upon Hull, City of | Humber
NG FES - Consumer Transformation | Total installed renewable generation capacity (MW) | Kirklees | 45.315 | 45.734 | 48.457 | 51.831 | 55.779 | 60.366 | 69.336 | 78.33 | 87.349 | 96.539 | 105.767 | 115.281 | 124.86 | 134.522 | 144.157 | 153.988 | 163.689 | 173.272 | 182.892 | 192.526 | 202.498 | 212.86 | 223.265 | 233.716 | 244.22 | 254.698 | 265.232 | 275.819 | 286.464 | 297.168 | 298.951 | 299.105 | Kirklees | Leeds City Region
NG FES - Consumer Transformation | Total installed renewable generation capacity (MW) | Leeds | 57.563 | 58.186 | 67.899 | 78.606 | 90.078 | 100.963 | 119.215 | 137.393 | 155.6 | 174.86 | 194.35 | 215.968 | 234.832 | 254.447 | 273.609 | 293.864 | 312.521 | 328.793 | 344.658 | 361.107 | 379.689 | 398.934 | 418.156 | 437.395 | 456.729 | 475.587 | 494.525 | 513.548 | 532.666 | 551.878 | 556.217 | 557.796 | Leeds | Leeds City Region
NG FES - Consumer Transformation | Total installed renewable generation capacity (MW) | Middlesbrough | 6.61 | 6.655 | 7.137 | 7.804 | 8.66 | 9.798 | 12.14 | 14.51 | 16.892 | 19.283 | 21.686 | 24.099 | 26.709 | 29.332 | 31.968 | 34.614 | 37.275 | 39.947 | 42.631 | 45.327 | 48.036 | 50.85 | 53.678 | 56.518 | 59.369 | 62.233 | 65.109 | 67.997 | 70.899 | 73.812 | 76.737 | 77.694 | Middlesbrough | Tees Valley
NG FES - Consumer Transformation | Total installed renewable generation capacity (MW) | Newcastle upon Tyne | 10.246 | 10.334 | 12.069 | 14.158 | 16.59 | 19.11 | 23.904 | 28.782 | 33.675 | 38.693 | 43.828 | 49.206 | 54.334 | 59.487 | 64.636 | 69.862 | 75.014 | 80.065 | 85.115 | 90.207 | 95.438 | 100.867 | 106.325 | 111.799 | 117.298 | 122.785 | 128.295 | 133.824 | 139.383 | 144.957 | 150.554 | 152.444 | Newcastle upon Tyne | North Eastern
NG FES - Consumer Transformation | Total installed renewable generation capacity (MW) | North East Derbyshire | 0.929 | 0.946 | 0.996 | 1.064 | 1.15 | 1.265 | 1.51 | 1.752 | 1.995 | 2.238 | 2.482 | 2.726 | 2.988 | 3.251 | 3.517 | 3.782 | 4.052 | 4.33 | 4.611 | 4.89 | 5.17 | 5.462 | 5.755 | 6.049 | 6.346 | 6.644 | 6.944 | 7.246 | 7.55 | 7.855 | 7.905 | 7.907 | North East Derbyshire | Derby, Derbyshire, Nottingham and Nottinghamshire | Sheffield City Region
NG FES - Consumer Transformation | Total installed renewable generation capacity (MW) | North East Lincolnshire | 82.877 | 83.12 | 99.767 | 116.456 | 132.836 | 144.577 | 159.125 | 172.816 | 186.481 | 202.497 | 219.038 | 240.547 | 253.517 | 268.224 | 281.733 | 297.594 | 309.328 | 314.643 | 318.58 | 324.138 | 334.536 | 345.11 | 355.469 | 365.672 | 375.919 | 384.854 | 393.809 | 402.772 | 411.757 | 420.761 | 425.578 | 429.615 | North East Lincolnshire | Greater Lincolnshire | Humber
NG FES - Consumer Transformation | Total installed renewable generation capacity (MW) | North Lincolnshire | 238.809 | 239.573 | 245.617 | 251.984 | 258.591 | 264.254 | 272.959 | 281.302 | 289.679 | 298.82 | 308.167 | 319.127 | 326.87 | 333.47 | 339.739 | 346.768 | 352.506 | 356.139 | 359.335 | 363.153 | 368.519 | 374.126 | 379.711 | 385.276 | 390.888 | 396.13 | 401.408 | 406.724 | 412.08 | 417.474 | 417.513 | 419.256 | North Lincolnshire | Greater Lincolnshire | Humber
NG FES - Consumer Transformation | Total installed renewable generation capacity (MW) | North Tyneside | 10.652 | 10.723 | 11.784 | 13.135 | 14.742 | 16.61 | 20.389 | 24.189 | 27.999 | 31.855 | 35.751 | 39.727 | 43.758 | 47.791 | 51.832 | 55.908 | 59.993 | 64.118 | 68.277 | 72.418 | 76.611 | 80.97 | 85.348 | 89.744 | 94.159 | 98.58 | 103.021 | 107.479 | 111.959 | 116.452 | 120.97 | 122.423 | North Tyneside | North Eastern
NG FES - Consumer Transformation | Total installed renewable generation capacity (MW) | Northumberland | 638.244 | 638.263 | 652.373 | 667.141 | 682.585 | 692.332 | 706.871 | 721.607 | 736.346 | 752.698 | 767.206 | 785.209 | 794.589 | 804.223 | 813.433 | 823.568 | 832.166 | 838.644 | 844.679 | 851.284 | 859.71 | 868.507 | 877.343 | 886.213 | 895.125 | 903.576 | 912.065 | 920.6 | 929.172 | 937.786 | 946.442 | 951.68 | Northumberland | North Eastern
NG FES - Consumer Transformation | Total installed renewable generation capacity (MW) | Pendle | 0.782 | 0.816 | 0.856 | 0.909 | 0.976 | 1.063 | 1.245 | 1.429 | 1.613 | 1.796 | 1.982 | 2.166 | 2.365 | 2.567 | 2.767 | 2.971 | 3.177 | 3.388 | 3.602 | 3.815 | 4.029 | 4.253 | 4.476 | 4.704 | 4.931 | 5.16 | 5.391 | 5.624 | 5.859 | 6.094 | 6.145 | 6.16 | Pendle | Lancashire
NG FES - Consumer Transformation | Total installed renewable generation capacity (MW) | Redcar and Cleveland | 13.192 | 12.935 | 13.546 | 14.397 | 15.484 | 16.932 | 19.918 | 22.942 | 25.978 | 29.029 | 32.087 | 35.159 | 38.484 | 41.824 | 45.18 | 48.549 | 51.937 | 55.346 | 58.774 | 62.212 | 65.664 | 69.256 | 72.863 | 76.487 | 80.126 | 83.781 | 87.452 | 91.139 | 94.841 | 98.56 | 102.297 | 103.529 | Redcar and Cleveland | Tees Valley
NG FES - Consumer Transformation | Total installed renewable generation capacity (MW) | Richmondshire | 5.538 | 5.533 | 5.897 | 6.402 | 7.058 | 7.929 | 9.693 | 11.53 | 13.375 | 15.232 | 17.101 | 18.986 | 21.031 | 23.093 | 25.167 | 27.253 | 29.342 | 31.42 | 33.503 | 35.61 | 37.731 | 39.938 | 42.154 | 44.385 | 46.626 | 48.881 | 51.146 | 53.422 | 55.713 | 58.013 | 60.325 | 61.175 | Richmondshire | York and North Yorkshire
NG FES - Consumer Transformation | Total installed renewable generation capacity (MW) | Rotherham | 30.832 | 31.166 | 34.85 | 38.924 | 43.329 | 47.566 | 54.842 | 61.929 | 69.038 | 76.55 | 84.17 | 92.61 | 100.087 | 107.876 | 115.501 | 123.537 | 130.95 | 137.381 | 143.631 | 150.16 | 157.497 | 165.092 | 172.689 | 180.291 | 187.934 | 195.398 | 202.897 | 210.433 | 218.006 | 225.617 | 227.43 | 228.154 | Rotherham | Sheffield City Region
NG FES - Consumer Transformation | Total installed renewable generation capacity (MW) | Ryedale | 12.92 | 12.742 | 37.675 | 62.783 | 88.116 | 100.539 | 115.099 | 129.711 | 144.27 | 161.951 | 182.734 | 210.364 | 219.773 | 229.616 | 238.537 | 249.192 | 256.71 | 259.907 | 262.13 | 265.412 | 272.21 | 279.086 | 285.939 | 292.78 | 299.605 | 305.434 | 311.257 | 317.071 | 322.876 | 328.676 | 334.37 | 338.322 | Ryedale | York and North Yorkshire
NG FES - Consumer Transformation | Total installed renewable generation capacity (MW) | Scarborough | 9.181 | 9.136 | 15.339 | 21.757 | 28.404 | 32.344 | 37.897 | 43.502 | 49.107 | 55.448 | 62.516 | 71.179 | 75.844 | 80.631 | 85.219 | 90.216 | 94.496 | 97.766 | 100.815 | 104.137 | 108.285 | 112.555 | 116.831 | 121.12 | 125.416 | 129.494 | 133.586 | 137.69 | 141.802 | 145.927 | 149.875 | 151.698 | Scarborough | York and North Yorkshire
NG FES - Consumer Transformation | Total installed renewable generation capacity (MW) | Selby | 60.374 | 60.846 | 63.149 | 65.611 | 68.221 | 70.573 | 74.191 | 77.826 | 81.479 | 85.415 | 89.439 | 94.054 | 97.868 | 101.784 | 105.588 | 109.672 | 113.285 | 116.104 | 118.758 | 121.671 | 125.146 | 128.738 | 132.329 | 135.92 | 139.534 | 143.023 | 146.533 | 150.062 | 153.614 | 157.182 | 158.264 | 159.069 | Selby | Leeds City Region | York and North Yorkshire
NG FES - Consumer Transformation | Total installed renewable generation capacity (MW) | Sheffield | 58.504 | 58.895 | 61.033 | 63.946 | 67.542 | 72.185 | 81.712 | 91.437 | 101.178 | 110.971 | 120.765 | 130.577 | 140.463 | 149.386 | 158.348 | 167.392 | 176.558 | 186.026 | 195.636 | 205.133 | 214.716 | 224.755 | 234.853 | 245.008 | 255.234 | 265.495 | 275.829 | 286.228 | 296.687 | 307.213 | 307.455 | 307.305 | Sheffield | Sheffield City Region
NG FES - Consumer Transformation | Total installed renewable generation capacity (MW) | South Tyneside | 8.566 | 8.62 | 9.132 | 9.846 | 10.744 | 11.942 | 14.461 | 16.978 | 19.505 | 22.039 | 24.578 | 27.114 | 29.854 | 32.601 | 35.361 | 38.129 | 40.925 | 43.769 | 46.639 | 49.5 | 52.364 | 55.349 | 58.342 | 61.349 | 64.371 | 67.404 | 70.452 | 73.512 | 76.586 | 79.671 | 82.771 | 83.758 | South Tyneside | North Eastern
NG FES - Consumer Transformation | Total installed renewable generation capacity (MW) | Stockton-on-Tees | 123.114 | 123.178 | 131.375 | 139.859 | 148.629 | 153.81 | 161.188 | 168.563 | 175.928 | 184.26 | 193.103 | 204.028 | 209.638 | 215.384 | 220.86 | 226.883 | 231.974 | 235.803 | 239.364 | 243.235 | 248.187 | 253.296 | 258.412 | 263.537 | 268.674 | 273.52 | 278.38 | 283.25 | 288.131 | 293.031 | 297.937 | 300.272 | Stockton-on-Tees | Tees Valley
NG FES - Consumer Transformation | Total installed renewable generation capacity (MW) | Sunderland | 27.386 | 27.486 | 28.509 | 29.929 | 31.743 | 34.159 | 39.269 | 44.31 | 49.372 | 54.456 | 59.558 | 64.677 | 70.222 | 75.789 | 81.376 | 86.992 | 92.635 | 98.323 | 104.037 | 109.771 | 115.525 | 121.512 | 127.521 | 133.557 | 139.622 | 145.712 | 151.828 | 157.969 | 164.137 | 170.33 | 176.551 | 178.578 | Sunderland | North Eastern
NG FES - Consumer Transformation | Total installed renewable generation capacity (MW) | Wakefield | 78.642 | 79.092 | 84.732 | 90.88 | 97.438 | 103.534 | 113.587 | 123.457 | 133.357 | 143.907 | 154.627 | 166.68 | 176.999 | 187.748 | 198.224 | 209.354 | 219.449 | 227.916 | 236.062 | 244.675 | 254.585 | 264.846 | 275.091 | 285.334 | 295.633 | 305.637 | 315.685 | 325.777 | 335.916 | 346.107 | 348.612 | 349.791 | Wakefield | Leeds City Region
NG FES - Consumer Transformation | Total installed renewable generation capacity (MW) | West Lindsey | 29.422 | 29.802 | 38.004 | 46.135 | 54.147 | 59.792 | 66.334 | 72.363 | 78.431 | 85.724 | 93.366 | 103.659 | 109.654 | 116.452 | 122.651 | 130.041 | 135.177 | 136.58 | 137.12 | 138.788 | 142.933 | 147.121 | 151.206 | 155.206 | 159.225 | 162.589 | 165.958 | 169.325 | 172.697 | 176.073 | 178.594 | 181.251 | West Lindsey | Greater Lincolnshire
NG FES - Consumer Transformation | Total installed renewable generation capacity (MW) | York | 19.136 | 19.202 | 25.217 | 31.535 | 38.154 | 42.411 | 48.884 | 55.366 | 61.851 | 69.015 | 76.847 | 86.146 | 91.824 | 97.599 | 103.195 | 109.175 | 114.52 | 118.997 | 123.299 | 127.817 | 133.097 | 138.546 | 144.007 | 149.485 | 154.978 | 160.271 | 165.582 | 170.909 | 176.252 | 181.608 | 186.981 | 189.154 | York | Leeds City Region | York and North Yorkshire
NG FES - Leading the Way | Total installed renewable generation capacity (MW) | Barnsley | 69.425 | 69.757 | 75.129 | 80.839 | 86.837 | 94.38 | 104.548 | 114.216 | 123.899 | 133.588 | 142.925 | 152.387 | 159.882 | 167.631 | 175.2 | 182.718 | 189.219 | 194.737 | 199.689 | 205.27 | 211.672 | 218.943 | 226.221 | 233.833 | 240.931 | 247.237 | 252.997 | 258.559 | 264.138 | 269.754 | 270.236 | 270.277 | Barnsley | Leeds City Region | Sheffield City Region
NG FES - Leading the Way | Total installed renewable generation capacity (MW) | Bassetlaw | 6.794 | 6.838 | 6.912 | 7.003 | 7.132 | 7.297 | 7.642 | 7.944 | 8.248 | 8.559 | 8.882 | 9.21 | 9.576 | 9.951 | 10.322 | 10.695 | 11.074 | 11.418 | 11.75 | 12.1 | 12.452 | 12.828 | 13.209 | 13.592 | 13.976 | 14.363 | 14.753 | 15.144 | 15.536 | 15.933 | 16.049 | 16.108 | Bassetlaw | Derby, Derbyshire, Nottingham and Nottinghamshire | Sheffield City Region
NG FES - Leading the Way | Total installed renewable generation capacity (MW) | Bradford | 21.463 | 21.918 | 25.4 | 29.646 | 34.379 | 40.567 | 51.34 | 62.19 | 73.099 | 83.977 | 94.676 | 105.394 | 115.784 | 126.245 | 136.759 | 147.462 | 157.813 | 168.223 | 178.641 | 189.165 | 200.073 | 211.55 | 223.046 | 234.738 | 246.266 | 257.521 | 268.606 | 279.661 | 290.773 | 301.946 | 303.31 | 302.863 | Bradford | Leeds City Region
NG FES - Leading the Way | Total installed renewable generation capacity (MW) | Calderdale | 55.748 | 56.061 | 58.276 | 60.833 | 63.593 | 67.152 | 72.817 | 78.442 | 84.092 | 89.723 | 95.217 | 100.738 | 105.76 | 110.846 | 115.933 | 121.154 | 126.083 | 130.902 | 135.647 | 140.524 | 145.69 | 151.201 | 156.724 | 162.377 | 167.877 | 173.141 | 178.244 | 183.299 | 188.38 | 193.498 | 194.149 | 193.975 | Calderdale | Leeds City Region
NG FES - Leading the Way | Total installed renewable generation capacity (MW) | County Durham | 197.955 | 197.249 | 239.407 | 282.404 | 326.275 | 372.056 | 423.117 | 474.056 | 524.835 | 575.447 | 625.733 | 677.1 | 698.917 | 721.725 | 743.585 | 765.941 | 783.995 | 797.878 | 809.201 | 823.216 | 840.688 | 861.481 | 882.227 | 904.314 | 924.082 | 940.24 | 953.844 | 966.477 | 979.16 | 991.902 | 1004.696 | 1008.887 | County Durham | North Eastern
NG FES - Leading the Way | Total installed renewable generation capacity (MW) | Craven | 4.32 | 5.122 | 5.556 | 6.144 | 6.852 | 7.778 | 9.602 | 11.496 | 13.416 | 15.346 | 17.29 | 19.246 | 21.356 | 23.478 | 25.635 | 27.813 | 30.012 | 32.285 | 34.608 | 36.929 | 39.275 | 41.702 | 44.151 | 46.626 | 49.122 | 51.644 | 54.191 | 56.762 | 59.356 | 61.976 | 62.643 | 62.961 | Craven | Leeds City Region | York and North Yorkshire
NG FES - Leading the Way | Total installed renewable generation capacity (MW) | Darlington | 24.004 | 24 | 33.034 | 42.216 | 51.561 | 61.27 | 71.919 | 82.528 | 93.101 | 103.637 | 114.136 | 124.868 | 129.178 | 133.699 | 138.01 | 142.429 | 145.913 | 148.487 | 150.504 | 153.101 | 156.446 | 160.489 | 164.521 | 168.841 | 172.655 | 175.685 | 178.163 | 180.426 | 182.699 | 184.98 | 187.27 | 188 | Darlington | Tees Valley
NG FES - Leading the Way | Total installed renewable generation capacity (MW) | Doncaster | 136.417 | 136.982 | 146.101 | 155.702 | 165.701 | 178.232 | 194.579 | 210.083 | 225.604 | 241.132 | 256.034 | 271.161 | 282.72 | 294.721 | 306.402 | 318.706 | 329.434 | 338.402 | 346.365 | 355.432 | 365.931 | 377.885 | 389.843 | 402.378 | 414.01 | 424.246 | 433.512 | 442.421 | 451.355 | 460.346 | 461.874 | 461.995 | Doncaster | Sheffield City Region
NG FES - Leading the Way | Total installed renewable generation capacity (MW) | East Lindsey | 19.72 | 20.038 | 20.46 | 20.881 | 21.62 | 22.502 | 23.834 | 25.131 | 26.429 | 27.827 | 29.326 | 30.92 | 32.774 | 34.733 | 36.602 | 38.493 | 40.435 | 41.894 | 43.145 | 44.631 | 46.122 | 47.816 | 49.543 | 51.279 | 53.02 | 54.773 | 56.532 | 58.298 | 60.074 | 61.857 | 62.795 | 63.576 | East Lindsey | Greater Lincolnshire
NG FES - Leading the Way | Total installed renewable generation capacity (MW) | East Riding of Yorkshire | 285.448 | 287.449 | 311.366 | 335.792 | 360.887 | 391.978 | 428.193 | 462.621 | 497.038 | 531.559 | 564.392 | 597.907 | 620.878 | 645.138 | 668.344 | 691.807 | 710.435 | 723.491 | 733.423 | 746.662 | 763.865 | 784.888 | 805.903 | 828.488 | 848.485 | 864.534 | 877.806 | 890.033 | 902.277 | 914.625 | 916.322 | 917.885 | East Riding of Yorkshire | Humber | York and North Yorkshire
NG FES - Leading the Way | Total installed renewable generation capacity (MW) | Gateshead | 9.526 | 9.585 | 26.327 | 43.341 | 60.648 | 78.632 | 98.276 | 117.912 | 137.481 | 156.976 | 176.407 | 196.259 | 204.205 | 212.545 | 220.494 | 228.642 | 235.054 | 239.786 | 243.488 | 248.262 | 254.422 | 261.871 | 269.3 | 277.26 | 284.283 | 289.854 | 294.398 | 298.545 | 302.708 | 306.886 | 311.081 | 312.404 | Gateshead | North Eastern
NG FES - Leading the Way | Total installed renewable generation capacity (MW) | Hambleton | 44.638 | 44.684 | 81.341 | 118.233 | 155.493 | 193.715 | 233.348 | 272.84 | 312.152 | 351.311 | 390.308 | 430.268 | 443.117 | 456.853 | 469.676 | 482.917 | 492.259 | 497.693 | 500.736 | 506.226 | 514.799 | 526.097 | 537.327 | 549.73 | 560.011 | 567.002 | 571.668 | 575.415 | 579.179 | 582.958 | 586.751 | 588.036 | Hambleton | York and North Yorkshire
NG FES - Leading the Way | Total installed renewable generation capacity (MW) | Harrogate | 29.766 | 29.838 | 38.391 | 47.251 | 56.506 | 66.387 | 78.297 | 90.25 | 102.184 | 114.117 | 126.047 | 138.212 | 144.923 | 151.854 | 158.597 | 165.434 | 171.466 | 176.613 | 181.242 | 186.445 | 192.325 | 198.965 | 205.619 | 212.542 | 219.034 | 224.843 | 230.179 | 235.338 | 240.521 | 245.728 | 250.713 | 252.461 | Harrogate | Leeds City Region | York and North Yorkshire
NG FES - Leading the Way | Total installed renewable generation capacity (MW) | Hartlepool | 13.13 | 13.132 | 13.471 | 13.942 | 14.568 | 15.398 | 17.088 | 18.782 | 20.483 | 22.198 | 23.924 | 25.667 | 27.559 | 29.466 | 31.377 | 33.294 | 35.226 | 37.134 | 39.039 | 40.966 | 42.901 | 44.92 | 46.952 | 48.99 | 51.039 | 53.096 | 55.163 | 57.236 | 59.321 | 61.412 | 63.512 | 64.231 | Hartlepool | Tees Valley
NG FES - Leading the Way | Total installed renewable generation capacity (MW) | High Peak | 0.849 | 0.855 | 0.863 | 0.872 | 0.885 | 0.902 | 0.939 | 0.971 | 1.004 | 1.037 | 1.07 | 1.104 | 1.142 | 1.179 | 1.217 | 1.255 | 1.294 | 1.331 | 1.368 | 1.406 | 1.444 | 1.485 | 1.525 | 1.566 | 1.607 | 1.649 | 1.69 | 1.732 | 1.774 | 1.817 | 1.827 | 1.831 | High Peak | Derby, Derbyshire, Nottingham and Nottinghamshire,
NG FES - Leading the Way | Total installed renewable generation capacity (MW) | Kingston upon Hull, City of | 49.715 | 49.974 | 51.826 | 54.086 | 56.645 | 59.988 | 65.85 | 71.737 | 77.646 | 83.555 | 89.385 | 95.231 | 100.965 | 106.743 | 112.547 | 118.442 | 124.174 | 129.885 | 135.589 | 141.366 | 147.347 | 153.637 | 159.945 | 166.352 | 172.68 | 178.878 | 184.986 | 191.085 | 197.215 | 203.378 | 204.205 | 204.048 | Kingston upon Hull, City of | Humber
NG FES - Leading the Way | Total installed renewable generation capacity (MW) | Kirklees | 45.315 | 45.734 | 48.94 | 52.845 | 57.203 | 62.902 | 72.92 | 82.856 | 92.839 | 102.796 | 112.603 | 122.433 | 131.965 | 141.57 | 151.221 | 161.003 | 170.449 | 179.907 | 189.349 | 198.912 | 208.828 | 219.269 | 229.739 | 240.388 | 250.882 | 261.126 | 271.21 | 281.263 | 291.367 | 301.53 | 302.777 | 302.405 | Kirklees | Leeds City Region
NG FES - Leading the Way | Total installed renewable generation capacity (MW) | Leeds | 57.563 | 58.186 | 71.62 | 86.113 | 101.272 | 120.444 | 146.583 | 172.08 | 197.624 | 223.123 | 247.673 | 272.486 | 292.467 | 313.001 | 333.193 | 354.275 | 373.104 | 389.902 | 405.505 | 422.483 | 441.5 | 462.608 | 483.729 | 505.681 | 526.392 | 545.156 | 562.58 | 579.525 | 596.528 | 613.633 | 615.883 | 615.408 | Leeds | Leeds City Region
NG FES - Leading the Way | Total installed renewable generation capacity (MW) | Middlesbrough | 6.61 | 6.655 | 7.136 | 7.802 | 8.658 | 9.795 | 12.135 | 14.505 | 16.882 | 19.272 | 21.673 | 24.082 | 26.692 | 29.312 | 31.945 | 34.591 | 37.247 | 39.918 | 42.6 | 45.292 | 47.999 | 50.812 | 53.638 | 56.475 | 59.326 | 62.186 | 65.061 | 67.947 | 70.846 | 73.756 | 76.678 | 77.632 | Middlesbrough | Tees Valley
NG FES - Leading the Way | Total installed renewable generation capacity (MW) | Newcastle upon Tyne | 10.246 | 10.334 | 12.527 | 15.078 | 17.956 | 21.386 | 27.054 | 32.795 | 38.549 | 44.314 | 50.084 | 55.904 | 61.104 | 66.352 | 71.597 | 76.877 | 82.036 | 87.111 | 92.14 | 97.26 | 102.514 | 108.052 | 113.608 | 119.232 | 124.799 | 130.27 | 135.683 | 141.082 | 146.507 | 151.957 | 157.428 | 159.186 | Newcastle upon Tyne | North Eastern
NG FES - Leading the Way | Total installed renewable generation capacity (MW) | North East Derbyshire | 0.929 | 0.946 | 0.992 | 1.059 | 1.142 | 1.251 | 1.492 | 1.728 | 1.964 | 2.202 | 2.439 | 2.676 | 2.931 | 3.187 | 3.445 | 3.705 | 3.966 | 4.237 | 4.513 | 4.787 | 5.062 | 5.346 | 5.633 | 5.92 | 6.209 | 6.5 | 6.793 | 7.087 | 7.384 | 7.682 | 7.724 | 7.718 | North East Derbyshire | Derby, Derbyshire, Nottingham and Nottinghamshire | Sheffield City Region
NG FES - Leading the Way | Total installed renewable generation capacity (MW) | North East Lincolnshire | 82.877 | 83.12 | 108.603 | 134.136 | 159.518 | 190.818 | 224.061 | 255.164 | 286.198 | 317.158 | 346.006 | 375.461 | 391.878 | 409.588 | 426.127 | 444.539 | 457.734 | 465 | 468.866 | 476.191 | 488.009 | 503.64 | 519.157 | 536.397 | 550.596 | 560.164 | 566.466 | 571.491 | 576.457 | 581.469 | 582.324 | 582.434 | North East Lincolnshire | Greater Lincolnshire | Humber
NG FES - Leading the Way | Total installed renewable generation capacity (MW) | North Lincolnshire | 238.809 | 239.573 | 248.364 | 257.447 | 266.906 | 278.664 | 293.231 | 306.933 | 320.644 | 334.403 | 347.584 | 361.023 | 370.869 | 381.186 | 391.136 | 399.281 | 405.194 | 409.099 | 411.891 | 415.879 | 421.285 | 428.124 | 434.972 | 442.386 | 448.895 | 454.013 | 458.155 | 461.942 | 465.738 | 469.585 | 468.084 | 468.668 | North Lincolnshire | Greater Lincolnshire | Humber
NG FES - Leading the Way | Total installed renewable generation capacity (MW) | North Tyneside | 10.652 | 10.723 | 11.954 | 13.48 | 15.214 | 17.391 | 21.462 | 25.547 | 29.648 | 33.744 | 37.835 | 41.938 | 45.939 | 49.948 | 53.985 | 58.043 | 62.056 | 66.137 | 70.251 | 74.37 | 78.547 | 82.894 | 87.256 | 91.651 | 96.037 | 100.398 | 104.742 | 109.095 | 113.467 | 117.858 | 122.269 | 123.617 | North Tyneside | North Eastern
NG FES - Leading the Way | Total installed renewable generation capacity (MW) | Northumberland | 638.244 | 638.263 | 659.247 | 680.885 | 703.199 | 726.821 | 754.622 | 782.415 | 810.159 | 837.846 | 862.029 | 886.76 | 897.524 | 908.784 | 919.615 | 930.709 | 939.748 | 946.795 | 952.627 | 959.788 | 968.64 | 979.246 | 989.853 | 1001.137 | 1011.325 | 1019.789 | 1027.053 | 1033.869 | 1040.741 | 1047.656 | 1054.631 | 1058.189 | Northumberland | North Eastern
NG FES - Leading the Way | Total installed renewable generation capacity (MW) | Pendle | 0.782 | 0.816 | 0.853 | 0.905 | 0.966 | 1.049 | 1.228 | 1.402 | 1.578 | 1.755 | 1.932 | 2.109 | 2.3 | 2.492 | 2.686 | 2.882 | 3.079 | 3.283 | 3.49 | 3.696 | 3.904 | 4.119 | 4.335 | 4.553 | 4.773 | 4.994 | 5.217 | 5.441 | 5.669 | 5.895 | 5.938 | 5.945 | Pendle | Lancashire
NG FES - Leading the Way | Total installed renewable generation capacity (MW) | Redcar and Cleveland | 13.192 | 12.935 | 13.546 | 14.395 | 15.478 | 16.922 | 19.904 | 22.916 | 25.941 | 28.982 | 32.031 | 35.093 | 38.408 | 41.737 | 45.082 | 48.443 | 51.818 | 55.217 | 58.635 | 62.065 | 65.51 | 69.091 | 72.687 | 76.299 | 79.928 | 83.571 | 87.232 | 90.909 | 94.601 | 98.309 | 102.034 | 103.255 | Redcar and Cleveland | Tees Valley
NG FES - Leading the Way | Total installed renewable generation capacity (MW) | Richmondshire | 5.538 | 5.533 | 5.896 | 6.399 | 7.067 | 7.949 | 9.726 | 11.537 | 13.361 | 15.202 | 17.057 | 18.931 | 20.965 | 23.019 | 25.077 | 27.148 | 29.233 | 31.299 | 33.363 | 35.454 | 37.555 | 39.751 | 41.958 | 44.18 | 46.41 | 48.653 | 50.909 | 53.176 | 55.455 | 57.745 | 60.046 | 60.886 | Richmondshire | York and North Yorkshire
NG FES - Leading the Way | Total installed renewable generation capacity (MW) | Rotherham | 30.832 | 31.166 | 36.257 | 41.741 | 47.572 | 54.937 | 65.215 | 75.06 | 84.923 | 94.799 | 104.357 | 114.041 | 122.026 | 130.246 | 138.317 | 146.721 | 154.315 | 161.02 | 167.221 | 173.996 | 181.528 | 189.895 | 198.275 | 206.965 | 215.199 | 222.722 | 229.75 | 236.607 | 243.485 | 250.406 | 251.538 | 251.577 | Rotherham | Sheffield City Region
NG FES - Leading the Way | Total installed renewable generation capacity (MW) | Ryedale | 12.92 | 12.742 | 51.246 | 89.917 | 128.848 | 168.67 | 209.419 | 250.04 | 290.468 | 330.723 | 370.801 | 411.883 | 424.245 | 437.534 | 449.858 | 462.618 | 471.251 | 475.786 | 477.808 | 482.395 | 490.229 | 500.885 | 511.46 | 523.272 | 532.837 | 538.925 | 542.554 | 545.21 | 547.876 | 550.554 | 553.147 | 554.015 | Ryedale | York and North Yorkshire
NG FES - Leading the Way | Total installed renewable generation capacity (MW) | Scarborough | 9.181 | 9.136 | 18.477 | 28.018 | 37.815 | 48.076 | 59.673 | 71.268 | 82.827 | 94.365 | 105.884 | 117.651 | 123.014 | 128.608 | 133.986 | 139.479 | 144.037 | 147.625 | 150.629 | 154.256 | 158.64 | 163.789 | 168.938 | 174.379 | 179.32 | 183.473 | 187.072 | 190.459 | 193.865 | 197.284 | 200.531 | 201.658 | Scarborough | York and North Yorkshire
NG FES - Leading the Way | Total installed renewable generation capacity (MW) | Selby | 60.374 | 60.846 | 64.13 | 67.551 | 71.194 | 75.728 | 81.431 | 86.961 | 92.497 | 98.075 | 103.468 | 108.973 | 113.292 | 117.802 | 122.171 | 126.581 | 130.401 | 133.438 | 136.054 | 139.139 | 142.729 | 146.88 | 151.048 | 155.42 | 159.478 | 163.053 | 166.29 | 169.406 | 172.535 | 175.686 | 176.355 | 176.782 | Selby | Leeds City Region | York and North Yorkshire
NG FES - Leading the Way | Total installed renewable generation capacity (MW) | Sheffield | 58.504 | 58.895 | 61.04 | 64.011 | 67.508 | 72.203 | 81.75 | 91.462 | 101.242 | 110.985 | 120.669 | 130.329 | 140.445 | 150.554 | 160.796 | 169.764 | 178.292 | 187.264 | 196.457 | 205.541 | 214.767 | 224.346 | 233.968 | 243.681 | 253.413 | 263.135 | 272.874 | 282.657 | 292.509 | 302.422 | 302.054 | 301.509 | Sheffield | Sheffield City Region
NG FES - Leading the Way | Total installed renewable generation capacity (MW) | South Tyneside | 8.566 | 8.62 | 9.128 | 9.843 | 10.719 | 11.894 | 14.389 | 16.887 | 19.395 | 21.904 | 24.416 | 26.93 | 29.641 | 32.356 | 35.093 | 37.841 | 40.597 | 43.413 | 46.265 | 49.107 | 51.961 | 54.915 | 57.88 | 60.859 | 63.85 | 66.852 | 69.869 | 72.9 | 75.944 | 79 | 82.068 | 83.024 | South Tyneside | North Eastern
NG FES - Leading the Way | Total installed renewable generation capacity (MW) | Stockton-on-Tees | 123.114 | 123.178 | 135.51 | 148.126 | 161.019 | 174.532 | 189.872 | 205.165 | 220.406 | 235.6 | 250.305 | 265.315 | 271.796 | 278.562 | 285.056 | 291.7 | 297.094 | 301.307 | 304.792 | 309.047 | 314.307 | 320.545 | 326.77 | 333.383 | 339.328 | 344.229 | 348.389 | 352.269 | 356.168 | 360.083 | 364.016 | 365.387 | Stockton-on-Tees | Tees Valley
NG FES - Leading the Way | Total installed renewable generation capacity (MW) | Sunderland | 27.386 | 27.486 | 28.506 | 29.926 | 31.733 | 34.138 | 39.245 | 44.27 | 49.319 | 54.388 | 59.478 | 64.588 | 70.114 | 75.659 | 81.238 | 86.838 | 92.464 | 98.136 | 103.839 | 109.56 | 115.305 | 121.275 | 127.271 | 133.29 | 139.339 | 145.412 | 151.511 | 157.639 | 163.788 | 169.967 | 176.17 | 178.183 | Sunderland | North Eastern
NG FES - Leading the Way | Total installed renewable generation capacity (MW) | Wakefield | 78.642 | 79.092 | 87.026 | 95.464 | 104.361 | 115.542 | 130.461 | 144.832 | 159.224 | 173.636 | 187.528 | 201.621 | 212.849 | 224.454 | 235.796 | 247.572 | 257.999 | 266.925 | 275.008 | 284.029 | 294.266 | 305.793 | 317.332 | 329.364 | 340.647 | 350.763 | 360.069 | 369.084 | 378.132 | 387.229 | 388.655 | 388.774 | Wakefield | Leeds City Region
NG FES - Leading the Way | Total installed renewable generation capacity (MW) | West Lindsey | 29.422 | 29.802 | 42.57 | 55.17 | 68.01 | 83.716 | 99.905 | 114.913 | 129.87 | 144.935 | 159.1 | 173.698 | 182.048 | 191.187 | 199.583 | 208.663 | 215.147 | 217.919 | 218.654 | 221.46 | 226.481 | 233.59 | 240.679 | 248.615 | 255.038 | 259.167 | 261.674 | 263.542 | 265.378 | 267.229 | 268.24 | 269.438 | West Lindsey | Greater Lincolnshire
NG FES - Leading the Way | Total installed renewable generation capacity (MW) | York | 19.136 | 19.202 | 28.116 | 37.335 | 46.832 | 56.925 | 68.971 | 80.993 | 92.989 | 104.95 | 116.882 | 129.031 | 135.303 | 141.777 | 148.076 | 154.48 | 160.015 | 164.747 | 168.984 | 173.759 | 179.248 | 185.474 | 191.697 | 198.203 | 204.245 | 209.56 | 214.368 | 218.981 | 223.616 | 228.274 | 232.949 | 234.423 | York | Leeds City Region | York and North Yorkshire
NPg Planning Scenario | Total installed renewable generation capacity (MW) | Barnsley | 69.425 | 69.757 | 75.129 | 80.839 | 86.837 | 94.38 | 104.548 | 114.216 | 123.899 | 133.588 | 142.925 | 152.387 | 159.882 | 167.631 | 175.2 | 182.718 | 189.219 | 194.737 | 199.689 | 205.27 | 211.672 | 218.943 | 226.221 | 233.833 | 240.931 | 247.237 | 252.997 | 258.559 | 264.138 | 269.754 | 270.236 | 270.277 | Barnsley | Leeds City Region | Sheffield City Region
NPg Planning Scenario | Total installed renewable generation capacity (MW) | Bassetlaw | 6.794 | 6.838 | 6.912 | 7.003 | 7.132 | 7.297 | 7.642 | 7.944 | 8.248 | 8.559 | 8.882 | 9.21 | 9.576 | 9.951 | 10.322 | 10.695 | 11.074 | 11.418 | 11.75 | 12.1 | 12.452 | 12.828 | 13.209 | 13.592 | 13.976 | 14.363 | 14.753 | 15.144 | 15.536 | 15.933 | 16.049 | 16.108 | Bassetlaw | Derby, Derbyshire, Nottingham and Nottinghamshire | Sheffield City Region
NPg Planning Scenario | Total installed renewable generation capacity (MW) | Bradford | 21.463 | 21.918 | 25.4 | 29.646 | 34.379 | 40.567 | 51.34 | 62.19 | 73.099 | 83.977 | 94.676 | 105.394 | 115.784 | 126.245 | 136.759 | 147.462 | 157.813 | 168.223 | 178.641 | 189.165 | 200.073 | 211.55 | 223.046 | 234.738 | 246.266 | 257.521 | 268.606 | 279.661 | 290.773 | 301.946 | 303.31 | 302.863 | Bradford | Leeds City Region
NPg Planning Scenario | Total installed renewable generation capacity (MW) | Calderdale | 55.748 | 56.061 | 58.276 | 60.833 | 63.593 | 67.152 | 72.817 | 78.442 | 84.092 | 89.723 | 95.217 | 100.738 | 105.76 | 110.846 | 115.933 | 121.154 | 126.083 | 130.902 | 135.647 | 140.524 | 145.69 | 151.201 | 156.724 | 162.377 | 167.877 | 173.141 | 178.244 | 183.299 | 188.38 | 193.498 | 194.149 | 193.975 | Calderdale | Leeds City Region
NPg Planning Scenario | Total installed renewable generation capacity (MW) | County Durham | 197.955 | 197.249 | 239.407 | 282.404 | 326.275 | 372.056 | 423.117 | 474.056 | 524.835 | 575.447 | 625.733 | 677.1 | 698.917 | 721.725 | 743.585 | 765.941 | 783.995 | 797.878 | 809.201 | 823.216 | 840.688 | 861.481 | 882.227 | 904.314 | 924.082 | 940.24 | 953.844 | 966.477 | 979.16 | 991.902 | 1004.696 | 1008.887 | County Durham | North Eastern
NPg Planning Scenario | Total installed renewable generation capacity (MW) | Craven | 4.32 | 5.122 | 5.556 | 6.144 | 6.852 | 7.778 | 9.602 | 11.496 | 13.416 | 15.346 | 17.29 | 19.246 | 21.356 | 23.478 | 25.635 | 27.813 | 30.012 | 32.285 | 34.608 | 36.929 | 39.275 | 41.702 | 44.151 | 46.626 | 49.122 | 51.644 | 54.191 | 56.762 | 59.356 | 61.976 | 62.643 | 62.961 | Craven | Leeds City Region | York and North Yorkshire
NPg Planning Scenario | Total installed renewable generation capacity (MW) | Darlington | 24.004 | 24 | 33.034 | 42.216 | 51.561 | 61.27 | 71.919 | 82.528 | 93.101 | 103.637 | 114.136 | 124.868 | 129.178 | 133.699 | 138.01 | 142.429 | 145.913 | 148.487 | 150.504 | 153.101 | 156.446 | 160.489 | 164.521 | 168.841 | 172.655 | 175.685 | 178.163 | 180.426 | 182.699 | 184.98 | 187.27 | 188 | Darlington | Tees Valley
NPg Planning Scenario | Total installed renewable generation capacity (MW) | Doncaster | 136.417 | 136.982 | 146.101 | 155.702 | 165.701 | 178.232 | 194.579 | 210.083 | 225.604 | 241.132 | 256.034 | 271.161 | 282.72 | 294.721 | 306.402 | 318.706 | 329.434 | 338.402 | 346.365 | 355.432 | 365.931 | 377.885 | 389.843 | 402.378 | 414.01 | 424.246 | 433.512 | 442.421 | 451.355 | 460.346 | 461.874 | 461.995 | Doncaster | Sheffield City Region
NPg Planning Scenario | Total installed renewable generation capacity (MW) | East Lindsey | 19.72 | 20.038 | 20.46 | 20.881 | 21.62 | 22.502 | 23.834 | 25.131 | 26.429 | 27.827 | 29.326 | 30.92 | 32.774 | 34.733 | 36.602 | 38.493 | 40.435 | 41.894 | 43.145 | 44.631 | 46.122 | 47.816 | 49.543 | 51.279 | 53.02 | 54.773 | 56.532 | 58.298 | 60.074 | 61.857 | 62.795 | 63.576 | East Lindsey | Greater Lincolnshire
NPg Planning Scenario | Total installed renewable generation capacity (MW) | East Riding of Yorkshire | 285.448 | 287.449 | 311.366 | 335.792 | 360.887 | 391.978 | 428.193 | 462.621 | 497.038 | 531.559 | 564.392 | 597.907 | 620.878 | 645.138 | 668.344 | 691.807 | 710.435 | 723.491 | 733.423 | 746.662 | 763.865 | 784.888 | 805.903 | 828.488 | 848.485 | 864.534 | 877.806 | 890.033 | 902.277 | 914.625 | 916.322 | 917.885 | East Riding of Yorkshire | Humber | York and North Yorkshire
NPg Planning Scenario | Total installed renewable generation capacity (MW) | Gateshead | 9.526 | 9.585 | 26.327 | 43.341 | 60.648 | 78.632 | 98.276 | 117.912 | 137.481 | 156.976 | 176.407 | 196.259 | 204.205 | 212.545 | 220.494 | 228.642 | 235.054 | 239.786 | 243.488 | 248.262 | 254.422 | 261.871 | 269.3 | 277.26 | 284.283 | 289.854 | 294.398 | 298.545 | 302.708 | 306.886 | 311.081 | 312.404 | Gateshead | North Eastern
NPg Planning Scenario | Total installed renewable generation capacity (MW) | Hambleton | 44.638 | 44.684 | 81.341 | 118.233 | 155.493 | 193.715 | 233.348 | 272.84 | 312.152 | 351.311 | 390.308 | 430.268 | 443.117 | 456.853 | 469.676 | 482.917 | 492.259 | 497.693 | 500.736 | 506.226 | 514.799 | 526.097 | 537.327 | 549.73 | 560.011 | 567.002 | 571.668 | 575.415 | 579.179 | 582.958 | 586.751 | 588.036 | Hambleton | York and North Yorkshire
NPg Planning Scenario | Total installed renewable generation capacity (MW) | Harrogate | 29.766 | 29.838 | 38.391 | 47.251 | 56.506 | 66.387 | 78.297 | 90.25 | 102.184 | 114.117 | 126.047 | 138.212 | 144.923 | 151.854 | 158.597 | 165.434 | 171.466 | 176.613 | 181.242 | 186.445 | 192.325 | 198.965 | 205.619 | 212.542 | 219.034 | 224.843 | 230.179 | 235.338 | 240.521 | 245.728 | 250.713 | 252.461 | Harrogate | Leeds City Region | York and North Yorkshire
NPg Planning Scenario | Total installed renewable generation capacity (MW) | Hartlepool | 13.13 | 13.132 | 13.471 | 13.942 | 14.568 | 15.398 | 17.088 | 18.782 | 20.483 | 22.198 | 23.924 | 25.667 | 27.559 | 29.466 | 31.377 | 33.294 | 35.226 | 37.134 | 39.039 | 40.966 | 42.901 | 44.92 | 46.952 | 48.99 | 51.039 | 53.096 | 55.163 | 57.236 | 59.321 | 61.412 | 63.512 | 64.231 | Hartlepool | Tees Valley
NPg Planning Scenario | Total installed renewable generation capacity (MW) | High Peak | 0.849 | 0.855 | 0.863 | 0.872 | 0.885 | 0.902 | 0.939 | 0.971 | 1.004 | 1.037 | 1.07 | 1.104 | 1.142 | 1.179 | 1.217 | 1.255 | 1.294 | 1.331 | 1.368 | 1.406 | 1.444 | 1.485 | 1.525 | 1.566 | 1.607 | 1.649 | 1.69 | 1.732 | 1.774 | 1.817 | 1.827 | 1.831 | High Peak | Derby, Derbyshire, Nottingham and Nottinghamshire,
NPg Planning Scenario | Total installed renewable generation capacity (MW) | Kingston upon Hull, City of | 49.715 | 49.974 | 51.826 | 54.086 | 56.645 | 59.988 | 65.85 | 71.737 | 77.646 | 83.555 | 89.385 | 95.231 | 100.965 | 106.743 | 112.547 | 118.442 | 124.174 | 129.885 | 135.589 | 141.366 | 147.347 | 153.637 | 159.945 | 166.352 | 172.68 | 178.878 | 184.986 | 191.085 | 197.215 | 203.378 | 204.205 | 204.048 | Kingston upon Hull, City of | Humber
NPg Planning Scenario | Total installed renewable generation capacity (MW) | Kirklees | 45.315 | 45.734 | 48.94 | 52.845 | 57.203 | 62.902 | 72.92 | 82.856 | 92.839 | 102.796 | 112.603 | 122.433 | 131.965 | 141.57 | 151.221 | 161.003 | 170.449 | 179.907 | 189.349 | 198.912 | 208.828 | 219.269 | 229.739 | 240.388 | 250.882 | 261.126 | 271.21 | 281.263 | 291.367 | 301.53 | 302.777 | 302.405 | Kirklees | Leeds City Region
NPg Planning Scenario | Total installed renewable generation capacity (MW) | Leeds | 57.563 | 58.186 | 71.62 | 86.113 | 101.272 | 120.444 | 146.583 | 172.08 | 197.624 | 223.123 | 247.673 | 272.486 | 292.467 | 313.001 | 333.193 | 354.275 | 373.104 | 389.902 | 405.505 | 422.483 | 441.5 | 462.608 | 483.729 | 505.681 | 526.392 | 545.156 | 562.58 | 579.525 | 596.528 | 613.633 | 615.883 | 615.408 | Leeds | Leeds City Region
NPg Planning Scenario | Total installed renewable generation capacity (MW) | Middlesbrough | 6.61 | 6.655 | 7.136 | 7.802 | 8.658 | 9.795 | 12.135 | 14.505 | 16.882 | 19.272 | 21.673 | 24.082 | 26.692 | 29.312 | 31.945 | 34.591 | 37.247 | 39.918 | 42.6 | 45.292 | 47.999 | 50.812 | 53.638 | 56.475 | 59.326 | 62.186 | 65.061 | 67.947 | 70.846 | 73.756 | 76.678 | 77.632 | Middlesbrough | Tees Valley
NPg Planning Scenario | Total installed renewable generation capacity (MW) | Newcastle upon Tyne | 10.246 | 10.334 | 12.527 | 15.078 | 17.956 | 21.386 | 27.054 | 32.795 | 38.549 | 44.314 | 50.084 | 55.904 | 61.104 | 66.352 | 71.597 | 76.877 | 82.036 | 87.111 | 92.14 | 97.26 | 102.514 | 108.052 | 113.608 | 119.232 | 124.799 | 130.27 | 135.683 | 141.082 | 146.507 | 151.957 | 157.428 | 159.186 | Newcastle upon Tyne | North Eastern
NPg Planning Scenario | Total installed renewable generation capacity (MW) | North East Derbyshire | 0.929 | 0.946 | 0.992 | 1.059 | 1.142 | 1.251 | 1.492 | 1.728 | 1.964 | 2.202 | 2.439 | 2.676 | 2.931 | 3.187 | 3.445 | 3.705 | 3.966 | 4.237 | 4.513 | 4.787 | 5.062 | 5.346 | 5.633 | 5.92 | 6.209 | 6.5 | 6.793 | 7.087 | 7.384 | 7.682 | 7.724 | 7.718 | North East Derbyshire | Derby, Derbyshire, Nottingham and Nottinghamshire | Sheffield City Region
NPg Planning Scenario | Total installed renewable generation capacity (MW) | North East Lincolnshire | 82.877 | 83.12 | 108.603 | 134.136 | 159.518 | 190.818 | 224.061 | 255.164 | 286.198 | 317.158 | 346.006 | 375.461 | 391.878 | 409.588 | 426.127 | 444.539 | 457.734 | 465 | 468.866 | 476.191 | 488.009 | 503.64 | 519.157 | 536.397 | 550.596 | 560.164 | 566.466 | 571.491 | 576.457 | 581.469 | 582.324 | 582.434 | North East Lincolnshire | Greater Lincolnshire | Humber
NPg Planning Scenario | Total installed renewable generation capacity (MW) | North Lincolnshire | 238.809 | 239.573 | 248.364 | 257.447 | 266.906 | 278.664 | 293.231 | 306.933 | 320.644 | 334.403 | 347.584 | 361.023 | 370.869 | 381.186 | 391.136 | 399.281 | 405.194 | 409.099 | 411.891 | 415.879 | 421.285 | 428.124 | 434.972 | 442.386 | 448.895 | 454.013 | 458.155 | 461.942 | 465.738 | 469.585 | 468.084 | 468.668 | North Lincolnshire | Greater Lincolnshire | Humber
NPg Planning Scenario | Total installed renewable generation capacity (MW) | North Tyneside | 10.652 | 10.723 | 11.954 | 13.48 | 15.214 | 17.391 | 21.462 | 25.547 | 29.648 | 33.744 | 37.835 | 41.938 | 45.939 | 49.948 | 53.985 | 58.043 | 62.056 | 66.137 | 70.251 | 74.37 | 78.547 | 82.894 | 87.256 | 91.651 | 96.037 | 100.398 | 104.742 | 109.095 | 113.467 | 117.858 | 122.269 | 123.617 | North Tyneside | North Eastern
NPg Planning Scenario | Total installed renewable generation capacity (MW) | Northumberland | 638.244 | 638.263 | 659.247 | 680.885 | 703.199 | 726.821 | 754.622 | 782.415 | 810.159 | 837.846 | 862.029 | 886.76 | 897.524 | 908.784 | 919.615 | 930.709 | 939.748 | 946.795 | 952.627 | 959.788 | 968.64 | 979.246 | 989.853 | 1001.137 | 1011.325 | 1019.789 | 1027.053 | 1033.869 | 1040.741 | 1047.656 | 1054.631 | 1058.189 | Northumberland | North Eastern
NPg Planning Scenario | Total installed renewable generation capacity (MW) | Pendle | 0.782 | 0.816 | 0.853 | 0.905 | 0.966 | 1.049 | 1.228 | 1.402 | 1.578 | 1.755 | 1.932 | 2.109 | 2.3 | 2.492 | 2.686 | 2.882 | 3.079 | 3.283 | 3.49 | 3.696 | 3.904 | 4.119 | 4.335 | 4.553 | 4.773 | 4.994 | 5.217 | 5.441 | 5.669 | 5.895 | 5.938 | 5.945 | Pendle | Lancashire
NPg Planning Scenario | Total installed renewable generation capacity (MW) | Redcar and Cleveland | 13.192 | 12.935 | 13.546 | 14.395 | 15.478 | 16.922 | 19.904 | 22.916 | 25.941 | 28.982 | 32.031 | 35.093 | 38.408 | 41.737 | 45.082 | 48.443 | 51.818 | 55.217 | 58.635 | 62.065 | 65.51 | 69.091 | 72.687 | 76.299 | 79.928 | 83.571 | 87.232 | 90.909 | 94.601 | 98.309 | 102.034 | 103.255 | Redcar and Cleveland | Tees Valley
NPg Planning Scenario | Total installed renewable generation capacity (MW) | Richmondshire | 5.538 | 5.533 | 5.896 | 6.399 | 7.067 | 7.949 | 9.726 | 11.537 | 13.361 | 15.202 | 17.057 | 18.931 | 20.965 | 23.019 | 25.077 | 27.148 | 29.233 | 31.299 | 33.363 | 35.454 | 37.555 | 39.751 | 41.958 | 44.18 | 46.41 | 48.653 | 50.909 | 53.176 | 55.455 | 57.745 | 60.046 | 60.886 | Richmondshire | York and North Yorkshire
NPg Planning Scenario | Total installed renewable generation capacity (MW) | Rotherham | 30.832 | 31.166 | 36.257 | 41.741 | 47.572 | 54.937 | 65.215 | 75.06 | 84.923 | 94.799 | 104.357 | 114.041 | 122.026 | 130.246 | 138.317 | 146.721 | 154.315 | 161.02 | 167.221 | 173.996 | 181.528 | 189.895 | 198.275 | 206.965 | 215.199 | 222.722 | 229.75 | 236.607 | 243.485 | 250.406 | 251.538 | 251.577 | Rotherham | Sheffield City Region
NPg Planning Scenario | Total installed renewable generation capacity (MW) | Ryedale | 12.92 | 12.742 | 51.246 | 89.917 | 128.848 | 168.67 | 209.419 | 250.04 | 290.468 | 330.723 | 370.801 | 411.883 | 424.245 | 437.534 | 449.858 | 462.618 | 471.251 | 475.786 | 477.808 | 482.395 | 490.229 | 500.885 | 511.46 | 523.272 | 532.837 | 538.925 | 542.554 | 545.21 | 547.876 | 550.554 | 553.147 | 554.015 | Ryedale | York and North Yorkshire
NPg Planning Scenario | Total installed renewable generation capacity (MW) | Scarborough | 9.181 | 9.136 | 18.477 | 28.018 | 37.815 | 48.076 | 59.673 | 71.268 | 82.827 | 94.365 | 105.884 | 117.651 | 123.014 | 128.608 | 133.986 | 139.479 | 144.037 | 147.625 | 150.629 | 154.256 | 158.64 | 163.789 | 168.938 | 174.379 | 179.32 | 183.473 | 187.072 | 190.459 | 193.865 | 197.284 | 200.531 | 201.658 | Scarborough | York and North Yorkshire
NPg Planning Scenario | Total installed renewable generation capacity (MW) | Selby | 60.374 | 60.846 | 64.13 | 67.551 | 71.194 | 75.728 | 81.431 | 86.961 | 92.497 | 98.075 | 103.468 | 108.973 | 113.292 | 117.802 | 122.171 | 126.581 | 130.401 | 133.438 | 136.054 | 139.139 | 142.729 | 146.88 | 151.048 | 155.42 | 159.478 | 163.053 | 166.29 | 169.406 | 172.535 | 175.686 | 176.355 | 176.782 | Selby | Leeds City Region | York and North Yorkshire
NPg Planning Scenario | Total installed renewable generation capacity (MW) | Sheffield | 58.504 | 58.895 | 61.04 | 64.011 | 67.508 | 72.203 | 81.75 | 91.462 | 101.242 | 110.985 | 120.669 | 130.329 | 140.445 | 150.554 | 160.796 | 169.764 | 178.292 | 187.264 | 196.457 | 205.541 | 214.767 | 224.346 | 233.968 | 243.681 | 253.413 | 263.135 | 272.874 | 282.657 | 292.509 | 302.422 | 302.054 | 301.509 | Sheffield | Sheffield City Region
NPg Planning Scenario | Total installed renewable generation capacity (MW) | South Tyneside | 8.566 | 8.62 | 9.128 | 9.843 | 10.719 | 11.894 | 14.389 | 16.887 | 19.395 | 21.904 | 24.416 | 26.93 | 29.641 | 32.356 | 35.093 | 37.841 | 40.597 | 43.413 | 46.265 | 49.107 | 51.961 | 54.915 | 57.88 | 60.859 | 63.85 | 66.852 | 69.869 | 72.9 | 75.944 | 79 | 82.068 | 83.024 | South Tyneside | North Eastern
NPg Planning Scenario | Total installed renewable generation capacity (MW) | Stockton-on-Tees | 123.114 | 123.178 | 135.51 | 148.126 | 161.019 | 174.532 | 189.872 | 205.165 | 220.406 | 235.6 | 250.305 | 265.315 | 271.796 | 278.562 | 285.056 | 291.7 | 297.094 | 301.307 | 304.792 | 309.047 | 314.307 | 320.545 | 326.77 | 333.383 | 339.328 | 344.229 | 348.389 | 352.269 | 356.168 | 360.083 | 364.016 | 365.387 | Stockton-on-Tees | Tees Valley
NPg Planning Scenario | Total installed renewable generation capacity (MW) | Sunderland | 27.386 | 27.486 | 28.506 | 29.926 | 31.733 | 34.138 | 39.245 | 44.27 | 49.319 | 54.388 | 59.478 | 64.588 | 70.114 | 75.659 | 81.238 | 86.838 | 92.464 | 98.136 | 103.839 | 109.56 | 115.305 | 121.275 | 127.271 | 133.29 | 139.339 | 145.412 | 151.511 | 157.639 | 163.788 | 169.967 | 176.17 | 178.183 | Sunderland | North Eastern
NPg Planning Scenario | Total installed renewable generation capacity (MW) | Wakefield | 78.642 | 79.092 | 87.026 | 95.464 | 104.361 | 115.542 | 130.461 | 144.832 | 159.224 | 173.636 | 187.528 | 201.621 | 212.849 | 224.454 | 235.796 | 247.572 | 257.999 | 266.925 | 275.008 | 284.029 | 294.266 | 305.793 | 317.332 | 329.364 | 340.647 | 350.763 | 360.069 | 369.084 | 378.132 | 387.229 | 388.655 | 388.774 | Wakefield | Leeds City Region
NPg Planning Scenario | Total installed renewable generation capacity (MW) | West Lindsey | 29.422 | 29.802 | 42.57 | 55.17 | 68.01 | 83.716 | 99.905 | 114.913 | 129.87 | 144.935 | 159.1 | 173.698 | 182.048 | 191.187 | 199.583 | 208.663 | 215.147 | 217.919 | 218.654 | 221.46 | 226.481 | 233.59 | 240.679 | 248.615 | 255.038 | 259.167 | 261.674 | 263.542 | 265.378 | 267.229 | 268.24 | 269.438 | West Lindsey | Greater Lincolnshire
NPg Planning Scenario | Total installed renewable generation capacity (MW) | York | 19.136 | 19.202 | 28.116 | 37.335 | 46.832 | 56.925 | 68.971 | 80.993 | 92.989 | 104.95 | 116.882 | 129.031 | 135.303 | 141.777 | 148.076 | 154.48 | 160.015 | 164.747 | 168.984 | 173.759 | 179.248 | 185.474 | 191.697 | 198.203 | 204.245 | 209.56 | 214.368 | 218.981 | 223.616 | 228.274 | 232.949 | 234.423 | York | Leeds City Region | York and North Yorkshire
NG FES - Steady Progression | Total installed renewable generation capacity (MW) | Barnsley | 69.425 | 69.757 | 71.798 | 73.635 | 75.525 | 76.583 | 77.688 | 78.583 | 79.783 | 81.18 | 82.786 | 84.896 | 86.733 | 88.753 | 90.747 | 93.082 | 94.962 | 95.97 | 96.986 | 98.008 | 99.389 | 100.89 | 102.393 | 103.898 | 105.408 | 106.919 | 108.429 | 109.95 | 111.465 | 112.984 | 114.508 | 116.034 | Barnsley | Leeds City Region | Sheffield City Region
NG FES - Steady Progression | Total installed renewable generation capacity (MW) | Bassetlaw | 6.794 | 6.838 | 6.852 | 6.869 | 6.886 | 6.901 | 6.917 | 6.955 | 6.997 | 7.048 | 7.099 | 7.163 | 7.229 | 7.298 | 7.366 | 7.438 | 7.504 | 7.562 | 7.622 | 7.683 | 7.746 | 7.809 | 7.874 | 7.938 | 8.003 | 8.069 | 8.134 | 8.201 | 8.267 | 8.333 | 8.4 | 8.468 | Bassetlaw | Derby, Derbyshire, Nottingham and Nottinghamshire | Sheffield City Region
NG FES - Steady Progression | Total installed renewable generation capacity (MW) | Bradford | 21.463 | 21.918 | 23.108 | 24.17 | 25.278 | 26.049 | 26.836 | 28.125 | 29.669 | 31.436 | 33.282 | 35.6 | 37.798 | 40.05 | 42.312 | 44.681 | 46.949 | 48.961 | 50.976 | 53.008 | 55.164 | 57.37 | 59.579 | 61.795 | 64.019 | 66.256 | 68.502 | 70.758 | 73.02 | 75.288 | 77.575 | 79.864 | Bradford | Leeds City Region
NG FES - Steady Progression | Total installed renewable generation capacity (MW) | Calderdale | 55.748 | 56.061 | 56.862 | 57.581 | 58.322 | 58.795 | 59.278 | 59.909 | 60.686 | 61.572 | 62.528 | 63.739 | 64.857 | 66.024 | 67.189 | 68.454 | 69.606 | 70.517 | 71.434 | 72.358 | 73.389 | 74.455 | 75.524 | 76.596 | 77.673 | 78.753 | 79.838 | 80.927 | 82.016 | 83.112 | 84.212 | 85.314 | Calderdale | Leeds City Region
NG FES - Steady Progression | Total installed renewable generation capacity (MW) | County Durham | 197.955 | 197.249 | 209.167 | 221.088 | 233.017 | 234.957 | 237.238 | 240.358 | 245.064 | 250.657 | 257.608 | 267.024 | 272.836 | 279.437 | 285.912 | 293.882 | 299.806 | 301.824 | 303.852 | 305.886 | 309.511 | 313.655 | 317.798 | 321.94 | 326.073 | 330.206 | 334.334 | 338.46 | 342.577 | 346.695 | 350.806 | 354.915 | County Durham | North Eastern
NG FES - Steady Progression | Total installed renewable generation capacity (MW) | Craven | 4.32 | 5.122 | 5.248 | 5.369 | 5.493 | 5.617 | 5.741 | 6.013 | 6.323 | 6.667 | 7.014 | 7.431 | 7.848 | 8.263 | 8.683 | 9.101 | 9.529 | 9.982 | 10.438 | 10.895 | 11.352 | 11.809 | 12.267 | 12.728 | 13.19 | 13.655 | 14.121 | 14.59 | 15.061 | 15.534 | 16.01 | 16.487 | Craven | Leeds City Region | York and North Yorkshire
NG FES - Steady Progression | Total installed renewable generation capacity (MW) | Darlington | 24.004 | 24 | 26.559 | 29.118 | 31.677 | 32.077 | 32.553 | 33.176 | 34.133 | 35.272 | 36.708 | 38.661 | 39.832 | 41.177 | 42.492 | 44.132 | 45.327 | 45.673 | 46.023 | 46.373 | 47.068 | 47.874 | 48.679 | 49.485 | 50.289 | 51.089 | 51.892 | 52.692 | 53.49 | 54.288 | 55.084 | 55.881 | Darlington | Tees Valley
NG FES - Steady Progression | Total installed renewable generation capacity (MW) | Doncaster | 136.417 | 136.982 | 140.485 | 143.637 | 146.881 | 148.658 | 150.523 | 151.911 | 153.8 | 156.006 | 158.577 | 161.968 | 164.887 | 168.122 | 171.311 | 175.095 | 178.079 | 179.534 | 180.997 | 182.466 | 184.565 | 186.879 | 189.19 | 191.508 | 193.828 | 196.147 | 198.468 | 200.794 | 203.122 | 205.455 | 207.787 | 210.124 | Doncaster | Sheffield City Region
NG FES - Steady Progression | Total installed renewable generation capacity (MW) | East Lindsey | 19.72 | 20.038 | 20.081 | 20.179 | 20.255 | 20.328 | 20.403 | 20.538 | 20.702 | 20.899 | 21.113 | 21.387 | 21.69 | 22.021 | 22.343 | 22.708 | 22.991 | 23.175 | 23.364 | 23.554 | 23.775 | 24.01 | 24.253 | 24.496 | 24.74 | 24.985 | 25.232 | 25.478 | 25.724 | 25.976 | 26.224 | 26.475 | East Lindsey | Greater Lincolnshire
NG FES - Steady Progression | Total installed renewable generation capacity (MW) | East Riding of Yorkshire | 285.448 | 287.449 | 296.782 | 305.229 | 313.899 | 318.463 | 323.279 | 325.983 | 329.914 | 334.565 | 340.24 | 347.855 | 354.172 | 361.399 | 368.473 | 377.247 | 383.674 | 385.684 | 387.723 | 389.761 | 393.598 | 398.029 | 402.46 | 406.89 | 411.316 | 415.735 | 420.152 | 424.568 | 428.976 | 433.384 | 437.787 | 442.188 | East Riding of Yorkshire | Humber | York and North Yorkshire
NG FES - Steady Progression | Total installed renewable generation capacity (MW) | Gateshead | 9.526 | 9.585 | 14.326 | 19.069 | 23.812 | 24.556 | 25.43 | 26.58 | 28.347 | 30.456 | 33.111 | 36.719 | 38.885 | 41.367 | 43.796 | 46.825 | 49.031 | 49.667 | 50.303 | 50.948 | 52.226 | 53.714 | 55.202 | 56.685 | 58.165 | 59.646 | 61.121 | 62.596 | 64.07 | 65.539 | 67.006 | 68.472 | Gateshead | North Eastern
NG FES - Steady Progression | Total installed renewable generation capacity (MW) | Hambleton | 44.638 | 44.684 | 55.114 | 65.551 | 75.996 | 77.453 | 79.217 | 81.217 | 84.516 | 88.492 | 93.699 | 100.869 | 104.806 | 109.463 | 113.991 | 119.885 | 123.886 | 124.303 | 124.734 | 125.162 | 127.033 | 129.376 | 131.713 | 134.041 | 136.358 | 138.665 | 140.964 | 143.253 | 145.532 | 147.803 | 150.063 | 152.316 | Hambleton | York and North Yorkshire
NG FES - Steady Progression | Total installed renewable generation capacity (MW) | Harrogate | 29.766 | 29.838 | 32.227 | 34.621 | 37.014 | 37.495 | 38.039 | 38.913 | 40.138 | 41.578 | 43.285 | 45.559 | 47.148 | 48.897 | 50.625 | 52.651 | 54.263 | 55.1 | 55.943 | 56.79 | 57.953 | 59.224 | 60.496 | 61.767 | 63.042 | 64.318 | 65.593 | 66.87 | 68.15 | 69.431 | 70.71 | 71.993 | Harrogate | Leeds City Region | York and North Yorkshire
NG FES - Steady Progression | Total installed renewable generation capacity (MW) | Hartlepool | 13.13 | 13.132 | 13.209 | 13.288 | 13.367 | 13.45 | 13.532 | 13.746 | 13.994 | 14.28 | 14.569 | 14.928 | 15.293 | 15.662 | 16.031 | 16.407 | 16.775 | 17.132 | 17.492 | 17.852 | 18.217 | 18.585 | 18.957 | 19.328 | 19.702 | 20.077 | 20.453 | 20.833 | 21.213 | 21.594 | 21.977 | 22.361 | Hartlepool | Tees Valley
NG FES - Steady Progression | Total installed renewable generation capacity (MW) | High Peak | 0.849 | 0.855 | 0.857 | 0.859 | 0.861 | 0.862 | 0.864 | 0.868 | 0.873 | 0.879 | 0.884 | 0.891 | 0.898 | 0.905 | 0.913 | 0.92 | 0.927 | 0.934 | 0.941 | 0.948 | 0.955 | 0.962 | 0.97 | 0.977 | 0.984 | 0.992 | 0.999 | 1.006 | 1.014 | 1.021 | 1.029 | 1.036 | High Peak | Derby, Derbyshire, Nottingham and Nottinghamshire,
NG FES - Steady Progression | Total installed renewable generation capacity (MW) | Kingston upon Hull, City of | 49.715 | 49.974 | 50.591 | 51.149 | 51.727 | 52.134 | 52.554 | 53.25 | 54.09 | 55.048 | 56.047 | 57.301 | 58.498 | 59.727 | 60.96 | 62.25 | 63.485 | 64.577 | 65.676 | 66.783 | 67.953 | 69.149 | 70.352 | 71.555 | 72.767 | 73.985 | 75.204 | 76.431 | 77.66 | 78.897 | 80.14 | 81.385 | Kingston upon Hull, City of | Humber
NG FES - Steady Progression | Total installed renewable generation capacity (MW) | Kirklees | 45.315 | 45.734 | 46.826 | 47.803 | 48.822 | 49.533 | 50.252 | 51.422 | 52.838 | 54.452 | 56.136 | 58.259 | 60.27 | 62.337 | 64.409 | 66.585 | 68.659 | 70.489 | 72.325 | 74.169 | 76.135 | 78.142 | 80.156 | 82.179 | 84.208 | 86.248 | 88.29 | 90.348 | 92.41 | 94.481 | 96.559 | 98.652 | Kirklees | Leeds City Region
NG FES - Steady Progression | Total installed renewable generation capacity (MW) | Leeds | 57.563 | 58.186 | 63.302 | 67.879 | 72.612 | 75.273 | 78.07 | 80.51 | 83.739 | 87.483 | 91.732 | 97.275 | 102.138 | 107.427 | 112.656 | 118.69 | 123.681 | 126.613 | 129.558 | 132.518 | 136.337 | 140.448 | 144.562 | 148.69 | 152.817 | 156.953 | 161.102 | 165.258 | 169.417 | 173.596 | 177.775 | 181.968 | Leeds | Leeds City Region
NG FES - Steady Progression | Total installed renewable generation capacity (MW) | Middlesbrough | 6.61 | 6.655 | 6.766 | 6.877 | 6.986 | 7.097 | 7.209 | 7.508 | 7.855 | 8.251 | 8.648 | 9.141 | 9.635 | 10.132 | 10.63 | 11.132 | 11.636 | 12.142 | 12.651 | 13.164 | 13.676 | 14.192 | 14.708 | 15.228 | 15.751 | 16.274 | 16.799 | 17.328 | 17.858 | 18.39 | 18.924 | 19.461 | Middlesbrough | Tees Valley
NG FES - Steady Progression | Total installed renewable generation capacity (MW) | Newcastle upon Tyne | 10.246 | 10.334 | 10.91 | 11.485 | 12.058 | 12.312 | 12.575 | 13.196 | 13.947 | 14.811 | 15.72 | 16.869 | 17.905 | 18.963 | 20.024 | 21.133 | 22.189 | 23.139 | 24.09 | 25.045 | 26.054 | 27.078 | 28.105 | 29.14 | 30.175 | 31.216 | 32.258 | 33.303 | 34.353 | 35.409 | 36.466 | 37.527 | Newcastle upon Tyne | North Eastern
NG FES - Steady Progression | Total installed renewable generation capacity (MW) | North East Derbyshire | 0.929 | 0.946 | 0.959 | 0.97 | 0.982 | 0.994 | 1.006 | 1.037 | 1.073 | 1.113 | 1.154 | 1.204 | 1.254 | 1.303 | 1.353 | 1.402 | 1.454 | 1.507 | 1.561 | 1.614 | 1.668 | 1.722 | 1.775 | 1.83 | 1.884 | 1.939 | 1.994 | 2.048 | 2.104 | 2.16 | 2.216 | 2.273 | North East Derbyshire | Derby, Derbyshire, Nottingham and Nottinghamshire | Sheffield City Region
NG FES - Steady Progression | Total installed renewable generation capacity (MW) | North East Lincolnshire | 82.877 | 83.12 | 93.43 | 102.636 | 112.13 | 116.891 | 121.944 | 123.951 | 127.203 | 131.104 | 136.153 | 143.084 | 148.488 | 154.897 | 161.128 | 169.259 | 174.776 | 175.307 | 175.841 | 176.381 | 178.936 | 182.147 | 185.347 | 188.532 | 191.708 | 194.871 | 198.017 | 201.156 | 204.277 | 207.389 | 210.488 | 213.573 | North East Lincolnshire | Greater Lincolnshire | Humber
NG FES - Steady Progression | Total installed renewable generation capacity (MW) | North Lincolnshire | 238.809 | 239.573 | 242.95 | 246.017 | 249.164 | 250.854 | 252.633 | 253.781 | 255.397 | 257.297 | 259.562 | 262.575 | 265.135 | 268.02 | 270.854 | 274.293 | 276.896 | 277.928 | 278.969 | 280.017 | 281.704 | 283.603 | 285.506 | 287.406 | 289.307 | 291.213 | 293.114 | 295.019 | 296.922 | 298.828 | 300.735 | 302.639 | North Lincolnshire | Greater Lincolnshire | Humber
NG FES - Steady Progression | Total installed renewable generation capacity (MW) | North Tyneside | 10.652 | 10.723 | 11.036 | 11.346 | 11.647 | 11.826 | 12.008 | 12.485 | 13.051 | 13.692 | 14.341 | 15.158 | 15.921 | 16.682 | 17.449 | 18.222 | 19.008 | 19.797 | 20.585 | 21.379 | 22.178 | 22.984 | 23.788 | 24.6 | 25.409 | 26.223 | 27.044 | 27.865 | 28.69 | 29.519 | 30.35 | 31.182 | North Tyneside | North Eastern
NG FES - Steady Progression | Total installed renewable generation capacity (MW) | Northumberland | 638.244 | 638.263 | 644.165 | 650.066 | 655.972 | 657.062 | 658.313 | 660.247 | 663.004 | 666.257 | 670.168 | 675.396 | 678.891 | 682.767 | 686.587 | 691.133 | 694.691 | 696.38 | 698.069 | 699.766 | 702.234 | 704.957 | 707.682 | 710.408 | 713.133 | 715.861 | 718.589 | 721.319 | 724.047 | 726.78 | 729.514 | 732.246 | Northumberland | North Eastern
NG FES - Steady Progression | Total installed renewable generation capacity (MW) | Pendle | 0.782 | 0.816 | 0.827 | 0.835 | 0.845 | 0.855 | 0.865 | 0.889 | 0.915 | 0.946 | 0.976 | 1.014 | 1.052 | 1.088 | 1.126 | 1.164 | 1.202 | 1.242 | 1.282 | 1.323 | 1.364 | 1.404 | 1.445 | 1.485 | 1.526 | 1.567 | 1.609 | 1.651 | 1.692 | 1.734 | 1.776 | 1.819 | Pendle | Lancashire
NG FES - Steady Progression | Total installed renewable generation capacity (MW) | Redcar and Cleveland | 13.192 | 12.935 | 13.075 | 13.215 | 13.355 | 13.496 | 13.637 | 14.02 | 14.461 | 14.964 | 15.471 | 16.097 | 16.725 | 17.357 | 17.989 | 18.625 | 19.264 | 19.915 | 20.564 | 21.217 | 21.871 | 22.528 | 23.186 | 23.849 | 24.513 | 25.18 | 25.851 | 26.524 | 27.199 | 27.877 | 28.558 | 29.243 | Redcar and Cleveland | Tees Valley
NG FES - Steady Progression | Total installed renewable generation capacity (MW) | Richmondshire | 5.538 | 5.533 | 5.617 | 5.701 | 5.788 | 5.877 | 5.965 | 6.199 | 6.47 | 6.779 | 7.092 | 7.481 | 7.875 | 8.274 | 8.673 | 9.079 | 9.476 | 9.863 | 10.253 | 10.646 | 11.042 | 11.443 | 11.846 | 12.251 | 12.659 | 13.065 | 13.475 | 13.887 | 14.299 | 14.714 | 15.128 | 15.547 | Richmondshire | York and North Yorkshire
NG FES - Steady Progression | Total installed renewable generation capacity (MW) | Rotherham | 30.832 | 31.166 | 33.069 | 34.791 | 36.56 | 37.566 | 38.623 | 39.57 | 40.814 | 42.268 | 43.905 | 46.042 | 47.939 | 50 | 52.038 | 54.386 | 56.322 | 57.472 | 58.624 | 59.786 | 61.276 | 62.873 | 64.472 | 66.078 | 67.689 | 69.3 | 70.916 | 72.534 | 74.157 | 75.784 | 77.414 | 79.047 | Rotherham | Sheffield City Region
NG FES - Steady Progression | Total installed renewable generation capacity (MW) | Ryedale | 12.92 | 12.742 | 23.708 | 34.679 | 45.653 | 47.14 | 48.946 | 50.923 | 54.246 | 58.259 | 63.564 | 70.897 | 74.805 | 79.469 | 83.997 | 89.954 | 93.932 | 94.158 | 94.391 | 94.622 | 96.366 | 98.605 | 100.832 | 103.05 | 105.257 | 107.454 | 109.639 | 111.814 | 113.977 | 116.129 | 118.271 | 120.402 | Ryedale | York and North Yorkshire
NG FES - Steady Progression | Total installed renewable generation capacity (MW) | Scarborough | 9.181 | 9.136 | 11.765 | 14.397 | 17.029 | 17.479 | 17.999 | 18.736 | 19.829 | 21.126 | 22.722 | 24.874 | 26.242 | 27.785 | 29.298 | 31.147 | 32.537 | 33.065 | 33.596 | 34.13 | 35.013 | 36.014 | 37.015 | 38.013 | 39.013 | 40.01 | 41.009 | 42.006 | 43.005 | 44.003 | 44.997 | 45.992 | Scarborough | York and North Yorkshire
NG FES - Steady Progression | Total installed renewable generation capacity (MW) | Selby | 60.374 | 60.846 | 62.076 | 63.205 | 64.358 | 64.995 | 65.666 | 66.16 | 66.832 | 67.62 | 68.541 | 69.753 | 70.813 | 71.991 | 73.149 | 74.533 | 75.605 | 76.111 | 76.619 | 77.13 | 77.873 | 78.694 | 79.519 | 80.343 | 81.169 | 81.995 | 82.821 | 83.65 | 84.478 | 85.307 | 86.137 | 86.97 | Selby | Leeds City Region | York and North Yorkshire
NG FES - Steady Progression | Total installed renewable generation capacity (MW) | Sheffield | 58.504 | 58.895 | 59.53 | 60.099 | 60.692 | 61.215 | 61.753 | 62.999 | 64.458 | 66.114 | 67.773 | 69.832 | 71.85 | 73.871 | 75.9 | 77.939 | 80.026 | 82.154 | 84.279 | 86.423 | 88.573 | 90.737 | 92.903 | 95.081 | 97.269 | 99.467 | 101.679 | 103.899 | 106.131 | 108.372 | 110.626 | 112.888 | Sheffield | Sheffield City Region
NG FES - Steady Progression | Total installed renewable generation capacity (MW) | South Tyneside | 8.566 | 8.62 | 8.736 | 8.853 | 8.966 | 9.08 | 9.193 | 9.509 | 9.876 | 10.289 | 10.7 | 11.21 | 11.716 | 12.219 | 12.723 | 13.226 | 13.746 | 14.291 | 14.836 | 15.383 | 15.927 | 16.472 | 17.016 | 17.562 | 18.112 | 18.662 | 19.217 | 19.772 | 20.33 | 20.891 | 21.454 | 22.02 | South Tyneside | North Eastern
NG FES - Steady Progression | Total installed renewable generation capacity (MW) | Stockton-on-Tees | 123.114 | 123.178 | 126.657 | 130.138 | 133.618 | 134.203 | 134.888 | 135.857 | 137.294 | 139 | 141.097 | 143.927 | 145.711 | 147.723 | 149.696 | 152.099 | 153.922 | 154.621 | 155.325 | 156.031 | 157.193 | 158.507 | 159.819 | 161.131 | 162.445 | 163.754 | 165.063 | 166.372 | 167.682 | 168.991 | 170.297 | 171.602 | Stockton-on-Tees | Tees Valley
NG FES - Steady Progression | Total installed renewable generation capacity (MW) | Sunderland | 27.386 | 27.486 | 27.72 | 27.956 | 28.188 | 28.422 | 28.657 | 29.292 | 30.029 | 30.87 | 31.711 | 32.752 | 33.798 | 34.845 | 35.899 | 36.953 | 38.018 | 39.1 | 40.184 | 41.273 | 42.364 | 43.459 | 44.557 | 45.66 | 46.767 | 47.878 | 48.994 | 50.118 | 51.24 | 52.371 | 53.507 | 54.647 | Sunderland | North Eastern
NG FES - Steady Progression | Total installed renewable generation capacity (MW) | Wakefield | 78.642 | 79.092 | 82.091 | 84.802 | 87.587 | 89.139 | 90.774 | 92.104 | 93.884 | 95.962 | 98.348 | 101.478 | 104.217 | 107.223 | 110.19 | 113.659 | 116.454 | 117.962 | 119.475 | 120.997 | 123.054 | 125.286 | 127.521 | 129.763 | 132.009 | 134.256 | 136.508 | 138.766 | 141.021 | 143.288 | 145.555 | 147.825 | Wakefield | Leeds City Region
NG FES - Steady Progression | Total installed renewable generation capacity (MW) | West Lindsey | 29.422 | 29.802 | 34.849 | 39.434 | 44.123 | 46.471 | 48.965 | 49.86 | 51.356 | 53.182 | 55.603 | 58.948 | 61.582 | 64.754 | 67.824 | 71.901 | 74.545 | 74.562 | 74.591 | 74.612 | 75.683 | 77.1 | 78.517 | 79.925 | 81.328 | 82.722 | 84.109 | 85.488 | 86.86 | 88.224 | 89.58 | 90.929 | West Lindsey | Greater Lincolnshire
NG FES - Steady Progression | Total installed renewable generation capacity (MW) | York | 19.136 | 19.202 | 21.703 | 24.207 | 26.705 | 27.175 | 27.716 | 28.56 | 29.759 | 31.17 | 32.856 | 35.109 | 36.629 | 38.302 | 39.954 | 41.904 | 43.452 | 44.228 | 45.004 | 45.786 | 46.883 | 48.087 | 49.292 | 50.496 | 51.704 | 52.909 | 54.119 | 55.326 | 56.536 | 57.745 | 58.957 | 60.167 | York | Leeds City Region | York and North Yorkshire
NG FES - System Transformation | Total installed renewable generation capacity (MW) | Barnsley | 69.425 | 69.757 | 73.259 | 76.858 | 80.478 | 83.33 | 86.933 | 90.534 | 94.516 | 98.936 | 103.493 | 108.965 | 112.946 | 117.01 | 120.857 | 125.151 | 128.772 | 131.142 | 133.258 | 135.714 | 139.059 | 142.408 | 145.739 | 149.042 | 152.362 | 155.465 | 158.577 | 161.702 | 164.836 | 167.978 | 171.135 | 174.712 | Barnsley | Leeds City Region | Sheffield City Region
NG FES - System Transformation | Total installed renewable generation capacity (MW) | Bassetlaw | 6.794 | 6.838 | 6.876 | 6.923 | 6.984 | 7.056 | 7.162 | 7.288 | 7.438 | 7.592 | 7.752 | 7.92 | 8.106 | 8.3 | 8.494 | 8.691 | 8.878 | 9.042 | 9.199 | 9.372 | 9.548 | 9.726 | 9.907 | 10.088 | 10.269 | 10.452 | 10.636 | 10.82 | 11.005 | 11.191 | 11.378 | 11.565 | Bassetlaw | Derby, Derbyshire, Nottingham and Nottinghamshire | Sheffield City Region
NG FES - System Transformation | Total installed renewable generation capacity (MW) | Bradford | 21.463 | 21.918 | 24.006 | 26.373 | 28.909 | 31.336 | 34.996 | 39.235 | 44.194 | 49.316 | 54.461 | 59.893 | 64.954 | 70.008 | 74.99 | 80.163 | 85.193 | 90.194 | 95.212 | 100.21 | 105.541 | 110.893 | 116.257 | 121.633 | 127.037 | 132.375 | 137.732 | 143.127 | 148.543 | 153.985 | 159.45 | 164.951 | Bradford | Leeds City Region
NG FES - System Transformation | Total installed renewable generation capacity (MW) | Calderdale | 55.748 | 56.061 | 57.45 | 58.951 | 60.514 | 61.892 | 63.851 | 66.012 | 68.5 | 71.121 | 73.77 | 76.677 | 79.172 | 81.666 | 84.098 | 86.674 | 89.096 | 91.389 | 93.647 | 95.942 | 98.514 | 101.094 | 103.674 | 106.255 | 108.847 | 111.377 | 113.918 | 116.472 | 119.039 | 121.614 | 124.203 | 126.805 | Calderdale | Leeds City Region
NG FES - System Transformation | Total installed renewable generation capacity (MW) | County Durham | 197.955 | 197.249 | 224.041 | 251.163 | 278.627 | 292.522 | 308.821 | 325.908 | 343.785 | 364.965 | 389.294 | 421.051 | 433.895 | 447.256 | 459.67 | 473.853 | 484.648 | 491.019 | 496.345 | 502.753 | 512.859 | 522.96 | 533.06 | 543.153 | 553.243 | 562.293 | 571.345 | 580.406 | 589.46 | 598.524 | 607.585 | 616.77 | County Durham | North Eastern
NG FES - System Transformation | Total installed renewable generation capacity (MW) | Craven | 4.32 | 5.122 | 5.383 | 5.701 | 6.071 | 6.498 | 7.158 | 7.937 | 8.862 | 9.799 | 10.735 | 11.664 | 12.663 | 13.658 | 14.658 | 15.662 | 16.684 | 17.762 | 18.859 | 19.937 | 21.015 | 22.1 | 23.2 | 24.305 | 25.417 | 26.534 | 27.657 | 28.798 | 29.943 | 31.095 | 32.251 | 33.414 | Craven | Leeds City Region | York and North Yorkshire
NG FES - System Transformation | Total installed renewable generation capacity (MW) | Darlington | 24.004 | 24 | 29.753 | 35.561 | 41.436 | 44.364 | 47.759 | 51.289 | 54.96 | 59.342 | 64.432 | 71.129 | 73.721 | 76.423 | 78.922 | 81.8 | 83.944 | 85.125 | 86.077 | 87.269 | 89.255 | 91.243 | 93.227 | 95.211 | 97.189 | 98.945 | 100.698 | 102.453 | 104.204 | 105.957 | 107.709 | 109.459 | Darlington | Tees Valley
NG FES - System Transformation | Total installed renewable generation capacity (MW) | Doncaster | 136.417 | 136.982 | 142.969 | 149.08 | 155.188 | 159.91 | 165.764 | 171.49 | 177.768 | 184.81 | 192.101 | 200.988 | 207.205 | 213.565 | 219.549 | 226.313 | 231.892 | 235.949 | 239.557 | 243.761 | 249.52 | 255.288 | 261.009 | 266.691 | 272.389 | 277.701 | 283.032 | 288.376 | 293.738 | 299.107 | 304.494 | 309.913 | Doncaster | Sheffield City Region
NG FES - System Transformation | Total installed renewable generation capacity (MW) | East Lindsey | 19.72 | 20.038 | 20.254 | 20.492 | 20.836 | 21.247 | 21.759 | 22.328 | 22.999 | 23.715 | 24.499 | 25.406 | 26.429 | 27.541 | 28.659 | 29.794 | 30.804 | 31.473 | 32.034 | 32.803 | 33.631 | 34.465 | 35.311 | 36.161 | 37.012 | 37.865 | 38.72 | 39.582 | 40.445 | 41.312 | 42.181 | 43.05 | East Lindsey | Greater Lincolnshire
NG FES - System Transformation | Total installed renewable generation capacity (MW) | East Riding of Yorkshire | 285.448 | 287.449 | 303.422 | 319.425 | 335.222 | 346.871 | 360.477 | 372.931 | 386.199 | 401.638 | 417.813 | 438.592 | 451.581 | 465.067 | 477.464 | 492.033 | 503.081 | 508.049 | 511.595 | 517.028 | 526.86 | 536.689 | 546.381 | 555.929 | 565.5 | 573.955 | 582.439 | 590.941 | 599.462 | 607.98 | 616.515 | 626.522 | East Riding of Yorkshire | Humber | York and North Yorkshire
NG FES - System Transformation | Total installed renewable generation capacity (MW) | Gateshead | 9.526 | 9.585 | 20.245 | 31.013 | 41.893 | 47.311 | 53.593 | 60.126 | 66.911 | 75.02 | 84.436 | 96.833 | 101.613 | 106.598 | 111.208 | 116.522 | 120.475 | 122.646 | 124.395 | 126.58 | 130.244 | 133.906 | 137.563 | 141.219 | 144.869 | 148.101 | 151.328 | 154.559 | 157.787 | 161.013 | 164.239 | 167.462 | Gateshead | North Eastern
NG FES - System Transformation | Total installed renewable generation capacity (MW) | Hambleton | 44.638 | 44.684 | 68.153 | 91.721 | 115.429 | 126.724 | 139.36 | 152.183 | 165.201 | 181.186 | 200.114 | 225.754 | 234.112 | 242.941 | 250.905 | 260.446 | 266.896 | 269.245 | 270.615 | 272.994 | 278.705 | 284.399 | 290.075 | 295.73 | 301.366 | 306.05 | 310.721 | 315.382 | 320.026 | 324.657 | 329.274 | 333.881 | Hambleton | York and North Yorkshire
NG FES - System Transformation | Total installed renewable generation capacity (MW) | Harrogate | 29.766 | 29.838 | 35.212 | 40.714 | 46.37 | 49.492 | 53.344 | 57.516 | 62.014 | 67.16 | 72.954 | 80.201 | 83.92 | 87.764 | 91.43 | 95.44 | 98.782 | 101.205 | 103.406 | 105.862 | 109.043 | 112.23 | 115.426 | 118.623 | 121.825 | 124.833 | 127.849 | 130.872 | 133.9 | 136.931 | 139.968 | 143.026 | Harrogate | Leeds City Region | York and North Yorkshire
NG FES - System Transformation | Total installed renewable generation capacity (MW) | Hartlepool | 13.13 | 13.132 | 13.301 | 13.522 | 13.809 | 14.153 | 14.707 | 15.395 | 16.221 | 17.053 | 17.893 | 18.746 | 19.672 | 20.608 | 21.549 | 22.494 | 23.436 | 24.358 | 25.278 | 26.215 | 27.161 | 28.11 | 29.061 | 30.019 | 30.98 | 31.946 | 32.915 | 33.89 | 34.866 | 35.847 | 36.833 | 37.822 | Hartlepool | Tees Valley
NG FES - System Transformation | Total installed renewable generation capacity (MW) | High Peak | 0.849 | 0.855 | 0.859 | 0.864 | 0.87 | 0.878 | 0.889 | 0.902 | 0.918 | 0.934 | 0.95 | 0.967 | 0.985 | 1.004 | 1.023 | 1.042 | 1.06 | 1.078 | 1.096 | 1.114 | 1.133 | 1.151 | 1.17 | 1.189 | 1.208 | 1.227 | 1.247 | 1.266 | 1.285 | 1.305 | 1.325 | 1.344 | High Peak | Derby, Derbyshire, Nottingham and Nottinghamshire,
NG FES - System Transformation | Total installed renewable generation capacity (MW) | Kingston upon Hull, City of | 49.715 | 49.974 | 51.076 | 52.326 | 53.686 | 55.003 | 56.992 | 59.297 | 62.002 | 64.793 | 67.603 | 70.569 | 73.373 | 76.181 | 78.952 | 81.823 | 84.613 | 87.359 | 90.103 | 92.856 | 95.787 | 98.725 | 101.672 | 104.625 | 107.594 | 110.534 | 113.485 | 116.453 | 119.435 | 122.429 | 125.439 | 128.465 | Kingston upon Hull, City of | Humber
NG FES - System Transformation | Total installed renewable generation capacity (MW) | Kirklees | 45.315 | 45.734 | 47.658 | 49.833 | 52.173 | 54.404 | 57.765 | 61.647 | 66.186 | 70.878 | 75.6 | 80.594 | 85.256 | 89.909 | 94.5 | 99.271 | 103.893 | 108.419 | 112.95 | 117.484 | 122.33 | 127.195 | 132.071 | 136.956 | 141.864 | 146.717 | 151.584 | 156.486 | 161.409 | 166.353 | 171.323 | 176.355 | Kirklees | Leeds City Region
NG FES - System Transformation | Total installed renewable generation capacity (MW) | Leeds | 57.563 | 58.186 | 66.913 | 75.933 | 85.022 | 92.259 | 101.605 | 111.112 | 121.71 | 133.345 | 145.288 | 159.381 | 169.818 | 180.405 | 190.467 | 201.616 | 211.227 | 219.001 | 226.247 | 234.162 | 244.226 | 254.31 | 264.338 | 274.313 | 284.332 | 293.815 | 303.342 | 312.893 | 322.479 | 332.093 | 341.741 | 351.463 | Leeds | Leeds City Region
NG FES - System Transformation | Total installed renewable generation capacity (MW) | Middlesbrough | 6.61 | 6.655 | 6.895 | 7.209 | 7.599 | 8.065 | 8.83 | 9.788 | 10.937 | 12.091 | 13.25 | 14.413 | 15.677 | 16.944 | 18.217 | 19.496 | 20.782 | 22.074 | 23.374 | 24.677 | 25.985 | 27.301 | 28.619 | 29.947 | 31.277 | 32.615 | 33.957 | 35.305 | 36.659 | 38.019 | 39.384 | 40.754 | Middlesbrough | Tees Valley
NG FES - System Transformation | Total installed renewable generation capacity (MW) | Newcastle upon Tyne | 10.246 | 10.334 | 11.615 | 13.036 | 14.588 | 15.835 | 17.681 | 19.887 | 22.447 | 25.119 | 27.904 | 30.928 | 33.513 | 36.114 | 38.698 | 41.344 | 43.901 | 46.35 | 48.785 | 51.243 | 53.833 | 56.431 | 59.036 | 61.652 | 64.279 | 66.88 | 69.492 | 72.114 | 74.747 | 77.387 | 80.039 | 82.699 | Newcastle upon Tyne | North Eastern
NG FES - System Transformation | Total installed renewable generation capacity (MW) | North East Derbyshire | 0.929 | 0.946 | 0.971 | 1.002 | 1.041 | 1.086 | 1.162 | 1.257 | 1.371 | 1.485 | 1.599 | 1.712 | 1.833 | 1.954 | 2.075 | 2.197 | 2.322 | 2.453 | 2.587 | 2.718 | 2.849 | 2.98 | 3.113 | 3.246 | 3.38 | 3.515 | 3.65 | 3.786 | 3.923 | 4.061 | 4.198 | 4.338 | North East Derbyshire | Derby, Derbyshire, Nottingham and Nottinghamshire | Sheffield City Region
NG FES - System Transformation | Total installed renewable generation capacity (MW) | North East Lincolnshire | 82.877 | 83.12 | 100.396 | 117.457 | 133.946 | 145.362 | 158.042 | 168.84 | 179.911 | 193.374 | 207.596 | 226.95 | 236.911 | 247.323 | 256.456 | 268.042 | 275.736 | 278.357 | 279.444 | 282.45 | 290.418 | 298.354 | 306.086 | 313.617 | 321.159 | 327.396 | 333.637 | 339.853 | 346.07 | 352.256 | 358.439 | 364.697 | North East Lincolnshire | Greater Lincolnshire | Humber
NG FES - System Transformation | Total installed renewable generation capacity (MW) | North Lincolnshire | 238.809 | 239.573 | 245.389 | 251.264 | 257.123 | 261.564 | 266.877 | 271.905 | 277.345 | 283.556 | 290.041 | 298.17 | 303.614 | 309.239 | 314.488 | 320.511 | 325.244 | 326.015 | 326.274 | 327.227 | 329.744 | 332.265 | 334.742 | 337.178 | 339.621 | 341.675 | 343.742 | 345.819 | 347.913 | 350.004 | 352.106 | 356.556 | North Lincolnshire | Greater Lincolnshire | Humber
NG FES - System Transformation | Total installed renewable generation capacity (MW) | North Tyneside | 10.652 | 10.723 | 11.409 | 12.212 | 13.093 | 13.912 | 15.21 | 16.808 | 18.691 | 20.616 | 22.577 | 24.609 | 26.537 | 28.46 | 30.38 | 32.326 | 34.268 | 36.243 | 38.24 | 40.212 | 42.221 | 44.241 | 46.267 | 48.304 | 50.347 | 52.386 | 54.433 | 56.49 | 58.556 | 60.626 | 62.709 | 64.798 | North Tyneside | North Eastern
NG FES - System Transformation | Total installed renewable generation capacity (MW) | Northumberland | 638.244 | 638.263 | 651.512 | 665.026 | 678.806 | 686.143 | 695.043 | 704.604 | 714.797 | 726.603 | 737.416 | 751.821 | 757.242 | 762.921 | 768.148 | 774.239 | 778.703 | 781.037 | 782.88 | 785.251 | 789.418 | 793.587 | 797.775 | 801.961 | 806.159 | 809.859 | 813.571 | 817.297 | 821.035 | 824.778 | 828.53 | 834.868 | Northumberland | North Eastern
NG FES - System Transformation | Total installed renewable generation capacity (MW) | Pendle | 0.782 | 0.816 | 0.837 | 0.862 | 0.893 | 0.928 | 0.985 | 1.057 | 1.142 | 1.227 | 1.312 | 1.396 | 1.487 | 1.578 | 1.67 | 1.761 | 1.854 | 1.951 | 2.052 | 2.15 | 2.247 | 2.346 | 2.445 | 2.545 | 2.645 | 2.746 | 2.847 | 2.949 | 3.052 | 3.155 | 3.26 | 3.364 | Pendle | Lancashire
NG FES - System Transformation | Total installed renewable generation capacity (MW) | Redcar and Cleveland | 13.192 | 12.935 | 13.24 | 13.64 | 14.134 | 14.724 | 15.698 | 16.915 | 18.377 | 19.844 | 21.314 | 22.79 | 24.392 | 25.999 | 27.612 | 29.233 | 30.863 | 32.507 | 34.16 | 35.817 | 37.48 | 39.149 | 40.826 | 42.511 | 44.202 | 45.901 | 47.607 | 49.321 | 51.04 | 52.769 | 54.506 | 56.249 | Redcar and Cleveland | Tees Valley
NG FES - System Transformation | Total installed renewable generation capacity (MW) | Richmondshire | 5.538 | 5.533 | 5.716 | 5.955 | 6.263 | 6.63 | 7.219 | 7.959 | 8.846 | 9.74 | 10.641 | 11.555 | 12.551 | 13.554 | 14.562 | 15.577 | 16.587 | 17.579 | 18.57 | 19.578 | 20.594 | 21.615 | 22.641 | 23.673 | 24.71 | 25.75 | 26.795 | 27.847 | 28.903 | 29.963 | 31.027 | 32.096 | Richmondshire | York and North Yorkshire
NG FES - System Transformation | Total installed renewable generation capacity (MW) | Rotherham | 30.832 | 31.166 | 34.454 | 37.86 | 41.324 | 44.124 | 47.743 | 51.443 | 55.579 | 60.11 | 64.775 | 70.273 | 74.456 | 78.721 | 82.797 | 87.279 | 91.157 | 94.258 | 97.133 | 100.32 | 104.315 | 108.323 | 112.308 | 116.281 | 120.268 | 124.058 | 127.863 | 131.683 | 135.513 | 139.355 | 143.209 | 147.09 | Rotherham | Sheffield City Region
NG FES - System Transformation | Total installed renewable generation capacity (MW) | Ryedale | 12.92 | 12.742 | 37.426 | 62.175 | 87.021 | 98.725 | 111.711 | 124.809 | 138.028 | 154.374 | 173.819 | 200.34 | 208.564 | 217.278 | 225.076 | 234.536 | 240.738 | 242.635 | 243.501 | 245.418 | 250.843 | 256.246 | 261.631 | 266.992 | 272.327 | 276.657 | 280.97 | 285.269 | 289.551 | 293.814 | 298.061 | 302.297 | Ryedale | York and North Yorkshire
NG FES - System Transformation | Total installed renewable generation capacity (MW) | Scarborough | 9.181 | 9.136 | 15.058 | 21.062 | 27.162 | 30.313 | 34.034 | 37.96 | 42.094 | 46.961 | 52.546 | 59.777 | 62.894 | 66.14 | 69.177 | 72.603 | 75.276 | 76.939 | 78.362 | 80.044 | 82.546 | 85.05 | 87.554 | 90.058 | 92.563 | 94.843 | 97.123 | 99.405 | 101.69 | 103.979 | 106.263 | 108.554 | Scarborough | York and North Yorkshire
NG FES - System Transformation | Total installed renewable generation capacity (MW) | Selby | 60.374 | 60.846 | 62.999 | 65.189 | 67.406 | 69.147 | 71.274 | 73.337 | 75.604 | 78.152 | 80.809 | 84.07 | 86.418 | 88.848 | 91.146 | 93.72 | 95.836 | 97.125 | 98.221 | 99.592 | 101.529 | 103.47 | 105.401 | 107.317 | 109.239 | 111.024 | 112.818 | 114.619 | 116.425 | 118.237 | 120.051 | 122.057 | Selby | Leeds City Region | York and North Yorkshire
NG FES - System Transformation | Total installed renewable generation capacity (MW) | Sheffield | 58.504 | 58.895 | 60.06 | 61.525 | 63.22 | 65.107 | 68.239 | 72.119 | 76.748 | 81.401 | 86.038 | 90.66 | 95.469 | 100.234 | 105.008 | 109.824 | 114.715 | 118.618 | 122.636 | 126.516 | 130.441 | 134.39 | 138.365 | 142.364 | 146.391 | 150.428 | 154.49 | 158.587 | 162.711 | 166.863 | 171.042 | 176.547 | Sheffield | Sheffield City Region
NG FES - System Transformation | Total installed renewable generation capacity (MW) | South Tyneside | 8.566 | 8.62 | 8.873 | 9.208 | 9.608 | 10.083 | 10.881 | 11.884 | 13.087 | 14.296 | 15.5 | 16.695 | 17.991 | 19.283 | 20.581 | 21.884 | 23.205 | 24.571 | 25.955 | 27.321 | 28.688 | 30.062 | 31.439 | 32.824 | 34.215 | 35.61 | 37.013 | 38.42 | 39.833 | 41.254 | 42.68 | 44.113 | South Tyneside | North Eastern
NG FES - System Transformation | Total installed renewable generation capacity (MW) | Stockton-on-Tees | 123.114 | 123.178 | 130.997 | 138.933 | 146.971 | 151.094 | 155.984 | 161.144 | 166.578 | 172.965 | 179.969 | 189.12 | 192.807 | 196.64 | 200.2 | 204.271 | 207.372 | 209.209 | 210.752 | 212.597 | 215.515 | 218.429 | 221.343 | 224.258 | 227.174 | 229.787 | 232.404 | 235.026 | 237.644 | 240.263 | 242.889 | 245.845 | Stockton-on-Tees | Tees Valley
NG FES - System Transformation | Total installed renewable generation capacity (MW) | Sunderland | 27.386 | 27.486 | 27.995 | 28.665 | 29.485 | 30.47 | 32.091 | 34.123 | 36.56 | 39.007 | 41.459 | 43.919 | 46.587 | 49.264 | 51.953 | 54.653 | 57.371 | 60.115 | 62.878 | 65.642 | 68.416 | 71.204 | 74.002 | 76.811 | 79.633 | 82.468 | 85.313 | 88.172 | 91.04 | 93.925 | 96.815 | 99.724 | Sunderland | North Eastern
NG FES - System Transformation | Total installed renewable generation capacity (MW) | Wakefield | 78.642 | 79.092 | 84.259 | 89.561 | 94.914 | 99.148 | 104.499 | 109.856 | 115.793 | 122.37 | 129.164 | 137.308 | 143.272 | 149.368 | 155.152 | 161.594 | 167.039 | 171.089 | 174.762 | 178.948 | 184.45 | 189.962 | 195.442 | 200.887 | 206.354 | 211.501 | 216.661 | 221.84 | 227.037 | 232.246 | 237.472 | 242.828 | Wakefield | Leeds City Region
NG FES - System Transformation | Total installed renewable generation capacity (MW) | West Lindsey | 29.422 | 29.802 | 38.423 | 46.905 | 55.188 | 60.992 | 67.275 | 72.527 | 77.881 | 84.484 | 91.554 | 101.361 | 106.601 | 112.197 | 117.158 | 123.359 | 127.423 | 128.174 | 127.987 | 129.077 | 132.706 | 136.325 | 139.848 | 143.272 | 146.695 | 149.468 | 152.244 | 155.001 | 157.759 | 160.495 | 163.23 | 166.247 | West Lindsey | Greater Lincolnshire
NG FES - System Transformation | Total installed renewable generation capacity (MW) | York | 19.136 | 19.202 | 24.817 | 30.557 | 36.406 | 39.545 | 43.39 | 47.533 | 51.973 | 57.08 | 62.851 | 70.129 | 73.624 | 77.223 | 80.632 | 84.404 | 87.501 | 89.733 | 91.764 | 94.002 | 96.992 | 99.985 | 102.979 | 105.976 | 108.98 | 111.772 | 114.571 | 117.373 | 120.18 | 122.994 | 125.809 | 128.631 | York | Leeds City Region | York and North Yorkshire
NG FES - Consumer Transformation | Total installed storage capacity (MW) | Barnsley | 0 | 0.038 | 1.588 | 3.321 | 5.092 | 5.456 | 5.827 | 6.354 | 6.893 | 7.546 | 8.145 | 11.022 | 11.841 | 14.553 | 15.643 | 16.76 | 21.155 | 22.468 | 25.461 | 28.69 | 35.305 | 38.279 | 39.842 | 41.35 | 42.935 | 44.553 | 46.202 | 49.682 | 51.465 | 53.326 | 55.248 | 57.23 | Barnsley | Leeds City Region | Sheffield City Region
NG FES - Consumer Transformation | Total installed storage capacity (MW) | Bassetlaw | 0 | 0.002 | 0.014 | 0.036 | 0.083 | 0.102 | 0.126 | 0.164 | 0.199 | 0.244 | 0.281 | 0.326 | 0.373 | 0.424 | 0.493 | 0.562 | 0.635 | 0.719 | 0.809 | 0.908 | 0.996 | 1.082 | 1.175 | 1.257 | 1.347 | 1.434 | 1.524 | 1.617 | 1.713 | 1.814 | 1.918 | 2.025 | Bassetlaw | Derby, Derbyshire, Nottingham and Nottinghamshire | Sheffield City Region
NG FES - Consumer Transformation | Total installed storage capacity (MW) | Bradford | 0 | 0.076 | 1.312 | 2.698 | 4.517 | 5.012 | 5.717 | 6.784 | 7.865 | 9.184 | 10.362 | 12.971 | 14.62 | 17.489 | 19.717 | 21.967 | 26.339 | 28.999 | 32.852 | 37.03 | 43.206 | 47.076 | 50.166 | 53.077 | 56.15 | 59.272 | 62.432 | 66.895 | 70.315 | 73.877 | 77.549 | 81.344 | Bradford | Leeds City Region
NG FES - Consumer Transformation | Total installed storage capacity (MW) | Calderdale | 0 | 0.033 | 0.874 | 1.781 | 2.838 | 3.072 | 3.39 | 3.876 | 4.368 | 4.963 | 5.5 | 7.096 | 7.832 | 9.446 | 10.443 | 11.452 | 13.986 | 15.183 | 17.194 | 19.371 | 23.053 | 25.057 | 26.45 | 27.771 | 29.16 | 30.572 | 32.01 | 34.329 | 35.882 | 37.496 | 39.166 | 40.892 | Calderdale | Leeds City Region
NG FES - Consumer Transformation | Total installed storage capacity (MW) | County Durham | 0 | 0.086 | 11.58 | 23.104 | 34.686 | 35.242 | 36.001 | 43.89 | 45.143 | 46.589 | 47.857 | 49.439 | 51.118 | 61.008 | 63.315 | 65.653 | 68.133 | 70.913 | 73.919 | 77.172 | 80.208 | 83.318 | 98.079 | 109.643 | 113.019 | 116.464 | 119.982 | 123.661 | 127.472 | 131.438 | 143.303 | 147.563 | County Durham | North Eastern
NG FES - Consumer Transformation | Total installed storage capacity (MW) | Craven | 0 | 0.015 | 0.078 | 0.183 | 0.382 | 0.48 | 0.614 | 0.816 | 1.023 | 1.274 | 1.505 | 1.775 | 2.073 | 2.393 | 2.794 | 3.207 | 3.647 | 4.139 | 4.671 | 5.247 | 5.783 | 6.335 | 6.926 | 7.492 | 8.092 | 8.705 | 9.329 | 9.983 | 10.66 | 11.366 | 12.097 | 12.853 | Craven | Leeds City Region | York and North Yorkshire
NG FES - Consumer Transformation | Total installed storage capacity (MW) | Darlington | 2.5 | 2.516 | 5.446 | 8.385 | 11.331 | 11.435 | 11.577 | 12.291 | 12.517 | 12.785 | 13.009 | 13.304 | 13.61 | 15.763 | 16.191 | 16.621 | 17.077 | 17.59 | 18.147 | 18.75 | 19.304 | 19.868 | 23.052 | 25.513 | 26.118 | 26.734 | 27.358 | 28.013 | 28.691 | 29.395 | 31.877 | 32.636 | Darlington | Tees Valley
NG FES - Consumer Transformation | Total installed storage capacity (MW) | Doncaster | 10.011 | 10.07 | 12.418 | 14.814 | 17.25 | 17.623 | 18.122 | 18.861 | 19.627 | 20.554 | 21.418 | 25.432 | 26.798 | 30.935 | 32.711 | 34.48 | 41.151 | 43.183 | 47.748 | 52.67 | 62.839 | 67.413 | 69.78 | 72.054 | 74.427 | 76.839 | 79.294 | 84.602 | 87.245 | 90.007 | 92.817 | 95.726 | Doncaster | Sheffield City Region
NG FES - Consumer Transformation | Total installed storage capacity (MW) | East Lindsey | 0 | 0.007 | 0.048 | 0.128 | 0.299 | 0.361 | 0.444 | 0.573 | 0.695 | 0.846 | 0.963 | 1.107 | 1.262 | 1.422 | 1.649 | 1.877 | 2.112 | 2.389 | 2.688 | 3.019 | 3.296 | 3.57 | 3.866 | 4.122 | 4.395 | 4.666 | 4.935 | 5.219 | 5.511 | 5.814 | 6.13 | 6.456 | East Lindsey | Greater Lincolnshire
NG FES - Consumer Transformation | Total installed storage capacity (MW) | East Riding of Yorkshire | 49.9 | 49.981 | 55.915 | 63.144 | 70.027 | 71.517 | 72.476 | 73.72 | 74.896 | 76.311 | 77.595 | 88.895 | 90.233 | 99.549 | 101.419 | 103.433 | 119.089 | 121.573 | 130.826 | 140.824 | 164.717 | 173.66 | 176.75 | 179.72 | 182.883 | 186.129 | 189.459 | 199.96 | 203.584 | 207.346 | 211.32 | 215.418 | East Riding of Yorkshire | Humber | York and North Yorkshire
NG FES - Consumer Transformation | Total installed storage capacity (MW) | Gateshead | 2.7 | 2.728 | 8.465 | 14.215 | 19.984 | 20.166 | 20.418 | 22.947 | 23.119 | 23.517 | 23.884 | 24.394 | 24.932 | 29.255 | 30.013 | 30.776 | 31.588 | 32.503 | 33.494 | 34.567 | 35.564 | 36.584 | 42.956 | 47.861 | 48.97 | 50.096 | 51.246 | 52.447 | 53.695 | 54.991 | 59.915 | 61.309 | Gateshead | North Eastern
NG FES - Consumer Transformation | Total installed storage capacity (MW) | Hambleton | 0 | 0.025 | 9.405 | 18.805 | 28.206 | 28.393 | 28.643 | 31.088 | 31.497 | 31.971 | 32.354 | 32.853 | 33.371 | 39.917 | 40.672 | 41.409 | 42.183 | 43.069 | 44.025 | 45.069 | 46.003 | 46.942 | 56.437 | 63.578 | 64.568 | 65.568 | 66.576 | 67.633 | 68.725 | 69.863 | 76.799 | 78.02 | Hambleton | York and North Yorkshire
NG FES - Consumer Transformation | Total installed storage capacity (MW) | Harrogate | 0 | 0.034 | 3.102 | 6.258 | 9.452 | 9.756 | 10.099 | 10.692 | 11.205 | 11.822 | 12.333 | 13.199 | 13.882 | 16.495 | 17.455 | 18.427 | 19.733 | 20.903 | 22.302 | 23.829 | 25.507 | 26.888 | 30.679 | 33.715 | 35.046 | 36.393 | 37.756 | 39.328 | 40.808 | 42.346 | 45.596 | 47.248 | Harrogate | Leeds City Region | York and North Yorkshire
NG FES - Consumer Transformation | Total installed storage capacity (MW) | Hartlepool | 0 | 0.013 | 0.076 | 0.139 | 0.217 | 0.306 | 0.429 | 0.859 | 1.053 | 1.282 | 1.479 | 1.735 | 2.002 | 2.339 | 2.702 | 3.074 | 3.471 | 3.916 | 4.395 | 4.916 | 5.4 | 5.893 | 6.494 | 7.051 | 7.585 | 8.129 | 8.682 | 9.263 | 9.863 | 10.488 | 11.187 | 11.857 | Hartlepool | Tees Valley
NG FES - Consumer Transformation | Total installed storage capacity (MW) | High Peak | 0 | 0 | 0.004 | 0.014 | 0.036 | 0.042 | 0.049 | 0.062 | 0.072 | 0.086 | 0.094 | 0.105 | 0.115 | 0.125 | 0.144 | 0.161 | 0.179 | 0.201 | 0.225 | 0.253 | 0.272 | 0.289 | 0.308 | 0.32 | 0.333 | 0.345 | 0.355 | 0.366 | 0.377 | 0.389 | 0.401 | 0.413 | High Peak | Derby, Derbyshire, Nottingham and Nottinghamshire,
NG FES - Consumer Transformation | Total installed storage capacity (MW) | Kingston upon Hull, City of | 0 | 0.043 | 0.821 | 1.769 | 2.922 | 3.249 | 3.641 | 4.225 | 4.806 | 5.52 | 6.159 | 7.861 | 8.696 | 10.381 | 11.514 | 12.68 | 15.294 | 16.682 | 18.859 | 21.214 | 24.927 | 27.096 | 28.735 | 30.29 | 31.933 | 33.607 | 35.306 | 37.834 | 39.678 | 41.597 | 43.584 | 45.644 | Kingston upon Hull, City of | Humber
NG FES - Consumer Transformation | Total installed storage capacity (MW) | Kirklees | 0 | 0.067 | 1.011 | 2.032 | 3.44 | 3.84 | 4.452 | 5.397 | 6.36 | 7.533 | 8.594 | 10.615 | 12.063 | 14.311 | 16.255 | 18.24 | 21.599 | 23.944 | 27.1 | 30.519 | 35.148 | 38.347 | 41.102 | 43.727 | 46.495 | 49.309 | 52.173 | 55.892 | 58.99 | 62.215 | 65.547 | 68.994 | Kirklees | Leeds City Region
NG FES - Consumer Transformation | Total installed storage capacity (MW) | Leeds | 0 | 0.115 | 8.922 | 15.671 | 22.358 | 21.804 | 22.578 | 24.102 | 25.688 | 27.661 | 29.431 | 40.366 | 41.51 | 49.197 | 51.025 | 53.224 | 66.094 | 69.036 | 77.229 | 86.11 | 104.728 | 112.555 | 116.438 | 120.193 | 124.282 | 128.515 | 132.89 | 142.306 | 147.126 | 152.089 | 157.481 | 163.046 | Leeds | Leeds City Region
NG FES - Consumer Transformation | Total installed storage capacity (MW) | Middlesbrough | 0 | 0.019 | 0.11 | 0.194 | 0.304 | 0.428 | 0.6 | 0.855 | 1.121 | 1.441 | 1.717 | 2.078 | 2.455 | 2.86 | 3.369 | 3.895 | 4.453 | 5.08 | 5.754 | 6.488 | 7.17 | 7.868 | 8.616 | 9.333 | 10.091 | 10.865 | 11.654 | 12.481 | 13.335 | 14.225 | 15.148 | 16.103 | Middlesbrough | Tees Valley
NG FES - Consumer Transformation | Total installed storage capacity (MW) | Newcastle upon Tyne | 0 | 0.035 | 2.127 | 4.218 | 6.348 | 6.596 | 6.937 | 8.447 | 8.821 | 9.406 | 9.921 | 10.599 | 11.317 | 13.393 | 14.388 | 15.41 | 16.491 | 17.714 | 19.035 | 20.472 | 21.791 | 23.13 | 26.406 | 29.107 | 30.547 | 32.009 | 33.493 | 35.052 | 36.664 | 38.34 | 41.323 | 43.123 | Newcastle upon Tyne | North Eastern
NG FES - Consumer Transformation | Total installed storage capacity (MW) | North East Derbyshire | 0 | 0.002 | 0.012 | 0.031 | 0.068 | 0.083 | 0.104 | 0.136 | 0.167 | 0.205 | 0.238 | 0.277 | 0.32 | 0.364 | 0.424 | 0.484 | 0.547 | 0.62 | 0.698 | 0.785 | 0.861 | 0.938 | 1.02 | 1.095 | 1.175 | 1.257 | 1.338 | 1.423 | 1.511 | 1.603 | 1.698 | 1.797 | North East Derbyshire | Derby, Derbyshire, Nottingham and Nottinghamshire | Sheffield City Region
NG FES - Consumer Transformation | Total installed storage capacity (MW) | North East Lincolnshire | 0 | 0.033 | 5.623 | 10.974 | 15.78 | 15.975 | 16.245 | 16.648 | 17.07 | 17.574 | 18.051 | 26.268 | 26.978 | 34.128 | 35.046 | 35.976 | 48.147 | 49.224 | 55.861 | 63.017 | 82.142 | 88.565 | 89.845 | 91.083 | 92.382 | 93.708 | 95.059 | 102.52 | 103.98 | 105.499 | 107.06 | 108.674 | North East Lincolnshire | Greater Lincolnshire | Humber
NG FES - Consumer Transformation | Total installed storage capacity (MW) | North Lincolnshire | 0.009 | 0.05 | 2.104 | 4.152 | 6.192 | 6.453 | 6.805 | 7.339 | 7.89 | 8.553 | 9.174 | 12.548 | 13.573 | 17.025 | 18.344 | 19.651 | 25.264 | 26.759 | 30.46 | 34.452 | 43.09 | 46.782 | 48.505 | 50.159 | 51.88 | 53.625 | 55.398 | 59.669 | 61.577 | 63.567 | 65.593 | 67.684 | North Lincolnshire | Greater Lincolnshire | Humber
NG FES - Consumer Transformation | Total installed storage capacity (MW) | North Tyneside | 0 | 0.03 | 0.956 | 1.879 | 2.838 | 3.022 | 3.274 | 5.965 | 6.382 | 6.862 | 7.295 | 7.834 | 8.409 | 9.98 | 10.747 | 11.542 | 12.384 | 13.326 | 14.34 | 15.435 | 16.473 | 17.541 | 20.031 | 22.127 | 23.297 | 24.497 | 25.726 | 27.01 | 28.341 | 29.725 | 32.071 | 33.557 | North Tyneside | North Eastern
NG FES - Consumer Transformation | Total installed storage capacity (MW) | Northumberland | 0 | 0.069 | 5.003 | 9.946 | 14.953 | 15.388 | 15.986 | 42.704 | 43.92 | 45.132 | 46.17 | 47.423 | 48.758 | 58.267 | 60.094 | 61.931 | 63.886 | 66.071 | 68.434 | 70.989 | 73.369 | 75.809 | 89.854 | 100.728 | 103.375 | 106.072 | 108.823 | 111.705 | 114.687 | 117.789 | 128.768 | 132.097 | Northumberland | North Eastern
NG FES - Consumer Transformation | Total installed storage capacity (MW) | Pendle | 0 | 0.001 | 0.015 | 0.042 | 0.103 | 0.122 | 0.146 | 0.186 | 0.221 | 0.265 | 0.297 | 0.336 | 0.378 | 0.418 | 0.483 | 0.545 | 0.61 | 0.688 | 0.774 | 0.868 | 0.942 | 1.011 | 1.087 | 1.147 | 1.211 | 1.273 | 1.331 | 1.394 | 1.458 | 1.525 | 1.595 | 1.666 | Pendle | Lancashire
NG FES - Consumer Transformation | Total installed storage capacity (MW) | Redcar and Cleveland | 0 | 0.024 | 0.128 | 0.231 | 0.361 | 0.51 | 0.714 | 2.869 | 3.216 | 3.607 | 3.963 | 4.399 | 4.868 | 5.754 | 6.376 | 7.021 | 7.708 | 8.472 | 9.297 | 10.186 | 11.032 | 11.903 | 13.372 | 14.672 | 15.63 | 16.612 | 17.615 | 18.665 | 19.753 | 20.886 | 22.424 | 23.641 | Redcar and Cleveland | Tees Valley
NG FES - Consumer Transformation | Total installed storage capacity (MW) | Richmondshire | 0 | 0.014 | 0.089 | 0.159 | 0.251 | 0.351 | 0.49 | 0.694 | 0.913 | 1.171 | 1.388 | 1.667 | 1.961 | 2.273 | 2.677 | 3.091 | 3.529 | 4.026 | 4.561 | 5.145 | 5.675 | 6.212 | 6.789 | 7.328 | 7.901 | 8.479 | 9.066 | 9.683 | 10.318 | 10.982 | 11.668 | 12.378 | Richmondshire | York and North Yorkshire
NG FES - Consumer Transformation | Total installed storage capacity (MW) | Rotherham | 1.18 | 1.225 | 2.347 | 3.675 | 5.126 | 5.506 | 5.918 | 6.509 | 7.113 | 7.846 | 8.518 | 10.832 | 11.709 | 13.912 | 15.083 | 16.298 | 19.779 | 21.218 | 23.85 | 26.685 | 31.774 | 34.411 | 36.143 | 37.817 | 39.585 | 41.392 | 43.237 | 46.346 | 48.345 | 50.424 | 52.579 | 54.811 | Rotherham | Sheffield City Region
NG FES - Consumer Transformation | Total installed storage capacity (MW) | Ryedale | 0 | 0.018 | 8.832 | 17.777 | 26.7 | 26.906 | 27.101 | 31.188 | 31.515 | 31.866 | 32.145 | 32.763 | 33.103 | 39.651 | 40.162 | 40.661 | 41.503 | 42.11 | 42.918 | 43.8 | 44.905 | 45.688 | 54.87 | 61.725 | 62.416 | 63.117 | 63.825 | 64.714 | 65.484 | 66.284 | 72.87 | 73.735 | Ryedale | York and North Yorkshire
NG FES - Consumer Transformation | Total installed storage capacity (MW) | Scarborough | 3.244 | 3.267 | 5.794 | 8.591 | 11.362 | 11.719 | 11.988 | 14.028 | 14.41 | 14.846 | 15.191 | 16.316 | 16.701 | 19.28 | 19.852 | 20.444 | 21.889 | 22.625 | 23.809 | 25.106 | 27.086 | 28.219 | 31.446 | 33.972 | 34.821 | 35.681 | 36.556 | 37.85 | 38.8 | 39.788 | 42.431 | 43.507 | Scarborough | York and North Yorkshire
NG FES - Consumer Transformation | Total installed storage capacity (MW) | Selby | 0 | 0.019 | 0.939 | 2.048 | 3.164 | 3.419 | 3.626 | 3.963 | 4.244 | 4.587 | 4.892 | 6.67 | 7.209 | 9.076 | 9.781 | 10.462 | 13.498 | 14.274 | 16.257 | 18.403 | 23.103 | 25.06 | 25.937 | 26.75 | 27.587 | 28.428 | 29.275 | 31.502 | 32.411 | 33.363 | 34.33 | 35.32 | Selby | Leeds City Region | York and North Yorkshire
NG FES - Consumer Transformation | Total installed storage capacity (MW) | Sheffield | 10 | 10.08 | 10.683 | 11.582 | 13.013 | 13.593 | 14.341 | 15.46 | 16.597 | 17.968 | 19.204 | 21.107 | 22.821 | 25.102 | 27.409 | 29.748 | 33.079 | 35.846 | 39.264 | 42.966 | 47.444 | 50.912 | 54.134 | 57.17 | 60.381 | 63.642 | 66.95 | 70.948 | 74.528 | 78.256 | 82.102 | 86.077 | Sheffield | Sheffield City Region
NG FES - Consumer Transformation | Total installed storage capacity (MW) | South Tyneside | 0 | 0.021 | 0.111 | 0.199 | 0.311 | 0.438 | 0.615 | 1.804 | 2.001 | 2.305 | 2.59 | 2.954 | 3.346 | 3.93 | 4.458 | 5.003 | 5.587 | 6.236 | 6.938 | 7.696 | 8.412 | 9.153 | 10.166 | 11.092 | 11.902 | 12.726 | 13.574 | 14.458 | 15.376 | 16.33 | 17.471 | 18.493 | South Tyneside | North Eastern
NG FES - Consumer Transformation | Total installed storage capacity (MW) | Stockton-on-Tees | 0 | 0.029 | 4.406 | 8.796 | 13.201 | 13.383 | 13.634 | 14.473 | 14.87 | 15.342 | 15.763 | 16.295 | 16.861 | 20.129 | 20.897 | 21.678 | 22.511 | 23.44 | 24.441 | 25.525 | 26.548 | 27.598 | 32.483 | 36.323 | 37.475 | 38.653 | 39.857 | 41.117 | 42.424 | 43.781 | 47.74 | 49.197 | Stockton-on-Tees | Tees Valley
NG FES - Consumer Transformation | Total installed storage capacity (MW) | Sunderland | 0 | 0.04 | 0.227 | 0.406 | 0.636 | 0.898 | 1.258 | 3.663 | 4.124 | 4.764 | 5.34 | 6.084 | 6.875 | 8.071 | 9.141 | 10.249 | 11.426 | 12.743 | 14.169 | 15.711 | 17.153 | 18.633 | 20.695 | 22.57 | 24.18 | 25.824 | 27.501 | 29.259 | 31.079 | 32.974 | 35.263 | 37.296 | Sunderland | North Eastern
NG FES - Consumer Transformation | Total installed storage capacity (MW) | Wakefield | 0 | 0.059 | 3.374 | 6.263 | 9.157 | 9.25 | 9.708 | 10.476 | 11.273 | 12.245 | 13.143 | 17.902 | 18.801 | 22.639 | 23.902 | 25.281 | 31.582 | 33.294 | 37.474 | 41.996 | 51.27 | 55.366 | 57.518 | 59.61 | 61.843 | 64.144 | 66.504 | 71.386 | 73.963 | 76.639 | 79.463 | 82.384 | Wakefield | Leeds City Region
NG FES - Consumer Transformation | Total installed storage capacity (MW) | West Lindsey | 0 | 0.006 | 2.537 | 4.978 | 7.207 | 7.281 | 7.375 | 7.526 | 7.664 | 7.841 | 7.967 | 11.606 | 12.053 | 15.594 | 16.167 | 16.665 | 22.709 | 23.241 | 26.545 | 30.116 | 39.782 | 42.936 | 43.415 | 43.813 | 44.209 | 44.582 | 44.936 | 48.455 | 48.818 | 49.211 | 49.559 | 49.922 | West Lindsey | Greater Lincolnshire
NG FES - Consumer Transformation | Total installed storage capacity (MW) | York | 0 | 0.03 | 2.726 | 5.422 | 8.15 | 8.372 | 8.669 | 10.497 | 10.98 | 11.542 | 12.014 | 12.62 | 13.257 | 15.75 | 16.634 | 17.529 | 18.478 | 19.55 | 20.708 | 21.97 | 23.117 | 24.283 | 28.1 | 31.154 | 32.395 | 33.659 | 34.943 | 36.285 | 37.675 | 39.122 | 42.361 | 43.913 | York | Leeds City Region | York and North Yorkshire
NG FES - Leading the Way | Total installed storage capacity (MW) | Barnsley | 0 | 0.038 | 0.934 | 2.002 | 3.106 | 3.408 | 3.802 | 4.424 | 7.606 | 8.31 | 8.995 | 9.783 | 10.654 | 13.368 | 21.815 | 23.11 | 26.164 | 27.65 | 29.224 | 33.852 | 36.539 | 38.22 | 40 | 41.745 | 43.578 | 45.464 | 47.394 | 51.052 | 53.144 | 55.313 | 57.561 | 59.887 | Barnsley | Leeds City Region | Sheffield City Region
NG FES - Leading the Way | Total installed storage capacity (MW) | Bassetlaw | 0 | 0.002 | 0.014 | 0.036 | 0.08 | 0.098 | 0.123 | 0.162 | 0.2 | 0.246 | 0.287 | 0.336 | 0.388 | 0.444 | 0.517 | 0.591 | 0.67 | 0.76 | 0.857 | 0.962 | 1.056 | 1.151 | 1.254 | 1.351 | 1.451 | 1.554 | 1.658 | 1.767 | 1.879 | 1.997 | 2.118 | 2.244 | Bassetlaw | Derby, Derbyshire, Nottingham and Nottinghamshire | Sheffield City Region
NG FES - Leading the Way | Total installed storage capacity (MW) | Bradford | 0 | 0.076 | 0.939 | 1.954 | 3.352 | 3.894 | 4.647 | 5.758 | 8.375 | 9.79 | 11.117 | 12.67 | 14.37 | 17.201 | 23.686 | 26.329 | 30.077 | 33.079 | 36.254 | 41.479 | 45.377 | 48.678 | 52.183 | 55.559 | 59.111 | 62.74 | 66.445 | 71.376 | 75.384 | 79.534 | 83.844 | 88.302 | Bradford | Leeds City Region
NG FES - Leading the Way | Total installed storage capacity (MW) | Calderdale | 0 | 0.033 | 0.577 | 1.188 | 1.932 | 2.18 | 2.523 | 3.033 | 4.713 | 5.355 | 5.958 | 6.661 | 7.434 | 9.055 | 13.351 | 14.523 | 16.506 | 17.845 | 19.266 | 22.141 | 24.078 | 25.564 | 27.144 | 28.671 | 30.278 | 31.922 | 33.602 | 36.117 | 37.937 | 39.82 | 41.778 | 43.802 | Calderdale | Leeds City Region
NG FES - Leading the Way | Total installed storage capacity (MW) | County Durham | 0 | 0.086 | 6.788 | 13.521 | 20.318 | 20.911 | 21.731 | 26.737 | 28.075 | 29.633 | 31.112 | 32.824 | 34.715 | 45.813 | 63.803 | 66.4 | 69.165 | 72.232 | 75.52 | 79.08 | 82.499 | 86.016 | 89.787 | 97.805 | 101.699 | 105.703 | 109.802 | 114.097 | 118.557 | 123.179 | 135.766 | 140.746 | County Durham | North Eastern
NG FES - Leading the Way | Total installed storage capacity (MW) | Craven | 0 | 0.015 | 0.082 | 0.187 | 0.376 | 0.481 | 0.628 | 0.841 | 1.067 | 1.339 | 1.6 | 1.903 | 2.237 | 2.601 | 3.04 | 3.5 | 3.991 | 4.533 | 5.114 | 5.747 | 6.351 | 6.977 | 7.645 | 8.3 | 8.991 | 9.702 | 10.431 | 11.193 | 11.986 | 12.808 | 13.663 | 14.546 | Craven | Leeds City Region | York and North Yorkshire
NG FES - Leading the Way | Total installed storage capacity (MW) | Darlington | 2.5 | 2.516 | 4.211 | 5.916 | 7.627 | 7.739 | 7.89 | 8.397 | 8.639 | 8.925 | 9.193 | 9.503 | 9.844 | 12.261 | 16.219 | 16.692 | 17.196 | 17.757 | 18.361 | 19.017 | 19.636 | 20.27 | 20.954 | 22.59 | 23.288 | 24.001 | 24.73 | 25.492 | 26.286 | 27.107 | 29.72 | 30.604 | Darlington | Tees Valley
NG FES - Leading the Way | Total installed storage capacity (MW) | Doncaster | 10.011 | 10.07 | 11.495 | 12.962 | 14.479 | 14.874 | 15.411 | 16.21 | 20.638 | 21.641 | 22.628 | 23.761 | 25.015 | 28.826 | 40.83 | 43.108 | 47.847 | 50.282 | 52.793 | 59.829 | 63.989 | 66.606 | 69.334 | 71.995 | 74.765 | 77.594 | 80.479 | 86.031 | 89.138 | 92.345 | 95.674 | 99.109 | Doncaster | Sheffield City Region
NG FES - Leading the Way | Total installed storage capacity (MW) | East Lindsey | 0 | 0.007 | 0.048 | 0.124 | 0.284 | 0.344 | 0.428 | 0.558 | 0.683 | 0.839 | 0.967 | 1.123 | 1.289 | 1.465 | 1.704 | 1.944 | 2.199 | 2.487 | 2.801 | 3.147 | 3.448 | 3.748 | 4.074 | 4.366 | 4.677 | 4.989 | 5.304 | 5.634 | 5.975 | 6.33 | 6.697 | 7.078 | East Lindsey | Greater Lincolnshire
NG FES - Leading the Way | Total installed storage capacity (MW) | East Riding of Yorkshire | 49.9 | 49.981 | 53.036 | 57.253 | 61.182 | 62.032 | 62.999 | 64.784 | 77.756 | 79.289 | 80.743 | 82.42 | 84.269 | 94.257 | 128.933 | 130.802 | 140.29 | 142.805 | 145.622 | 161.066 | 168.464 | 171.589 | 175.022 | 178.402 | 182.011 | 185.747 | 189.606 | 200.344 | 204.563 | 208.954 | 213.545 | 218.292 | East Riding of Yorkshire | Humber | York and North Yorkshire
NG FES - Leading the Way | Total installed storage capacity (MW) | Gateshead | 2.7 | 2.728 | 6.04 | 9.371 | 12.713 | 12.91 | 13.183 | 14.914 | 15.155 | 15.605 | 16.059 | 16.604 | 17.212 | 22.069 | 30.056 | 30.903 | 31.803 | 32.808 | 33.888 | 35.059 | 36.177 | 37.332 | 38.569 | 41.774 | 43.047 | 44.356 | 45.697 | 47.101 | 48.559 | 50.072 | 55.238 | 56.865 | Gateshead | North Eastern
NG FES - Leading the Way | Total installed storage capacity (MW) | Hambleton | 0 | 0.025 | 5.402 | 10.8 | 16.202 | 16.396 | 16.661 | 18.216 | 18.643 | 19.141 | 19.59 | 20.115 | 20.687 | 28.022 | 40.308 | 41.107 | 41.958 | 42.914 | 43.941 | 45.061 | 46.095 | 47.148 | 48.278 | 52.565 | 53.699 | 54.857 | 56.035 | 57.269 | 58.546 | 59.873 | 67.029 | 68.455 | Hambleton | York and North Yorkshire
NG FES - Leading the Way | Total installed storage capacity (MW) | Harrogate | 0 | 0.034 | 1.826 | 3.7 | 5.613 | 5.885 | 6.244 | 6.857 | 7.642 | 8.298 | 8.896 | 9.597 | 10.364 | 13.288 | 18.313 | 19.363 | 20.636 | 21.899 | 23.257 | 24.995 | 26.463 | 27.87 | 29.38 | 31.745 | 33.271 | 34.833 | 36.422 | 38.227 | 39.953 | 41.747 | 45.269 | 47.199 | Harrogate | Leeds City Region | York and North Yorkshire
NG FES - Leading the Way | Total installed storage capacity (MW) | Hartlepool | 0 | 0.013 | 0.08 | 0.145 | 0.227 | 0.323 | 0.453 | 0.787 | 0.995 | 1.243 | 1.475 | 1.747 | 2.046 | 2.429 | 2.924 | 3.336 | 3.776 | 4.266 | 4.789 | 5.357 | 5.899 | 6.457 | 7.055 | 7.666 | 8.28 | 8.912 | 9.557 | 10.234 | 10.937 | 11.666 | 12.473 | 13.256 | Hartlepool | Tees Valley
NG FES - Leading the Way | Total installed storage capacity (MW) | High Peak | 0 | 0 | 0.004 | 0.013 | 0.033 | 0.038 | 0.045 | 0.057 | 0.067 | 0.08 | 0.087 | 0.098 | 0.109 | 0.119 | 0.137 | 0.154 | 0.171 | 0.192 | 0.216 | 0.242 | 0.261 | 0.278 | 0.297 | 0.31 | 0.325 | 0.338 | 0.35 | 0.363 | 0.376 | 0.389 | 0.403 | 0.418 | High Peak | Derby, Derbyshire, Nottingham and Nottinghamshire,
NG FES - Leading the Way | Total installed storage capacity (MW) | Kingston upon Hull, City of | 0 | 0.043 | 0.543 | 1.196 | 2.036 | 2.347 | 2.761 | 3.4 | 5.165 | 5.932 | 6.654 | 7.493 | 8.417 | 10.188 | 14.585 | 15.885 | 17.992 | 19.522 | 21.158 | 24.193 | 26.33 | 28.059 | 29.91 | 31.703 | 33.595 | 35.535 | 37.524 | 40.304 | 42.462 | 44.698 | 47.022 | 49.429 | Kingston upon Hull, City of | Humber
NG FES - Leading the Way | Total installed storage capacity (MW) | Kirklees | 0 | 0.067 | 0.772 | 1.548 | 2.678 | 3.153 | 3.816 | 4.781 | 6.751 | 8.012 | 9.211 | 10.606 | 12.138 | 14.432 | 19.156 | 21.442 | 24.467 | 27.102 | 29.895 | 34.056 | 37.341 | 40.281 | 43.41 | 46.446 | 49.641 | 52.919 | 56.263 | 60.433 | 64.061 | 67.819 | 71.727 | 75.762 | Kirklees | Leeds City Region
NG FES - Leading the Way | Total installed storage capacity (MW) | Leeds | 0 | 0.115 | 5.913 | 9.911 | 13.84 | 14.293 | 15.204 | 16.095 | 28.425 | 30.518 | 32.51 | 34.836 | 37.412 | 47.39 | 78.605 | 79.644 | 87.454 | 89.841 | 92.857 | 105.97 | 112.676 | 116.291 | 120.485 | 124.664 | 129.228 | 134.03 | 139.035 | 149.1 | 154.663 | 160.488 | 166.587 | 172.934 | Leeds | Leeds City Region
NG FES - Leading the Way | Total installed storage capacity (MW) | Middlesbrough | 0 | 0.019 | 0.11 | 0.203 | 0.319 | 0.452 | 0.637 | 0.911 | 1.197 | 1.542 | 1.873 | 2.257 | 2.681 | 3.141 | 3.7 | 4.283 | 4.904 | 5.594 | 6.334 | 7.135 | 7.902 | 8.692 | 9.541 | 10.366 | 11.241 | 12.139 | 13.059 | 14.023 | 15.025 | 16.061 | 17.139 | 18.255 | Middlesbrough | Tees Valley
NG FES - Leading the Way | Total installed storage capacity (MW) | Newcastle upon Tyne | 0 | 0.035 | 1.305 | 2.576 | 3.884 | 4.15 | 4.513 | 5.7 | 6.136 | 6.772 | 7.386 | 8.117 | 8.923 | 11.259 | 14.841 | 15.964 | 17.162 | 18.495 | 19.929 | 21.491 | 22.961 | 24.473 | 26.094 | 28.356 | 30.009 | 31.707 | 33.44 | 35.259 | 37.144 | 39.099 | 42.379 | 44.482 | Newcastle upon Tyne | North Eastern
NG FES - Leading the Way | Total installed storage capacity (MW) | North East Derbyshire | 0 | 0.002 | 0.013 | 0.03 | 0.065 | 0.081 | 0.102 | 0.136 | 0.169 | 0.209 | 0.246 | 0.288 | 0.335 | 0.385 | 0.448 | 0.514 | 0.584 | 0.662 | 0.746 | 0.838 | 0.922 | 1.008 | 1.1 | 1.186 | 1.278 | 1.371 | 1.466 | 1.567 | 1.67 | 1.776 | 1.887 | 2.003 | North East Derbyshire | Derby, Derbyshire, Nottingham and Nottinghamshire | Sheffield City Region
NG FES - Leading the Way | Total installed storage capacity (MW) | North East Lincolnshire | 0 | 0.033 | 3.223 | 6.213 | 8.718 | 8.93 | 9.226 | 9.656 | 19.274 | 19.826 | 20.371 | 20.996 | 21.69 | 28.687 | 55.246 | 56.394 | 63.498 | 64.76 | 66.078 | 77.691 | 82.731 | 84.128 | 85.599 | 87.044 | 88.554 | 90.102 | 91.689 | 99.04 | 100.75 | 102.522 | 104.36 | 106.26 | North East Lincolnshire | Greater Lincolnshire | Humber
NG FES - Leading the Way | Total installed storage capacity (MW) | North Lincolnshire | 0.009 | 0.05 | 1.283 | 2.518 | 3.743 | 4.024 | 4.408 | 4.977 | 8.746 | 9.47 | 10.173 | 10.987 | 11.889 | 15.026 | 25.352 | 27.077 | 30.957 | 32.769 | 34.627 | 40.444 | 43.743 | 45.66 | 47.655 | 49.59 | 51.602 | 53.654 | 55.743 | 60.162 | 62.403 | 64.722 | 67.123 | 69.598 | North Lincolnshire | Greater Lincolnshire | Humber
NG FES - Leading the Way | Total installed storage capacity (MW) | North Tyneside | 0 | 0.03 | 0.617 | 1.207 | 1.828 | 2.027 | 2.303 | 4.012 | 4.459 | 4.982 | 5.491 | 6.077 | 6.725 | 8.495 | 11.167 | 12.052 | 12.999 | 14.041 | 15.159 | 16.368 | 17.539 | 18.753 | 20.049 | 21.845 | 23.195 | 24.589 | 26.021 | 27.52 | 29.076 | 30.691 | 33.287 | 35.022 | North Tyneside | North Eastern
NG FES - Leading the Way | Total installed storage capacity (MW) | Northumberland | 0 | 0.069 | 3.009 | 5.969 | 8.988 | 9.455 | 10.097 | 25.557 | 26.793 | 28.077 | 29.269 | 30.628 | 32.121 | 42.779 | 60.23 | 62.277 | 64.449 | 66.861 | 69.444 | 72.245 | 74.923 | 77.68 | 80.636 | 87.861 | 90.904 | 94.041 | 97.252 | 100.614 | 104.098 | 107.719 | 119.268 | 123.161 | Northumberland | North Eastern
NG FES - Leading the Way | Total installed storage capacity (MW) | Pendle | 0 | 0.001 | 0.014 | 0.039 | 0.095 | 0.113 | 0.136 | 0.175 | 0.211 | 0.256 | 0.288 | 0.328 | 0.372 | 0.417 | 0.481 | 0.545 | 0.612 | 0.691 | 0.776 | 0.873 | 0.95 | 1.024 | 1.105 | 1.173 | 1.244 | 1.315 | 1.383 | 1.457 | 1.532 | 1.61 | 1.69 | 1.774 | Pendle | Lancashire
NG FES - Leading the Way | Total installed storage capacity (MW) | Redcar and Cleveland | 0 | 0.024 | 0.134 | 0.244 | 0.383 | 0.543 | 0.767 | 2.134 | 2.505 | 2.93 | 3.347 | 3.823 | 4.352 | 5.353 | 6.77 | 7.493 | 8.26 | 9.11 | 10.019 | 11.002 | 11.959 | 12.949 | 14.008 | 15.26 | 16.364 | 17.505 | 18.676 | 19.902 | 21.175 | 22.495 | 24.234 | 25.655 | Redcar and Cleveland | Tees Valley
NG FES - Leading the Way | Total installed storage capacity (MW) | Richmondshire | 0 | 0.014 | 0.09 | 0.164 | 0.258 | 0.365 | 0.512 | 0.733 | 0.96 | 1.236 | 1.49 | 1.787 | 2.113 | 2.465 | 2.904 | 3.358 | 3.84 | 4.38 | 4.961 | 5.591 | 6.181 | 6.784 | 7.432 | 8.054 | 8.709 | 9.382 | 10.068 | 10.787 | 11.531 | 12.303 | 13.106 | 13.935 | Richmondshire | York and North Yorkshire
NG FES - Leading the Way | Total installed storage capacity (MW) | Rotherham | 1.18 | 1.225 | 1.895 | 2.759 | 3.736 | 4.068 | 4.506 | 5.187 | 7.666 | 8.457 | 9.224 | 10.113 | 11.09 | 13.395 | 19.757 | 21.113 | 23.725 | 25.321 | 27.03 | 30.882 | 33.383 | 35.225 | 37.192 | 39.122 | 41.161 | 43.259 | 45.414 | 48.779 | 51.114 | 53.544 | 56.061 | 58.67 | Rotherham | Sheffield City Region
NG FES - Leading the Way | Total installed storage capacity (MW) | Ryedale | 0 | 0.018 | 5.024 | 10.146 | 15.251 | 15.41 | 15.611 | 18.076 | 18.717 | 19.084 | 19.408 | 19.785 | 20.196 | 27.562 | 40.441 | 40.946 | 41.678 | 42.311 | 43.006 | 44.055 | 44.86 | 45.577 | 46.358 | 50.312 | 51.102 | 51.909 | 52.734 | 53.744 | 54.642 | 55.575 | 62.319 | 63.326 | Ryedale | York and North Yorkshire
NG FES - Leading the Way | Total installed storage capacity (MW) | Scarborough | 3.244 | 3.267 | 4.664 | 6.303 | 7.929 | 8.159 | 8.429 | 9.852 | 11.039 | 11.496 | 11.899 | 12.375 | 12.889 | 15.867 | 21.913 | 22.459 | 23.549 | 24.283 | 25.105 | 26.764 | 27.86 | 28.722 | 29.667 | 31.462 | 32.428 | 33.415 | 34.426 | 35.863 | 36.971 | 38.12 | 40.932 | 42.178 | Scarborough | York and North Yorkshire
NG FES - Leading the Way | Total installed storage capacity (MW) | Selby | 0 | 0.019 | 0.52 | 1.191 | 1.872 | 2.048 | 2.262 | 2.655 | 4.652 | 5.019 | 5.364 | 5.763 | 6.202 | 7.845 | 13.389 | 14.317 | 16.404 | 17.355 | 18.322 | 21.455 | 23.192 | 24.155 | 25.148 | 26.102 | 27.081 | 28.073 | 29.074 | 31.354 | 32.426 | 33.531 | 34.683 | 35.862 | Selby | Leeds City Region | York and North Yorkshire
NG FES - Leading the Way | Total installed storage capacity (MW) | Sheffield | 10 | 10.08 | 10.568 | 11.327 | 12.562 | 13.147 | 13.947 | 15.147 | 16.903 | 18.379 | 19.774 | 21.397 | 23.179 | 25.471 | 29.488 | 32.212 | 35.451 | 38.561 | 41.856 | 46.189 | 49.841 | 53.276 | 56.925 | 60.444 | 64.154 | 67.951 | 71.819 | 76.353 | 80.546 | 84.888 | 89.398 | 94.063 | Sheffield | Sheffield City Region
NG FES - Leading the Way | Total installed storage capacity (MW) | South Tyneside | 0 | 0.021 | 0.115 | 0.211 | 0.328 | 0.466 | 0.657 | 1.507 | 1.739 | 2.076 | 2.416 | 2.815 | 3.258 | 3.923 | 4.811 | 5.422 | 6.073 | 6.793 | 7.566 | 8.401 | 9.211 | 10.047 | 10.945 | 11.914 | 12.847 | 13.806 | 14.794 | 15.827 | 16.901 | 18.013 | 19.318 | 20.515 | South Tyneside | North Eastern
NG FES - Leading the Way | Total installed storage capacity (MW) | Stockton-on-Tees | 0 | 0.029 | 2.571 | 5.129 | 7.701 | 7.898 | 8.17 | 8.832 | 9.265 | 9.777 | 10.277 | 10.854 | 11.489 | 15.161 | 21.094 | 21.968 | 22.898 | 23.927 | 25.03 | 26.222 | 27.376 | 28.569 | 29.848 | 32.53 | 33.857 | 35.226 | 36.632 | 38.103 | 39.629 | 41.213 | 45.42 | 47.126 | Stockton-on-Tees | Tees Valley
NG FES - Leading the Way | Total installed storage capacity (MW) | Sunderland | 0 | 0.04 | 0.236 | 0.428 | 0.669 | 0.948 | 1.337 | 3.021 | 3.548 | 4.248 | 4.935 | 5.739 | 6.631 | 7.989 | 9.823 | 11.053 | 12.362 | 13.817 | 15.379 | 17.068 | 18.693 | 20.367 | 22.162 | 24.103 | 25.96 | 27.869 | 29.828 | 31.877 | 34.008 | 36.215 | 38.833 | 41.209 | Sunderland | North Eastern
NG FES - Leading the Way | Total installed storage capacity (MW) | Wakefield | 0 | 0.059 | 2.171 | 3.908 | 5.657 | 5.983 | 6.503 | 7.163 | 12.472 | 13.521 | 14.535 | 15.715 | 17.018 | 21.453 | 35.138 | 36.36 | 40.484 | 42.187 | 44.119 | 50.662 | 54.291 | 56.469 | 58.866 | 61.242 | 63.79 | 66.433 | 69.17 | 74.36 | 77.361 | 80.482 | 83.736 | 87.117 | Wakefield | Leeds City Region
NG FES - Leading the Way | Total installed storage capacity (MW) | West Lindsey | 0 | 0.006 | 1.443 | 2.801 | 3.975 | 4.047 | 4.142 | 4.291 | 8.591 | 8.765 | 8.902 | 9.071 | 9.251 | 12.27 | 24.523 | 25.391 | 28.995 | 29.758 | 30.469 | 36.236 | 38.712 | 39.311 | 39.883 | 40.372 | 40.855 | 41.312 | 41.75 | 45.121 | 45.562 | 46.009 | 46.464 | 46.927 | West Lindsey | Greater Lincolnshire
NG FES - Leading the Way | Total installed storage capacity (MW) | York | 0 | 0.03 | 1.632 | 3.237 | 4.871 | 5.106 | 5.423 | 6.672 | 7.18 | 7.779 | 8.332 | 8.978 | 9.687 | 12.483 | 16.911 | 17.898 | 18.944 | 20.111 | 21.366 | 22.731 | 24.012 | 25.327 | 26.735 | 29.058 | 30.489 | 31.954 | 33.449 | 35.017 | 36.641 | 38.328 | 41.825 | 43.641 | York | Leeds City Region | York and North Yorkshire
NPg Planning Scenario | Total installed storage capacity (MW) | Barnsley | 0 | 0.038 | 0.934 | 2.002 | 3.106 | 3.408 | 3.802 | 4.424 | 7.606 | 8.31 | 8.995 | 9.783 | 10.654 | 13.368 | 21.815 | 23.11 | 26.164 | 27.65 | 29.224 | 33.852 | 36.539 | 38.22 | 40 | 41.745 | 43.578 | 45.464 | 47.394 | 51.052 | 53.144 | 55.313 | 57.561 | 59.887 | Barnsley | Leeds City Region | Sheffield City Region
NPg Planning Scenario | Total installed storage capacity (MW) | Bassetlaw | 0 | 0.002 | 0.014 | 0.036 | 0.08 | 0.098 | 0.123 | 0.162 | 0.2 | 0.246 | 0.287 | 0.336 | 0.388 | 0.444 | 0.517 | 0.591 | 0.67 | 0.76 | 0.857 | 0.962 | 1.056 | 1.151 | 1.254 | 1.351 | 1.451 | 1.554 | 1.658 | 1.767 | 1.879 | 1.997 | 2.118 | 2.244 | Bassetlaw | Derby, Derbyshire, Nottingham and Nottinghamshire | Sheffield City Region
NPg Planning Scenario | Total installed storage capacity (MW) | Bradford | 0 | 0.076 | 0.939 | 1.954 | 3.352 | 3.894 | 4.647 | 5.758 | 8.375 | 9.79 | 11.117 | 12.67 | 14.37 | 17.201 | 23.686 | 26.329 | 30.077 | 33.079 | 36.254 | 41.479 | 45.377 | 48.678 | 52.183 | 55.559 | 59.111 | 62.74 | 66.445 | 71.376 | 75.384 | 79.534 | 83.844 | 88.302 | Bradford | Leeds City Region
NPg Planning Scenario | Total installed storage capacity (MW) | Calderdale | 0 | 0.033 | 0.577 | 1.188 | 1.932 | 2.18 | 2.523 | 3.033 | 4.713 | 5.355 | 5.958 | 6.661 | 7.434 | 9.055 | 13.351 | 14.523 | 16.506 | 17.845 | 19.266 | 22.141 | 24.078 | 25.564 | 27.144 | 28.671 | 30.278 | 31.922 | 33.602 | 36.117 | 37.937 | 39.82 | 41.778 | 43.802 | Calderdale | Leeds City Region
NPg Planning Scenario | Total installed storage capacity (MW) | County Durham | 0 | 0.086 | 6.788 | 13.521 | 20.318 | 20.911 | 21.731 | 26.737 | 28.075 | 29.633 | 31.112 | 32.824 | 34.715 | 45.813 | 63.803 | 66.4 | 69.165 | 72.232 | 75.52 | 79.08 | 82.499 | 86.016 | 89.787 | 97.805 | 101.699 | 105.703 | 109.802 | 114.097 | 118.557 | 123.179 | 135.766 | 140.746 | County Durham | North Eastern
NPg Planning Scenario | Total installed storage capacity (MW) | Craven | 0 | 0.015 | 0.082 | 0.187 | 0.376 | 0.481 | 0.628 | 0.841 | 1.067 | 1.339 | 1.6 | 1.903 | 2.237 | 2.601 | 3.04 | 3.5 | 3.991 | 4.533 | 5.114 | 5.747 | 6.351 | 6.977 | 7.645 | 8.3 | 8.991 | 9.702 | 10.431 | 11.193 | 11.986 | 12.808 | 13.663 | 14.546 | Craven | Leeds City Region | York and North Yorkshire
NPg Planning Scenario | Total installed storage capacity (MW) | Darlington | 2.5 | 2.516 | 4.211 | 5.916 | 7.627 | 7.739 | 7.89 | 8.397 | 8.639 | 8.925 | 9.193 | 9.503 | 9.844 | 12.261 | 16.219 | 16.692 | 17.196 | 17.757 | 18.361 | 19.017 | 19.636 | 20.27 | 20.954 | 22.59 | 23.288 | 24.001 | 24.73 | 25.492 | 26.286 | 27.107 | 29.72 | 30.604 | Darlington | Tees Valley
NPg Planning Scenario | Total installed storage capacity (MW) | Doncaster | 10.011 | 10.07 | 11.495 | 12.962 | 14.479 | 14.874 | 15.411 | 16.21 | 20.638 | 21.641 | 22.628 | 23.761 | 25.015 | 28.826 | 40.83 | 43.108 | 47.847 | 50.282 | 52.793 | 59.829 | 63.989 | 66.606 | 69.334 | 71.995 | 74.765 | 77.594 | 80.479 | 86.031 | 89.138 | 92.345 | 95.674 | 99.109 | Doncaster | Sheffield City Region
NPg Planning Scenario | Total installed storage capacity (MW) | East Lindsey | 0 | 0.007 | 0.048 | 0.124 | 0.284 | 0.344 | 0.428 | 0.558 | 0.683 | 0.839 | 0.967 | 1.123 | 1.289 | 1.465 | 1.704 | 1.944 | 2.199 | 2.487 | 2.801 | 3.147 | 3.448 | 3.748 | 4.074 | 4.366 | 4.677 | 4.989 | 5.304 | 5.634 | 5.975 | 6.33 | 6.697 | 7.078 | East Lindsey | Greater Lincolnshire
NPg Planning Scenario | Total installed storage capacity (MW) | East Riding of Yorkshire | 49.9 | 49.981 | 53.036 | 57.253 | 61.182 | 62.032 | 62.999 | 64.784 | 77.756 | 79.289 | 80.743 | 82.42 | 84.269 | 94.257 | 128.933 | 130.802 | 140.29 | 142.805 | 145.622 | 161.066 | 168.464 | 171.589 | 175.022 | 178.402 | 182.011 | 185.747 | 189.606 | 200.344 | 204.563 | 208.954 | 213.545 | 218.292 | East Riding of Yorkshire | Humber | York and North Yorkshire
NPg Planning Scenario | Total installed storage capacity (MW) | Gateshead | 2.7 | 2.728 | 6.04 | 9.371 | 12.713 | 12.91 | 13.183 | 14.914 | 15.155 | 15.605 | 16.059 | 16.604 | 17.212 | 22.069 | 30.056 | 30.903 | 31.803 | 32.808 | 33.888 | 35.059 | 36.177 | 37.332 | 38.569 | 41.774 | 43.047 | 44.356 | 45.697 | 47.101 | 48.559 | 50.072 | 55.238 | 56.865 | Gateshead | North Eastern
NPg Planning Scenario | Total installed storage capacity (MW) | Hambleton | 0 | 0.025 | 5.402 | 10.8 | 16.202 | 16.396 | 16.661 | 18.216 | 18.643 | 19.141 | 19.59 | 20.115 | 20.687 | 28.022 | 40.308 | 41.107 | 41.958 | 42.914 | 43.941 | 45.061 | 46.095 | 47.148 | 48.278 | 52.565 | 53.699 | 54.857 | 56.035 | 57.269 | 58.546 | 59.873 | 67.029 | 68.455 | Hambleton | York and North Yorkshire
NPg Planning Scenario | Total installed storage capacity (MW) | Harrogate | 0 | 0.034 | 1.826 | 3.7 | 5.613 | 5.885 | 6.244 | 6.857 | 7.642 | 8.298 | 8.896 | 9.597 | 10.364 | 13.288 | 18.313 | 19.363 | 20.636 | 21.899 | 23.257 | 24.995 | 26.463 | 27.87 | 29.38 | 31.745 | 33.271 | 34.833 | 36.422 | 38.227 | 39.953 | 41.747 | 45.269 | 47.199 | Harrogate | Leeds City Region | York and North Yorkshire
NPg Planning Scenario | Total installed storage capacity (MW) | Hartlepool | 0 | 0.013 | 0.08 | 0.145 | 0.227 | 0.323 | 0.453 | 0.787 | 0.995 | 1.243 | 1.475 | 1.747 | 2.046 | 2.429 | 2.924 | 3.336 | 3.776 | 4.266 | 4.789 | 5.357 | 5.899 | 6.457 | 7.055 | 7.666 | 8.28 | 8.912 | 9.557 | 10.234 | 10.937 | 11.666 | 12.473 | 13.256 | Hartlepool | Tees Valley
NPg Planning Scenario | Total installed storage capacity (MW) | High Peak | 0 | 0 | 0.004 | 0.013 | 0.033 | 0.038 | 0.045 | 0.057 | 0.067 | 0.08 | 0.087 | 0.098 | 0.109 | 0.119 | 0.137 | 0.154 | 0.171 | 0.192 | 0.216 | 0.242 | 0.261 | 0.278 | 0.297 | 0.31 | 0.325 | 0.338 | 0.35 | 0.363 | 0.376 | 0.389 | 0.403 | 0.418 | High Peak | Derby, Derbyshire, Nottingham and Nottinghamshire,
NPg Planning Scenario | Total installed storage capacity (MW) | Kingston upon Hull, City of | 0 | 0.043 | 0.543 | 1.196 | 2.036 | 2.347 | 2.761 | 3.4 | 5.165 | 5.932 | 6.654 | 7.493 | 8.417 | 10.188 | 14.585 | 15.885 | 17.992 | 19.522 | 21.158 | 24.193 | 26.33 | 28.059 | 29.91 | 31.703 | 33.595 | 35.535 | 37.524 | 40.304 | 42.462 | 44.698 | 47.022 | 49.429 | Kingston upon Hull, City of | Humber
NPg Planning Scenario | Total installed storage capacity (MW) | Kirklees | 0 | 0.067 | 0.772 | 1.548 | 2.678 | 3.153 | 3.816 | 4.781 | 6.751 | 8.012 | 9.211 | 10.606 | 12.138 | 14.432 | 19.156 | 21.442 | 24.467 | 27.102 | 29.895 | 34.056 | 37.341 | 40.281 | 43.41 | 46.446 | 49.641 | 52.919 | 56.263 | 60.433 | 64.061 | 67.819 | 71.727 | 75.762 | Kirklees | Leeds City Region
NPg Planning Scenario | Total installed storage capacity (MW) | Leeds | 0 | 0.115 | 5.913 | 9.911 | 13.84 | 14.293 | 15.204 | 16.095 | 28.425 | 30.518 | 32.51 | 34.836 | 37.412 | 47.39 | 78.605 | 79.644 | 87.454 | 89.841 | 92.857 | 105.97 | 112.676 | 116.291 | 120.485 | 124.664 | 129.228 | 134.03 | 139.035 | 149.1 | 154.663 | 160.488 | 166.587 | 172.934 | Leeds | Leeds City Region
NPg Planning Scenario | Total installed storage capacity (MW) | Middlesbrough | 0 | 0.019 | 0.11 | 0.203 | 0.319 | 0.452 | 0.637 | 0.911 | 1.197 | 1.542 | 1.873 | 2.257 | 2.681 | 3.141 | 3.7 | 4.283 | 4.904 | 5.594 | 6.334 | 7.135 | 7.902 | 8.692 | 9.541 | 10.366 | 11.241 | 12.139 | 13.059 | 14.023 | 15.025 | 16.061 | 17.139 | 18.255 | Middlesbrough | Tees Valley
NPg Planning Scenario | Total installed storage capacity (MW) | Newcastle upon Tyne | 0 | 0.035 | 1.305 | 2.576 | 3.884 | 4.15 | 4.513 | 5.7 | 6.136 | 6.772 | 7.386 | 8.117 | 8.923 | 11.259 | 14.841 | 15.964 | 17.162 | 18.495 | 19.929 | 21.491 | 22.961 | 24.473 | 26.094 | 28.356 | 30.009 | 31.707 | 33.44 | 35.259 | 37.144 | 39.099 | 42.379 | 44.482 | Newcastle upon Tyne | North Eastern
NPg Planning Scenario | Total installed storage capacity (MW) | North East Derbyshire | 0 | 0.002 | 0.013 | 0.03 | 0.065 | 0.081 | 0.102 | 0.136 | 0.169 | 0.209 | 0.246 | 0.288 | 0.335 | 0.385 | 0.448 | 0.514 | 0.584 | 0.662 | 0.746 | 0.838 | 0.922 | 1.008 | 1.1 | 1.186 | 1.278 | 1.371 | 1.466 | 1.567 | 1.67 | 1.776 | 1.887 | 2.003 | North East Derbyshire | Derby, Derbyshire, Nottingham and Nottinghamshire | Sheffield City Region
NPg Planning Scenario | Total installed storage capacity (MW) | North East Lincolnshire | 0 | 0.033 | 3.223 | 6.213 | 8.718 | 8.93 | 9.226 | 9.656 | 19.274 | 19.826 | 20.371 | 20.996 | 21.69 | 28.687 | 55.246 | 56.394 | 63.498 | 64.76 | 66.078 | 77.691 | 82.731 | 84.128 | 85.599 | 87.044 | 88.554 | 90.102 | 91.689 | 99.04 | 100.75 | 102.522 | 104.36 | 106.26 | North East Lincolnshire | Greater Lincolnshire | Humber
NPg Planning Scenario | Total installed storage capacity (MW) | North Lincolnshire | 0.009 | 0.05 | 1.283 | 2.518 | 3.743 | 4.024 | 4.408 | 4.977 | 8.746 | 9.47 | 10.173 | 10.987 | 11.889 | 15.026 | 25.352 | 27.077 | 30.957 | 32.769 | 34.627 | 40.444 | 43.743 | 45.66 | 47.655 | 49.59 | 51.602 | 53.654 | 55.743 | 60.162 | 62.403 | 64.722 | 67.123 | 69.598 | North Lincolnshire | Greater Lincolnshire | Humber
NPg Planning Scenario | Total installed storage capacity (MW) | North Tyneside | 0 | 0.03 | 0.617 | 1.207 | 1.828 | 2.027 | 2.303 | 4.012 | 4.459 | 4.982 | 5.491 | 6.077 | 6.725 | 8.495 | 11.167 | 12.052 | 12.999 | 14.041 | 15.159 | 16.368 | 17.539 | 18.753 | 20.049 | 21.845 | 23.195 | 24.589 | 26.021 | 27.52 | 29.076 | 30.691 | 33.287 | 35.022 | North Tyneside | North Eastern
NPg Planning Scenario | Total installed storage capacity (MW) | Northumberland | 0 | 0.069 | 3.009 | 5.969 | 8.988 | 9.455 | 10.097 | 25.557 | 26.793 | 28.077 | 29.269 | 30.628 | 32.121 | 42.779 | 60.23 | 62.277 | 64.449 | 66.861 | 69.444 | 72.245 | 74.923 | 77.68 | 80.636 | 87.861 | 90.904 | 94.041 | 97.252 | 100.614 | 104.098 | 107.719 | 119.268 | 123.161 | Northumberland | North Eastern
NPg Planning Scenario | Total installed storage capacity (MW) | Pendle | 0 | 0.001 | 0.014 | 0.039 | 0.095 | 0.113 | 0.136 | 0.175 | 0.211 | 0.256 | 0.288 | 0.328 | 0.372 | 0.417 | 0.481 | 0.545 | 0.612 | 0.691 | 0.776 | 0.873 | 0.95 | 1.024 | 1.105 | 1.173 | 1.244 | 1.315 | 1.383 | 1.457 | 1.532 | 1.61 | 1.69 | 1.774 | Pendle | Lancashire
NPg Planning Scenario | Total installed storage capacity (MW) | Redcar and Cleveland | 0 | 0.024 | 0.134 | 0.244 | 0.383 | 0.543 | 0.767 | 2.134 | 2.505 | 2.93 | 3.347 | 3.823 | 4.352 | 5.353 | 6.77 | 7.493 | 8.26 | 9.11 | 10.019 | 11.002 | 11.959 | 12.949 | 14.008 | 15.26 | 16.364 | 17.505 | 18.676 | 19.902 | 21.175 | 22.495 | 24.234 | 25.655 | Redcar and Cleveland | Tees Valley
NPg Planning Scenario | Total installed storage capacity (MW) | Richmondshire | 0 | 0.014 | 0.09 | 0.164 | 0.258 | 0.365 | 0.512 | 0.733 | 0.96 | 1.236 | 1.49 | 1.787 | 2.113 | 2.465 | 2.904 | 3.358 | 3.84 | 4.38 | 4.961 | 5.591 | 6.181 | 6.784 | 7.432 | 8.054 | 8.709 | 9.382 | 10.068 | 10.787 | 11.531 | 12.303 | 13.106 | 13.935 | Richmondshire | York and North Yorkshire
NPg Planning Scenario | Total installed storage capacity (MW) | Rotherham | 1.18 | 1.225 | 1.895 | 2.759 | 3.736 | 4.068 | 4.506 | 5.187 | 7.666 | 8.457 | 9.224 | 10.113 | 11.09 | 13.395 | 19.757 | 21.113 | 23.725 | 25.321 | 27.03 | 30.882 | 33.383 | 35.225 | 37.192 | 39.122 | 41.161 | 43.259 | 45.414 | 48.779 | 51.114 | 53.544 | 56.061 | 58.67 | Rotherham | Sheffield City Region
NPg Planning Scenario | Total installed storage capacity (MW) | Ryedale | 0 | 0.018 | 5.024 | 10.146 | 15.251 | 15.41 | 15.611 | 18.076 | 18.717 | 19.084 | 19.408 | 19.785 | 20.196 | 27.562 | 40.441 | 40.946 | 41.678 | 42.311 | 43.006 | 44.055 | 44.86 | 45.577 | 46.358 | 50.312 | 51.102 | 51.909 | 52.734 | 53.744 | 54.642 | 55.575 | 62.319 | 63.326 | Ryedale | York and North Yorkshire
NPg Planning Scenario | Total installed storage capacity (MW) | Scarborough | 3.244 | 3.267 | 4.664 | 6.303 | 7.929 | 8.159 | 8.429 | 9.852 | 11.039 | 11.496 | 11.899 | 12.375 | 12.889 | 15.867 | 21.913 | 22.459 | 23.549 | 24.283 | 25.105 | 26.764 | 27.86 | 28.722 | 29.667 | 31.462 | 32.428 | 33.415 | 34.426 | 35.863 | 36.971 | 38.12 | 40.932 | 42.178 | Scarborough | York and North Yorkshire
NPg Planning Scenario | Total installed storage capacity (MW) | Selby | 0 | 0.019 | 0.52 | 1.191 | 1.872 | 2.048 | 2.262 | 2.655 | 4.652 | 5.019 | 5.364 | 5.763 | 6.202 | 7.845 | 13.389 | 14.317 | 16.404 | 17.355 | 18.322 | 21.455 | 23.192 | 24.155 | 25.148 | 26.102 | 27.081 | 28.073 | 29.074 | 31.354 | 32.426 | 33.531 | 34.683 | 35.862 | Selby | Leeds City Region | York and North Yorkshire
NPg Planning Scenario | Total installed storage capacity (MW) | Sheffield | 10 | 10.08 | 10.568 | 11.327 | 12.562 | 13.147 | 13.947 | 15.147 | 16.903 | 18.379 | 19.774 | 21.397 | 23.179 | 25.471 | 29.488 | 32.212 | 35.451 | 38.561 | 41.856 | 46.189 | 49.841 | 53.276 | 56.925 | 60.444 | 64.154 | 67.951 | 71.819 | 76.353 | 80.546 | 84.888 | 89.398 | 94.063 | Sheffield | Sheffield City Region
NPg Planning Scenario | Total installed storage capacity (MW) | South Tyneside | 0 | 0.021 | 0.115 | 0.211 | 0.328 | 0.466 | 0.657 | 1.507 | 1.739 | 2.076 | 2.416 | 2.815 | 3.258 | 3.923 | 4.811 | 5.422 | 6.073 | 6.793 | 7.566 | 8.401 | 9.211 | 10.047 | 10.945 | 11.914 | 12.847 | 13.806 | 14.794 | 15.827 | 16.901 | 18.013 | 19.318 | 20.515 | South Tyneside | North Eastern
NPg Planning Scenario | Total installed storage capacity (MW) | Stockton-on-Tees | 0 | 0.029 | 2.571 | 5.129 | 7.701 | 7.898 | 8.17 | 8.832 | 9.265 | 9.777 | 10.277 | 10.854 | 11.489 | 15.161 | 21.094 | 21.968 | 22.898 | 23.927 | 25.03 | 26.222 | 27.376 | 28.569 | 29.848 | 32.53 | 33.857 | 35.226 | 36.632 | 38.103 | 39.629 | 41.213 | 45.42 | 47.126 | Stockton-on-Tees | Tees Valley
NPg Planning Scenario | Total installed storage capacity (MW) | Sunderland | 0 | 0.04 | 0.236 | 0.428 | 0.669 | 0.948 | 1.337 | 3.021 | 3.548 | 4.248 | 4.935 | 5.739 | 6.631 | 7.989 | 9.823 | 11.053 | 12.362 | 13.817 | 15.379 | 17.068 | 18.693 | 20.367 | 22.162 | 24.103 | 25.96 | 27.869 | 29.828 | 31.877 | 34.008 | 36.215 | 38.833 | 41.209 | Sunderland | North Eastern
NPg Planning Scenario | Total installed storage capacity (MW) | Wakefield | 0 | 0.059 | 2.171 | 3.908 | 5.657 | 5.983 | 6.503 | 7.163 | 12.472 | 13.521 | 14.535 | 15.715 | 17.018 | 21.453 | 35.138 | 36.36 | 40.484 | 42.187 | 44.119 | 50.662 | 54.291 | 56.469 | 58.866 | 61.242 | 63.79 | 66.433 | 69.17 | 74.36 | 77.361 | 80.482 | 83.736 | 87.117 | Wakefield | Leeds City Region
NPg Planning Scenario | Total installed storage capacity (MW) | West Lindsey | 0 | 0.006 | 1.443 | 2.801 | 3.975 | 4.047 | 4.142 | 4.291 | 8.591 | 8.765 | 8.902 | 9.071 | 9.251 | 12.27 | 24.523 | 25.391 | 28.995 | 29.758 | 30.469 | 36.236 | 38.712 | 39.311 | 39.883 | 40.372 | 40.855 | 41.312 | 41.75 | 45.121 | 45.562 | 46.009 | 46.464 | 46.927 | West Lindsey | Greater Lincolnshire
NPg Planning Scenario | Total installed storage capacity (MW) | York | 0 | 0.03 | 1.632 | 3.237 | 4.871 | 5.106 | 5.423 | 6.672 | 7.18 | 7.779 | 8.332 | 8.978 | 9.687 | 12.483 | 16.911 | 17.898 | 18.944 | 20.111 | 21.366 | 22.731 | 24.012 | 25.327 | 26.735 | 29.058 | 30.489 | 31.954 | 33.449 | 35.017 | 36.641 | 38.328 | 41.825 | 43.641 | York | Leeds City Region | York and North Yorkshire
NG FES - Steady Progression | Total installed storage capacity (MW) | Barnsley | 0 | 0.038 | 0.283 | 0.539 | 0.841 | 0.953 | 1.065 | 1.237 | 4.105 | 4.291 | 4.418 | 4.572 | 4.732 | 6.57 | 12.621 | 12.845 | 14.852 | 15.123 | 15.414 | 17.262 | 17.512 | 17.751 | 18.002 | 18.193 | 18.403 | 18.604 | 18.784 | 20.632 | 20.831 | 21.032 | 21.243 | 21.457 | Barnsley | Leeds City Region | Sheffield City Region
NG FES - Steady Progression | Total installed storage capacity (MW) | Bassetlaw | 0 | 0.002 | 0.008 | 0.019 | 0.042 | 0.05 | 0.058 | 0.072 | 0.083 | 0.097 | 0.105 | 0.116 | 0.128 | 0.139 | 0.157 | 0.175 | 0.193 | 0.214 | 0.238 | 0.264 | 0.283 | 0.301 | 0.32 | 0.33 | 0.344 | 0.355 | 0.365 | 0.376 | 0.387 | 0.397 | 0.409 | 0.421 | Bassetlaw | Derby, Derbyshire, Nottingham and Nottinghamshire | Sheffield City Region
NG FES - Steady Progression | Total installed storage capacity (MW) | Bradford | 0 | 0.076 | 0.361 | 0.731 | 1.296 | 1.494 | 1.717 | 2.043 | 3.89 | 4.251 | 4.494 | 4.806 | 5.126 | 6.384 | 10.13 | 10.591 | 12.064 | 12.628 | 13.246 | 14.783 | 15.302 | 15.788 | 16.302 | 16.672 | 17.083 | 17.466 | 17.816 | 19.1 | 19.479 | 19.864 | 20.257 | 20.666 | Bradford | Leeds City Region
NG FES - Steady Progression | Total installed storage capacity (MW) | Calderdale | 0 | 0.033 | 0.199 | 0.394 | 0.657 | 0.747 | 0.85 | 0.996 | 2.356 | 2.521 | 2.631 | 2.771 | 2.919 | 3.809 | 6.615 | 6.824 | 7.826 | 8.081 | 8.361 | 9.348 | 9.583 | 9.803 | 10.036 | 10.202 | 10.389 | 10.564 | 10.723 | 11.619 | 11.793 | 11.967 | 12.148 | 12.335 | Calderdale | Leeds City Region
NG FES - Steady Progression | Total installed storage capacity (MW) | County Durham | 0 | 0.086 | 1.808 | 3.529 | 5.258 | 9.16 | 9.393 | 10.927 | 11.495 | 11.957 | 12.262 | 12.616 | 12.977 | 13.323 | 28.139 | 28.642 | 36.593 | 37.201 | 37.851 | 38.575 | 39.131 | 39.657 | 40.209 | 40.63 | 41.08 | 41.515 | 41.91 | 42.323 | 42.755 | 43.194 | 49.532 | 49.994 | County Durham | North Eastern
NG FES - Steady Progression | Total installed storage capacity (MW) | Craven | 0 | 0.015 | 0.047 | 0.097 | 0.192 | 0.228 | 0.27 | 0.329 | 0.383 | 0.45 | 0.495 | 0.553 | 0.615 | 0.673 | 0.763 | 0.847 | 0.937 | 1.041 | 1.153 | 1.279 | 1.375 | 1.468 | 1.564 | 1.636 | 1.716 | 1.791 | 1.86 | 1.934 | 2.009 | 2.087 | 2.167 | 2.248 | Craven | Leeds City Region | York and North Yorkshire
NG FES - Steady Progression | Total installed storage capacity (MW) | Darlington | 2.5 | 2.516 | 2.945 | 3.378 | 3.806 | 4.797 | 4.844 | 4.993 | 5.075 | 5.156 | 5.208 | 5.273 | 5.342 | 5.406 | 8.747 | 8.842 | 10.621 | 10.738 | 10.864 | 11.004 | 11.11 | 11.208 | 11.313 | 11.389 | 11.471 | 11.549 | 11.619 | 11.691 | 11.77 | 11.846 | 13.257 | 13.339 | Darlington | Tees Valley
NG FES - Steady Progression | Total installed storage capacity (MW) | Doncaster | 10.011 | 10.07 | 10.454 | 10.845 | 11.249 | 11.385 | 11.534 | 11.747 | 15.772 | 16.008 | 16.177 | 16.391 | 16.611 | 19.168 | 27.56 | 27.867 | 30.649 | 31.021 | 31.426 | 33.989 | 34.339 | 34.676 | 35.028 | 35.303 | 35.599 | 35.885 | 36.149 | 38.709 | 39 | 39.29 | 39.594 | 39.905 | Doncaster | Sheffield City Region
NG FES - Steady Progression | Total installed storage capacity (MW) | East Lindsey | 0 | 0.007 | 0.028 | 0.067 | 0.151 | 0.177 | 0.208 | 0.255 | 0.296 | 0.345 | 0.375 | 0.415 | 0.454 | 0.492 | 0.558 | 0.619 | 0.682 | 0.76 | 0.844 | 0.939 | 1.006 | 1.064 | 1.126 | 1.163 | 1.205 | 1.242 | 1.271 | 1.304 | 1.338 | 1.371 | 1.404 | 1.439 | East Lindsey | Greater Lincolnshire
NG FES - Steady Progression | Total installed storage capacity (MW) | East Riding of Yorkshire | 49.9 | 49.981 | 50.744 | 51.491 | 52.373 | 52.696 | 52.993 | 53.499 | 65.974 | 66.48 | 66.807 | 67.181 | 67.554 | 75.468 | 102.169 | 102.697 | 111.23 | 111.851 | 112.519 | 120.117 | 120.688 | 121.219 | 121.777 | 122.2 | 122.656 | 123.087 | 123.483 | 131.333 | 131.761 | 132.193 | 132.645 | 133.099 | East Riding of Yorkshire | Humber | York and North Yorkshire
NG FES - Steady Progression | Total installed storage capacity (MW) | Gateshead | 2.7 | 2.728 | 3.563 | 4.404 | 5.239 | 7.171 | 7.251 | 9.311 | 8.655 | 8.528 | 8.488 | 8.522 | 8.584 | 8.659 | 15.71 | 15.821 | 19.506 | 19.659 | 19.839 | 20.046 | 20.203 | 20.352 | 20.512 | 20.631 | 20.765 | 20.891 | 21.006 | 21.128 | 21.257 | 21.391 | 24.285 | 24.425 | Gateshead | North Eastern
NG FES - Steady Progression | Total installed storage capacity (MW) | Hambleton | 0 | 0.025 | 1.362 | 2.709 | 4.046 | 7.193 | 7.278 | 7.748 | 7.95 | 8.116 | 8.219 | 8.344 | 8.465 | 8.581 | 19.417 | 19.596 | 25.312 | 25.532 | 25.768 | 26.033 | 26.226 | 26.404 | 26.59 | 26.717 | 26.86 | 26.988 | 27.101 | 27.224 | 27.346 | 27.472 | 31.978 | 32.11 | Hambleton | York and North Yorkshire
NG FES - Steady Progression | Total installed storage capacity (MW) | Harrogate | 0 | 0.034 | 0.511 | 0.989 | 1.496 | 2.539 | 2.653 | 2.842 | 3.233 | 3.423 | 3.541 | 3.696 | 3.849 | 4.156 | 8.009 | 8.237 | 10.232 | 10.516 | 10.817 | 11.304 | 11.554 | 11.784 | 12.027 | 12.197 | 12.383 | 12.56 | 12.71 | 13.03 | 13.196 | 13.366 | 14.799 | 14.976 | Harrogate | Leeds City Region | York and North Yorkshire
NG FES - Steady Progression | Total installed storage capacity (MW) | Hartlepool | 0 | 0.013 | 0.045 | 0.074 | 0.107 | 0.141 | 0.18 | 0.277 | 0.339 | 0.404 | 0.447 | 0.503 | 0.558 | 0.613 | 0.783 | 0.863 | 0.989 | 1.088 | 1.192 | 1.31 | 1.398 | 1.483 | 1.571 | 1.637 | 1.709 | 1.777 | 1.838 | 1.902 | 1.971 | 2.04 | 2.146 | 2.218 | Hartlepool | Tees Valley
NG FES - Steady Progression | Total installed storage capacity (MW) | High Peak | 0 | 0 | 0.002 | 0.007 | 0.018 | 0.021 | 0.025 | 0.03 | 0.035 | 0.041 | 0.044 | 0.048 | 0.052 | 0.055 | 0.063 | 0.07 | 0.077 | 0.085 | 0.095 | 0.107 | 0.113 | 0.119 | 0.125 | 0.128 | 0.131 | 0.133 | 0.134 | 0.135 | 0.137 | 0.138 | 0.139 | 0.141 | High Peak | Derby, Derbyshire, Nottingham and Nottinghamshire,
NG FES - Steady Progression | Total installed storage capacity (MW) | Kingston upon Hull, City of | 0 | 0.043 | 0.204 | 0.408 | 0.719 | 0.829 | 0.957 | 1.141 | 2.492 | 2.694 | 2.828 | 2.999 | 3.172 | 4.077 | 6.877 | 7.129 | 8.161 | 8.468 | 8.799 | 9.831 | 10.112 | 10.372 | 10.652 | 10.856 | 11.079 | 11.288 | 11.475 | 12.396 | 12.603 | 12.814 | 13.028 | 13.25 | Kingston upon Hull, City of | Humber
NG FES - Steady Progression | Total installed storage capacity (MW) | Kirklees | 0 | 0.067 | 0.307 | 0.621 | 1.096 | 1.266 | 1.458 | 1.733 | 2.999 | 3.31 | 3.521 | 3.793 | 4.079 | 4.96 | 7.478 | 7.883 | 8.937 | 9.432 | 9.967 | 11.113 | 11.567 | 11.995 | 12.451 | 12.785 | 13.148 | 13.496 | 13.812 | 14.734 | 15.076 | 15.427 | 15.788 | 16.156 | Kirklees | Leeds City Region
NG FES - Steady Progression | Total installed storage capacity (MW) | Leeds | 0 | 0.115 | 1.625 | 3.015 | 3.853 | 4.003 | 4.256 | 4.52 | 16.75 | 17.116 | 17.381 | 17.785 | 18.225 | 25.657 | 50.449 | 51.075 | 59.068 | 59.872 | 60.75 | 68.021 | 68.767 | 69.463 | 70.211 | 70.754 | 71.347 | 71.91 | 72.419 | 79.715 | 80.266 | 80.839 | 81.422 | 82.024 | Leeds | Leeds City Region
NG FES - Steady Progression | Total installed storage capacity (MW) | Middlesbrough | 0 | 0.019 | 0.065 | 0.105 | 0.149 | 0.198 | 0.252 | 0.328 | 0.397 | 0.482 | 0.541 | 0.615 | 0.691 | 0.768 | 0.882 | 0.992 | 1.106 | 1.24 | 1.383 | 1.544 | 1.667 | 1.784 | 1.907 | 2 | 2.101 | 2.197 | 2.285 | 2.378 | 2.474 | 2.571 | 2.671 | 2.774 | Middlesbrough | Tees Valley
NG FES - Steady Progression | Total installed storage capacity (MW) | Newcastle upon Tyne | 0 | 0.035 | 0.388 | 0.737 | 1.09 | 1.824 | 1.935 | 3.335 | 2.943 | 2.943 | 2.971 | 3.065 | 3.187 | 3.311 | 6.021 | 6.209 | 7.685 | 7.929 | 8.201 | 8.517 | 8.746 | 8.963 | 9.198 | 9.361 | 9.544 | 9.721 | 9.878 | 10.046 | 10.215 | 10.396 | 11.546 | 11.733 | Newcastle upon Tyne | North Eastern
NG FES - Steady Progression | Total installed storage capacity (MW) | North East Derbyshire | 0 | 0.002 | 0.007 | 0.016 | 0.034 | 0.041 | 0.048 | 0.058 | 0.067 | 0.079 | 0.086 | 0.095 | 0.106 | 0.114 | 0.13 | 0.144 | 0.16 | 0.177 | 0.197 | 0.219 | 0.234 | 0.249 | 0.264 | 0.274 | 0.286 | 0.296 | 0.305 | 0.314 | 0.325 | 0.335 | 0.345 | 0.356 | North East Derbyshire | Derby, Derbyshire, Nottingham and Nottinghamshire | Sheffield City Region
NG FES - Steady Progression | Total installed storage capacity (MW) | North East Lincolnshire | 0 | 0.033 | 0.799 | 1.439 | 1.79 | 1.865 | 1.945 | 2.059 | 11.949 | 12.075 | 12.167 | 12.284 | 12.403 | 18.495 | 39.282 | 39.451 | 45.909 | 46.109 | 46.328 | 51.959 | 52.15 | 52.333 | 52.524 | 52.675 | 52.838 | 52.996 | 53.143 | 59.129 | 59.289 | 59.451 | 59.62 | 59.792 | North East Lincolnshire | Greater Lincolnshire | Humber
NG FES - Steady Progression | Total installed storage capacity (MW) | North Lincolnshire | 0.009 | 0.05 | 0.376 | 0.693 | 0.991 | 1.091 | 1.196 | 1.35 | 4.871 | 5.041 | 5.165 | 5.316 | 5.474 | 7.695 | 15.054 | 15.277 | 17.679 | 17.948 | 18.239 | 20.423 | 20.677 | 20.919 | 21.171 | 21.368 | 21.58 | 21.789 | 21.978 | 24.194 | 24.399 | 24.608 | 24.826 | 25.047 | North Lincolnshire | Greater Lincolnshire | Humber
NG FES - Steady Progression | Total installed storage capacity (MW) | North Tyneside | 0 | 0.03 | 0.204 | 0.373 | 0.549 | 0.882 | 0.959 | 1.511 | 1.681 | 1.826 | 1.923 | 2.038 | 2.155 | 2.269 | 4.108 | 4.272 | 5.309 | 5.505 | 5.711 | 5.943 | 6.128 | 6.3 | 6.483 | 6.625 | 6.777 | 6.928 | 7.067 | 7.21 | 7.36 | 7.514 | 8.364 | 8.522 | North Tyneside | North Eastern
NG FES - Steady Progression | Total installed storage capacity (MW) | Northumberland | 0 | 0.069 | 0.857 | 1.641 | 2.435 | 4.141 | 4.325 | 9.162 | 10.399 | 11.027 | 11.399 | 11.757 | 12.093 | 12.4 | 26.893 | 27.342 | 35.126 | 35.652 | 36.202 | 36.803 | 37.271 | 37.706 | 38.161 | 38.508 | 38.879 | 39.237 | 39.559 | 39.896 | 40.245 | 40.595 | 46.817 | 47.187 | Northumberland | North Eastern
NG FES - Steady Progression | Total installed storage capacity (MW) | Pendle | 0 | 0.001 | 0.007 | 0.022 | 0.052 | 0.06 | 0.07 | 0.087 | 0.099 | 0.118 | 0.126 | 0.138 | 0.15 | 0.161 | 0.185 | 0.204 | 0.224 | 0.25 | 0.279 | 0.312 | 0.333 | 0.35 | 0.37 | 0.379 | 0.391 | 0.4 | 0.406 | 0.414 | 0.421 | 0.429 | 0.436 | 0.444 | Pendle | Lancashire
NG FES - Steady Progression | Total installed storage capacity (MW) | Redcar and Cleveland | 0 | 0.024 | 0.075 | 0.124 | 0.177 | 0.233 | 0.294 | 0.69 | 0.851 | 0.974 | 1.058 | 1.154 | 1.252 | 1.343 | 2.13 | 2.262 | 2.737 | 2.896 | 3.065 | 3.251 | 3.398 | 3.541 | 3.689 | 3.805 | 3.932 | 4.054 | 4.166 | 4.287 | 4.408 | 4.533 | 4.935 | 5.067 | Redcar and Cleveland | Tees Valley
NG FES - Steady Progression | Total installed storage capacity (MW) | Richmondshire | 0 | 0.014 | 0.052 | 0.084 | 0.124 | 0.164 | 0.209 | 0.276 | 0.336 | 0.41 | 0.457 | 0.521 | 0.584 | 0.646 | 0.743 | 0.839 | 0.933 | 1.049 | 1.171 | 1.312 | 1.414 | 1.511 | 1.613 | 1.685 | 1.763 | 1.836 | 1.902 | 1.971 | 2.042 | 2.114 | 2.189 | 2.267 | Richmondshire | York and North Yorkshire
NG FES - Steady Progression | Total installed storage capacity (MW) | Rotherham | 1.18 | 1.225 | 1.423 | 1.651 | 1.966 | 2.083 | 2.209 | 2.396 | 4.458 | 4.658 | 4.8 | 4.972 | 5.149 | 6.5 | 10.828 | 11.08 | 12.579 | 12.879 | 13.205 | 14.634 | 14.913 | 15.182 | 15.465 | 15.679 | 15.914 | 16.137 | 16.344 | 17.716 | 17.94 | 18.17 | 18.403 | 18.646 | Rotherham | Sheffield City Region
NG FES - Steady Progression | Total installed storage capacity (MW) | Ryedale | 0 | 0.018 | 1.254 | 2.501 | 3.759 | 6.692 | 6.757 | 7.496 | 8.049 | 8.214 | 8.309 | 8.413 | 8.508 | 8.795 | 20.235 | 20.375 | 26.244 | 26.409 | 26.586 | 26.964 | 27.109 | 27.238 | 27.377 | 27.473 | 27.576 | 27.672 | 27.756 | 28.04 | 28.131 | 28.223 | 32.687 | 32.784 | Ryedale | York and North Yorkshire
NG FES - Steady Progression | Total installed storage capacity (MW) | Scarborough | 3.244 | 3.267 | 3.632 | 3.997 | 4.412 | 5.233 | 5.325 | 5.755 | 6.721 | 6.898 | 7.007 | 7.127 | 7.245 | 7.865 | 12.768 | 12.943 | 15.201 | 15.409 | 15.632 | 16.352 | 16.533 | 16.696 | 16.873 | 16.99 | 17.122 | 17.241 | 17.345 | 17.963 | 18.076 | 18.188 | 19.527 | 19.647 | Scarborough | York and North Yorkshire
NG FES - Steady Progression | Total installed storage capacity (MW) | Selby | 0 | 0.019 | 0.154 | 0.294 | 0.481 | 0.545 | 0.612 | 0.725 | 2.573 | 2.684 | 2.756 | 2.84 | 2.929 | 4.11 | 8.049 | 8.176 | 9.471 | 9.623 | 9.786 | 10.959 | 11.096 | 11.224 | 11.36 | 11.458 | 11.566 | 11.666 | 11.758 | 12.932 | 13.03 | 13.132 | 13.241 | 13.347 | Selby | Leeds City Region | York and North Yorkshire
NG FES - Steady Progression | Total installed storage capacity (MW) | Sheffield | 10 | 10.08 | 10.281 | 10.591 | 11.168 | 11.383 | 11.617 | 11.967 | 12.827 | 13.211 | 13.469 | 13.796 | 14.134 | 14.798 | 16.495 | 16.98 | 17.838 | 18.434 | 19.075 | 20.105 | 20.648 | 21.154 | 21.692 | 22.085 | 22.511 | 22.915 | 23.281 | 24 | 24.397 | 24.802 | 25.219 | 25.645 | Sheffield | Sheffield City Region
NG FES - Steady Progression | Total installed storage capacity (MW) | South Tyneside | 0 | 0.021 | 0.064 | 0.106 | 0.154 | 0.2 | 0.255 | 1.069 | 0.867 | 0.856 | 0.873 | 0.92 | 0.981 | 1.046 | 1.525 | 1.618 | 1.9 | 2.017 | 2.147 | 2.297 | 2.414 | 2.525 | 2.643 | 2.734 | 2.833 | 2.932 | 3.02 | 3.115 | 3.215 | 3.315 | 3.546 | 3.653 | South Tyneside | North Eastern
NG FES - Steady Progression | Total installed storage capacity (MW) | Stockton-on-Tees | 0 | 0.029 | 0.675 | 1.327 | 1.975 | 3.455 | 3.532 | 3.719 | 3.837 | 3.966 | 4.053 | 4.162 | 4.278 | 4.389 | 9.276 | 9.433 | 12.055 | 12.247 | 12.452 | 12.681 | 12.862 | 13.032 | 13.211 | 13.353 | 13.502 | 13.647 | 13.784 | 13.922 | 14.068 | 14.219 | 16.311 | 16.469 | Stockton-on-Tees | Tees Valley
NG FES - Steady Progression | Total installed storage capacity (MW) | Sunderland | 0 | 0.04 | 0.134 | 0.217 | 0.314 | 0.414 | 0.525 | 1.783 | 1.585 | 1.65 | 1.716 | 1.837 | 1.974 | 2.117 | 3.063 | 3.271 | 3.848 | 4.108 | 4.394 | 4.714 | 4.96 | 5.196 | 5.444 | 5.634 | 5.837 | 6.035 | 6.217 | 6.409 | 6.608 | 6.811 | 7.282 | 7.496 | Sunderland | North Eastern
NG FES - Steady Progression | Total installed storage capacity (MW) | Wakefield | 0 | 0.059 | 0.617 | 1.151 | 1.567 | 1.678 | 1.817 | 2.001 | 7.05 | 7.264 | 7.425 | 7.639 | 7.862 | 10.997 | 21.374 | 21.689 | 25.077 | 25.47 | 25.899 | 28.996 | 29.362 | 29.713 | 30.083 | 30.363 | 30.667 | 30.959 | 31.227 | 34.335 | 34.629 | 34.928 | 35.237 | 35.551 | Wakefield | Leeds City Region
NG FES - Steady Progression | Total installed storage capacity (MW) | West Lindsey | 0 | 0.006 | 0.351 | 0.649 | 0.837 | 0.87 | 0.905 | 0.966 | 5.458 | 5.52 | 5.554 | 5.602 | 5.648 | 8.405 | 17.851 | 17.924 | 20.856 | 20.952 | 21.055 | 23.622 | 23.7 | 23.765 | 23.841 | 23.881 | 23.928 | 23.967 | 23.996 | 26.677 | 26.709 | 26.744 | 26.777 | 26.811 | West Lindsey | Greater Lincolnshire
NG FES - Steady Progression | Total installed storage capacity (MW) | York | 0 | 0.03 | 0.46 | 0.883 | 1.315 | 2.243 | 2.34 | 2.713 | 2.901 | 3.079 | 3.19 | 3.33 | 3.472 | 3.608 | 7.028 | 7.231 | 9.108 | 9.359 | 9.627 | 9.927 | 10.15 | 10.358 | 10.579 | 10.735 | 10.906 | 11.065 | 11.209 | 11.363 | 11.517 | 11.679 | 13.164 | 13.334 | York | Leeds City Region | York and North Yorkshire
NG FES - System Transformation | Total installed storage capacity (MW) | Barnsley | 0 | 0.038 | 0.859 | 1.836 | 2.821 | 2.947 | 3.083 | 3.291 | 3.458 | 3.656 | 3.83 | 4.031 | 4.247 | 4.48 | 4.768 | 7.617 | 7.929 | 8.411 | 10.168 | 10.576 | 12.825 | 15.141 | 15.54 | 17.063 | 17.461 | 19.42 | 19.845 | 20.313 | 20.79 | 21.283 | 21.788 | 22.306 | Barnsley | Leeds City Region | Sheffield City Region
NG FES - System Transformation | Total installed storage capacity (MW) | Bassetlaw | 0 | 0.002 | 0.006 | 0.015 | 0.03 | 0.037 | 0.046 | 0.056 | 0.067 | 0.08 | 0.091 | 0.104 | 0.118 | 0.132 | 0.151 | 0.171 | 0.192 | 0.215 | 0.241 | 0.27 | 0.293 | 0.315 | 0.34 | 0.362 | 0.384 | 0.406 | 0.428 | 0.452 | 0.475 | 0.5 | 0.526 | 0.552 | Bassetlaw | Derby, Derbyshire, Nottingham and Nottinghamshire | Sheffield City Region
NG FES - System Transformation | Total installed storage capacity (MW) | Bradford | 0 | 0.076 | 0.752 | 1.452 | 2.288 | 2.464 | 2.685 | 2.987 | 3.302 | 3.695 | 4.033 | 4.43 | 4.853 | 5.307 | 5.892 | 7.907 | 8.532 | 9.312 | 10.84 | 11.668 | 13.448 | 15.264 | 16.06 | 17.419 | 18.182 | 19.82 | 20.639 | 21.576 | 22.522 | 23.496 | 24.489 | 25.501 | Bradford | Leeds City Region
NG FES - System Transformation | Total installed storage capacity (MW) | Calderdale | 0 | 0.033 | 0.498 | 0.98 | 1.509 | 1.592 | 1.698 | 1.839 | 1.982 | 2.159 | 2.313 | 2.493 | 2.686 | 2.89 | 3.155 | 4.557 | 4.839 | 5.219 | 6.17 | 6.547 | 7.713 | 8.903 | 9.263 | 10.1 | 10.447 | 11.487 | 11.854 | 12.266 | 12.687 | 13.119 | 13.561 | 14.012 | Calderdale | Leeds City Region
NG FES - System Transformation | Total installed storage capacity (MW) | County Durham | 0 | 0.086 | 6.632 | 13.193 | 19.758 | 19.956 | 20.203 | 24.034 | 24.632 | 25.127 | 25.537 | 25.998 | 26.483 | 26.987 | 27.627 | 29.088 | 37.614 | 38.801 | 40.176 | 41.07 | 41.884 | 42.7 | 43.573 | 52.293 | 53.146 | 54.011 | 54.886 | 55.796 | 56.74 | 57.718 | 58.729 | 59.777 | County Durham | North Eastern
NG FES - System Transformation | Total installed storage capacity (MW) | Craven | 0 | 0.015 | 0.042 | 0.083 | 0.151 | 0.186 | 0.229 | 0.288 | 0.349 | 0.422 | 0.488 | 0.565 | 0.65 | 0.737 | 0.848 | 0.963 | 1.084 | 1.219 | 1.363 | 1.521 | 1.665 | 1.809 | 1.964 | 2.106 | 2.257 | 2.411 | 2.565 | 2.729 | 2.896 | 3.069 | 3.248 | 3.434 | Craven | Leeds City Region | York and North Yorkshire
NG FES - System Transformation | Total installed storage capacity (MW) | Darlington | 2.5 | 2.516 | 4.19 | 5.864 | 7.54 | 7.577 | 7.624 | 7.94 | 8.026 | 8.112 | 8.184 | 8.264 | 8.352 | 8.444 | 8.563 | 8.864 | 10.763 | 11.001 | 11.278 | 11.445 | 11.594 | 11.741 | 11.901 | 13.833 | 13.986 | 14.14 | 14.297 | 14.457 | 14.626 | 14.797 | 14.98 | 15.165 | Darlington | Tees Valley
NG FES - System Transformation | Total installed storage capacity (MW) | Doncaster | 10.011 | 10.07 | 11.392 | 12.739 | 14.095 | 14.233 | 14.396 | 14.615 | 14.842 | 15.115 | 15.362 | 15.648 | 15.957 | 16.289 | 16.703 | 20.652 | 21.101 | 21.784 | 24.228 | 24.812 | 27.938 | 31.156 | 31.731 | 33.863 | 34.434 | 37.169 | 37.851 | 38.712 | 39.574 | 40.437 | 41.304 | 42.179 | Doncaster | Sheffield City Region
NG FES - System Transformation | Total installed storage capacity (MW) | East Lindsey | 0 | 0.007 | 0.023 | 0.051 | 0.109 | 0.132 | 0.157 | 0.196 | 0.233 | 0.278 | 0.312 | 0.354 | 0.398 | 0.445 | 0.51 | 0.574 | 0.642 | 0.721 | 0.804 | 0.9 | 0.977 | 1.051 | 1.13 | 1.195 | 1.266 | 1.333 | 1.4 | 1.472 | 1.543 | 1.618 | 1.695 | 1.775 | East Lindsey | Greater Lincolnshire
NG FES - System Transformation | Total installed storage capacity (MW) | East Riding of Yorkshire | 49.9 | 49.981 | 52.915 | 57.095 | 61.163 | 61.665 | 62.088 | 62.925 | 63.376 | 63.832 | 64.221 | 64.662 | 65.135 | 65.626 | 66.253 | 78.403 | 79.088 | 80.434 | 87.471 | 88.359 | 97.611 | 107.158 | 108.013 | 114.003 | 114.837 | 122.714 | 123.452 | 124.044 | 124.694 | 125.402 | 126.163 | 126.975 | East Riding of Yorkshire | Humber | York and North Yorkshire
NG FES - System Transformation | Total installed storage capacity (MW) | Gateshead | 2.7 | 2.728 | 6.006 | 9.287 | 12.572 | 12.639 | 12.72 | 15.199 | 14.559 | 14.476 | 14.494 | 14.561 | 14.668 | 14.804 | 14.991 | 15.565 | 19.43 | 19.863 | 20.377 | 20.664 | 20.926 | 21.188 | 21.468 | 25.395 | 25.669 | 25.946 | 26.226 | 26.522 | 26.826 | 27.142 | 27.472 | 27.809 | Gateshead | North Eastern
NG FES - System Transformation | Total installed storage capacity (MW) | Hambleton | 0 | 0.025 | 5.395 | 10.772 | 16.147 | 16.211 | 16.292 | 17.458 | 17.662 | 17.827 | 17.955 | 18.101 | 18.251 | 18.407 | 18.614 | 19.426 | 25.464 | 26.023 | 26.699 | 26.991 | 27.246 | 27.495 | 27.762 | 33.877 | 34.129 | 34.379 | 34.63 | 34.893 | 35.162 | 35.444 | 35.734 | 36.035 | Hambleton | York and North Yorkshire
NG FES - System Transformation | Total installed storage capacity (MW) | Harrogate | 0 | 0.034 | 1.739 | 3.525 | 5.318 | 5.423 | 5.542 | 5.766 | 5.925 | 6.115 | 6.269 | 6.451 | 6.648 | 6.851 | 7.125 | 7.814 | 9.776 | 10.206 | 10.808 | 11.195 | 11.709 | 12.228 | 12.586 | 14.704 | 15.043 | 15.531 | 15.867 | 16.212 | 16.569 | 16.942 | 17.328 | 17.73 | Harrogate | Leeds City Region | York and North Yorkshire
NG FES - System Transformation | Total installed storage capacity (MW) | Hartlepool | 0 | 0.013 | 0.04 | 0.066 | 0.095 | 0.126 | 0.167 | 0.348 | 0.413 | 0.484 | 0.545 | 0.615 | 0.69 | 0.769 | 0.871 | 0.98 | 1.139 | 1.264 | 1.398 | 1.542 | 1.671 | 1.8 | 1.939 | 2.118 | 2.251 | 2.388 | 2.526 | 2.669 | 2.819 | 2.972 | 3.131 | 3.296 | Hartlepool | Tees Valley
NG FES - System Transformation | Total installed storage capacity (MW) | High Peak | 0 | 0 | 0.002 | 0.005 | 0.012 | 0.014 | 0.016 | 0.02 | 0.024 | 0.028 | 0.03 | 0.034 | 0.037 | 0.04 | 0.046 | 0.051 | 0.056 | 0.063 | 0.07 | 0.079 | 0.084 | 0.089 | 0.095 | 0.098 | 0.102 | 0.105 | 0.107 | 0.11 | 0.113 | 0.116 | 0.119 | 0.122 | High Peak | Derby, Derbyshire, Nottingham and Nottinghamshire,
NG FES - System Transformation | Total installed storage capacity (MW) | Kingston upon Hull, City of | 0 | 0.043 | 0.444 | 0.941 | 1.498 | 1.613 | 1.75 | 1.945 | 2.116 | 2.334 | 2.516 | 2.732 | 2.964 | 3.211 | 3.528 | 4.958 | 5.295 | 5.735 | 6.746 | 7.193 | 8.413 | 9.658 | 10.084 | 10.975 | 11.39 | 12.491 | 12.914 | 13.365 | 13.826 | 14.306 | 14.804 | 15.314 | Kingston upon Hull, City of | Humber
NG FES - System Transformation | Total installed storage capacity (MW) | Kirklees | 0 | 0.067 | 0.598 | 1.1 | 1.715 | 1.861 | 2.052 | 2.296 | 2.573 | 2.916 | 3.218 | 3.574 | 3.956 | 4.361 | 4.884 | 6.322 | 6.877 | 7.559 | 8.724 | 9.462 | 10.791 | 12.146 | 12.856 | 13.919 | 14.608 | 15.859 | 16.591 | 17.399 | 18.226 | 19.077 | 19.95 | 20.839 | Kirklees | Leeds City Region
NG FES - System Transformation | Total installed storage capacity (MW) | Leeds | 0 | 0.115 | 5.797 | 9.637 | 13.432 | 13.284 | 13.366 | 13.151 | 13.473 | 14.01 | 14.488 | 15.059 | 15.691 | 16.366 | 17.244 | 28.546 | 29.48 | 31.079 | 37.843 | 39.091 | 47.842 | 56.835 | 58.025 | 63.788 | 64.937 | 72.444 | 73.196 | 73.302 | 73.556 | 73.954 | 74.47 | 75.108 | Leeds | Leeds City Region
NG FES - System Transformation | Total installed storage capacity (MW) | Middlesbrough | 0 | 0.019 | 0.057 | 0.092 | 0.132 | 0.179 | 0.233 | 0.309 | 0.385 | 0.48 | 0.564 | 0.662 | 0.767 | 0.879 | 1.021 | 1.168 | 1.319 | 1.491 | 1.676 | 1.877 | 2.059 | 2.242 | 2.439 | 2.62 | 2.81 | 3.004 | 3.199 | 3.404 | 3.615 | 3.834 | 4.06 | 4.295 | Middlesbrough | Tees Valley
NG FES - System Transformation | Total installed storage capacity (MW) | Newcastle upon Tyne | 0 | 0.035 | 1.21 | 2.381 | 3.561 | 3.65 | 3.76 | 5.282 | 4.908 | 4.939 | 5.026 | 5.163 | 5.334 | 5.529 | 5.795 | 6.202 | 7.77 | 8.169 | 8.614 | 9.005 | 9.353 | 9.702 | 10.078 | 11.696 | 12.058 | 12.422 | 12.786 | 13.17 | 13.564 | 13.975 | 14.401 | 14.842 | Newcastle upon Tyne | North Eastern
NG FES - System Transformation | Total installed storage capacity (MW) | North East Derbyshire | 0 | 0.002 | 0.006 | 0.013 | 0.025 | 0.031 | 0.038 | 0.047 | 0.057 | 0.068 | 0.077 | 0.089 | 0.101 | 0.113 | 0.13 | 0.147 | 0.164 | 0.184 | 0.207 | 0.231 | 0.251 | 0.272 | 0.294 | 0.312 | 0.334 | 0.353 | 0.373 | 0.395 | 0.417 | 0.439 | 0.463 | 0.487 | North East Derbyshire | Derby, Derbyshire, Nottingham and Nottinghamshire | Sheffield City Region
NG FES - System Transformation | Total installed storage capacity (MW) | North East Lincolnshire | 0 | 0.033 | 3.258 | 6.409 | 9.382 | 9.452 | 9.538 | 9.655 | 9.778 | 9.928 | 10.062 | 10.22 | 10.39 | 10.573 | 10.798 | 20.043 | 20.29 | 21.027 | 26.195 | 26.513 | 33.425 | 40.558 | 40.88 | 45.237 | 45.555 | 51.38 | 51.74 | 52.17 | 52.606 | 53.045 | 53.493 | 53.948 | North East Lincolnshire | Greater Lincolnshire | Humber
NG FES - System Transformation | Total installed storage capacity (MW) | North Lincolnshire | 0.009 | 0.05 | 1.218 | 2.382 | 3.544 | 3.636 | 3.75 | 3.904 | 4.067 | 4.261 | 4.438 | 4.644 | 4.866 | 5.104 | 5.4 | 8.821 | 9.142 | 9.661 | 11.73 | 12.148 | 14.819 | 17.575 | 17.989 | 19.778 | 20.19 | 22.506 | 23.011 | 23.669 | 24.32 | 24.97 | 25.625 | 26.28 | North Lincolnshire | Greater Lincolnshire | Humber
NG FES - System Transformation | Total installed storage capacity (MW) | North Tyneside | 0 | 0.03 | 0.543 | 1.053 | 1.572 | 1.641 | 1.721 | 3.057 | 3.243 | 3.404 | 3.541 | 3.693 | 3.857 | 4.032 | 4.244 | 4.559 | 5.715 | 6.021 | 6.361 | 6.66 | 6.938 | 7.217 | 7.514 | 8.725 | 9.024 | 9.322 | 9.628 | 9.946 | 10.273 | 10.615 | 10.969 | 11.334 | North Tyneside | North Eastern
NG FES - System Transformation | Total installed storage capacity (MW) | Northumberland | 0 | 0.069 | 2.858 | 5.647 | 8.451 | 8.611 | 8.802 | 22.436 | 23.691 | 24.311 | 24.741 | 25.185 | 25.609 | 26.038 | 26.562 | 27.901 | 36.268 | 37.299 | 38.509 | 39.222 | 39.869 | 40.515 | 41.203 | 49.748 | 50.423 | 51.106 | 51.788 | 52.508 | 53.251 | 54.02 | 54.816 | 55.636 | Northumberland | North Eastern
NG FES - System Transformation | Total installed storage capacity (MW) | Pendle | 0 | 0.001 | 0.006 | 0.016 | 0.035 | 0.043 | 0.05 | 0.062 | 0.073 | 0.087 | 0.096 | 0.109 | 0.12 | 0.132 | 0.15 | 0.169 | 0.188 | 0.212 | 0.236 | 0.263 | 0.285 | 0.303 | 0.325 | 0.34 | 0.357 | 0.373 | 0.388 | 0.404 | 0.419 | 0.435 | 0.453 | 0.47 | Pendle | Lancashire
NG FES - System Transformation | Total installed storage capacity (MW) | Redcar and Cleveland | 0 | 0.024 | 0.068 | 0.112 | 0.161 | 0.216 | 0.28 | 1.314 | 1.487 | 1.624 | 1.738 | 1.867 | 2.003 | 2.144 | 2.316 | 2.535 | 3.089 | 3.318 | 3.569 | 3.811 | 4.037 | 4.264 | 4.508 | 5.108 | 5.348 | 5.595 | 5.846 | 6.104 | 6.374 | 6.652 | 6.942 | 7.239 | Redcar and Cleveland | Tees Valley
NG FES - System Transformation | Total installed storage capacity (MW) | Richmondshire | 0 | 0.014 | 0.045 | 0.074 | 0.107 | 0.144 | 0.188 | 0.25 | 0.311 | 0.39 | 0.454 | 0.533 | 0.614 | 0.701 | 0.815 | 0.93 | 1.052 | 1.188 | 1.338 | 1.5 | 1.643 | 1.784 | 1.934 | 2.072 | 2.217 | 2.362 | 2.509 | 2.661 | 2.817 | 2.981 | 3.15 | 3.324 | Richmondshire | York and North Yorkshire
NG FES - System Transformation | Total installed storage capacity (MW) | Rotherham | 1.18 | 1.225 | 1.799 | 2.526 | 3.293 | 3.427 | 3.572 | 3.792 | 3.979 | 4.199 | 4.391 | 4.618 | 4.862 | 5.119 | 5.448 | 7.564 | 7.917 | 8.405 | 9.793 | 10.249 | 11.985 | 13.762 | 14.214 | 15.441 | 15.885 | 17.426 | 17.887 | 18.37 | 18.868 | 19.384 | 19.921 | 20.469 | Rotherham | Sheffield City Region
NG FES - System Transformation | Total installed storage capacity (MW) | Ryedale | 0 | 0.018 | 5.035 | 10.159 | 15.274 | 15.345 | 15.416 | 17.478 | 17.733 | 17.886 | 17.992 | 18.107 | 18.224 | 18.339 | 18.49 | 19.549 | 25.522 | 26.025 | 26.794 | 27.005 | 27.413 | 27.822 | 28.016 | 34.196 | 34.375 | 34.742 | 34.91 | 35.068 | 35.232 | 35.408 | 35.593 | 35.786 | Ryedale | York and North Yorkshire
NG FES - System Transformation | Total installed storage capacity (MW) | Scarborough | 3.244 | 3.267 | 4.607 | 6.201 | 7.787 | 7.906 | 8.015 | 9.077 | 9.272 | 9.43 | 9.549 | 9.683 | 9.822 | 9.962 | 10.151 | 11.302 | 13.119 | 13.474 | 14.257 | 14.525 | 15.338 | 16.164 | 16.407 | 18.616 | 18.841 | 19.549 | 19.745 | 19.899 | 20.067 | 20.255 | 20.454 | 20.667 | Scarborough | York and North Yorkshire
NG FES - System Transformation | Total installed storage capacity (MW) | Selby | 0 | 0.019 | 0.482 | 1.109 | 1.739 | 1.825 | 1.907 | 2.076 | 2.175 | 2.283 | 2.371 | 2.476 | 2.587 | 2.705 | 2.856 | 4.68 | 4.85 | 5.118 | 6.216 | 6.431 | 7.848 | 9.305 | 9.507 | 10.455 | 10.652 | 11.868 | 12.12 | 12.471 | 12.815 | 13.153 | 13.492 | 13.827 | Selby | Leeds City Region | York and North Yorkshire
NG FES - System Transformation | Total installed storage capacity (MW) | Sheffield | 10 | 10.08 | 10.35 | 10.756 | 11.321 | 11.53 | 11.78 | 12.129 | 12.463 | 12.876 | 13.228 | 13.65 | 14.094 | 14.565 | 15.18 | 16.319 | 16.971 | 17.736 | 18.81 | 19.676 | 20.829 | 21.996 | 22.825 | 23.815 | 24.614 | 25.74 | 26.593 | 27.552 | 28.53 | 29.534 | 30.559 | 31.605 | Sheffield | Sheffield City Region
NG FES - System Transformation | Total installed storage capacity (MW) | South Tyneside | 0 | 0.021 | 0.059 | 0.097 | 0.139 | 0.185 | 0.241 | 1.258 | 1.066 | 1.084 | 1.135 | 1.207 | 1.302 | 1.41 | 1.549 | 1.709 | 2.029 | 2.209 | 2.409 | 2.615 | 2.802 | 2.991 | 3.194 | 3.546 | 3.747 | 3.953 | 4.159 | 4.378 | 4.603 | 4.838 | 5.08 | 5.327 | South Tyneside | North Eastern
NG FES - System Transformation | Total installed storage capacity (MW) | Stockton-on-Tees | 0 | 0.029 | 2.525 | 5.028 | 7.532 | 7.598 | 7.679 | 8.027 | 8.157 | 8.303 | 8.43 | 8.579 | 8.736 | 8.905 | 9.115 | 9.598 | 12.407 | 12.797 | 13.253 | 13.548 | 13.821 | 14.094 | 14.39 | 17.266 | 17.556 | 17.851 | 18.149 | 18.462 | 18.784 | 19.119 | 19.466 | 19.823 | Stockton-on-Tees | Tees Valley
NG FES - System Transformation | Total installed storage capacity (MW) | Sunderland | 0 | 0.04 | 0.118 | 0.192 | 0.281 | 0.374 | 0.491 | 2.231 | 2.052 | 2.153 | 2.282 | 2.454 | 2.656 | 2.877 | 3.168 | 3.502 | 4.161 | 4.535 | 4.942 | 5.362 | 5.744 | 6.129 | 6.54 | 7.258 | 7.663 | 8.07 | 8.484 | 8.918 | 9.366 | 9.832 | 10.315 | 10.811 | Sunderland | North Eastern
NG FES - System Transformation | Total installed storage capacity (MW) | Wakefield | 0 | 0.059 | 2.084 | 3.722 | 5.348 | 5.396 | 5.509 | 5.589 | 5.792 | 6.068 | 6.32 | 6.614 | 6.933 | 7.277 | 7.709 | 12.518 | 12.984 | 13.734 | 16.655 | 17.27 | 21.031 | 24.899 | 25.5 | 28.02 | 28.61 | 31.864 | 32.379 | 32.757 | 33.183 | 33.652 | 34.167 | 34.716 | Wakefield | Leeds City Region
NG FES - System Transformation | Total installed storage capacity (MW) | West Lindsey | 0 | 0.006 | 1.466 | 2.897 | 4.26 | 4.285 | 4.315 | 4.362 | 4.403 | 4.457 | 4.492 | 4.54 | 4.589 | 4.639 | 4.713 | 8.878 | 8.956 | 9.254 | 11.565 | 11.675 | 14.763 | 17.947 | 18.034 | 19.943 | 20.017 | 22.584 | 22.749 | 23.089 | 23.406 | 23.7 | 23.978 | 24.243 | West Lindsey | Greater Lincolnshire
NG FES - System Transformation | Total installed storage capacity (MW) | York | 0 | 0.03 | 1.554 | 3.077 | 4.608 | 4.685 | 4.782 | 5.62 | 5.814 | 5.998 | 6.148 | 6.32 | 6.502 | 6.695 | 6.94 | 7.376 | 9.396 | 9.79 | 10.233 | 10.584 | 10.893 | 11.199 | 11.529 | 13.603 | 13.918 | 14.235 | 14.554 | 14.886 | 15.231 | 15.585 | 15.954 | 16.334 | York | Leeds City Region | York and North Yorkshire
NG FES - Consumer Transformation | Total Energy demand - Base + LCTs including all transport (MWh) | Barnsley | 963402.76 | 963291.441 | 949506.563 | 927144.787 | 918920.098 | 921445.068 | 927568.29 | 940079.11 | 956366.756 | 978012.165 | 1005577.773 | 1039417.351 | 1089382.885 | 1142552.751 | 1195751.585 | 1248809.618 | 1300475.803 | 1359758.931 | 1408196.508 | 1453012.182 | 1493461.041 | 1529889.854 | 1563643.787 | 1592213.364 | 1615330.397 | 1635030.145 | 1650639.945 | 1664101.47 | 1675915.079 | 1685419.189 | 1694437.173 | 1702970.485 | Barnsley | Leeds City Region | Sheffield City Region
NG FES - Consumer Transformation | Total Energy demand - Base + LCTs including all transport (MWh) | Bassetlaw | 85286.436 | 85552.847 | 85164.662 | 84208.585 | 84102.248 | 84691.473 | 85389.224 | 86724.397 | 88383.003 | 90520.949 | 93129.537 | 96194.04 | 100713.263 | 105486.068 | 110208.222 | 114900.699 | 119353.404 | 124268.944 | 128212.77 | 131833.26 | 135030.539 | 137855.773 | 140379.911 | 142436.6 | 144107.406 | 145532.461 | 146704.632 | 147701.627 | 148532.148 | 149228.122 | 149899.023 | 150527.216 | Bassetlaw | Derby, Derbyshire, Nottingham and Nottinghamshire | Sheffield City Region
NG FES - Consumer Transformation | Total Energy demand - Base + LCTs including all transport (MWh) | Bradford | 1909023.359 | 1899425.54 | 1859533.1 | 1800943.104 | 1772708.111 | 1767044.819 | 1769322.198 | 1784066.634 | 1805752.901 | 1836641.357 | 1878210.684 | 1934818.41 | 2021434.405 | 2115557.476 | 2211525.938 | 2308640.787 | 2405646.035 | 2519510.257 | 2611709.118 | 2696281.985 | 2771911.556 | 2838815.706 | 2899690.251 | 2950127.627 | 2988683.848 | 3019217.775 | 3040133.266 | 3056572.723 | 3070028.592 | 3077813.52 | 3084029.465 | 3089068.864 | Bradford | Leeds City Region
NG FES - Consumer Transformation | Total Energy demand - Base + LCTs including all transport (MWh) | Calderdale | 876951.408 | 873207.579 | 855538.048 | 829551.521 | 817008.082 | 814593.18 | 815883.18 | 822876.146 | 833124.141 | 847592.711 | 866883.086 | 893173.452 | 933207.333 | 976947.74 | 1021743.914 | 1067528.785 | 1113477.011 | 1167040.77 | 1211074.615 | 1251848.317 | 1288444.237 | 1321109.043 | 1350987.394 | 1376088.778 | 1395717.992 | 1411679.092 | 1423333.967 | 1432606.832 | 1440303.158 | 1443607.303 | 1445186.907 | 1445991.119 | Calderdale | Leeds City Region
NG FES - Consumer Transformation | Total Energy demand - Base + LCTs including all transport (MWh) | County Durham | 1979999.196 | 1969147.463 | 1928373.867 | 1868197.672 | 1840452.711 | 1836375.387 | 1841033.367 | 1857052.928 | 1881137.025 | 1915139.526 | 1960380.295 | 2019884.584 | 2111513.051 | 2209401.84 | 2306998.553 | 2403114.572 | 2495474.701 | 2609881.151 | 2700667.769 | 2784049.812 | 2857972.852 | 2925702.188 | 2991356.743 | 3039205.897 | 3077646.025 | 3107557.82 | 3131812.876 | 3149689.41 | 3159258.037 | 3167924.523 | 3175575.181 | 3182060.604 | County Durham | North Eastern
NG FES - Consumer Transformation | Total Energy demand - Base + LCTs including all transport (MWh) | Craven | 199022.591 | 198207.668 | 194876.095 | 189844.922 | 187780.23 | 188096.623 | 189462.114 | 192564.922 | 196561.074 | 201859.97 | 208412.796 | 216331.869 | 227883.294 | 240062.834 | 252372.657 | 264737.83 | 276935.65 | 290427.363 | 301228.679 | 310995.612 | 319272.694 | 326322.837 | 332398.125 | 337182.794 | 340855.199 | 343794.295 | 345933.662 | 347647.362 | 349048.417 | 350069.731 | 351002.167 | 351818.561 | Craven | Leeds City Region | York and North Yorkshire
NG FES - Consumer Transformation | Total Energy demand - Base + LCTs including all transport (MWh) | Darlington | 402781.14 | 400301.222 | 392332.221 | 380737.337 | 376602.24 | 378324.279 | 382882.078 | 390572.456 | 400670.032 | 413570.523 | 429674.713 | 449954.854 | 477940.109 | 507939.579 | 537641.457 | 566232.973 | 592697.658 | 622465.213 | 645949.551 | 666976.049 | 685247.549 | 701472.864 | 716139.049 | 726494.525 | 734753.508 | 740992.006 | 745691.101 | 749051.751 | 750705.778 | 752166.504 | 753311.863 | 754028.809 | Darlington | Tees Valley
NG FES - Consumer Transformation | Total Energy demand - Base + LCTs including all transport (MWh) | Doncaster | 1310163.59 | 1307885.065 | 1290540.123 | 1262559.235 | 1252104.603 | 1255123.426 | 1262484.611 | 1278218.22 | 1298549.965 | 1325275.905 | 1358952.939 | 1401053.17 | 1464346.406 | 1531999.132 | 1599618.724 | 1667721.675 | 1734312.097 | 1810137.988 | 1871731.072 | 1928478.715 | 1979458.883 | 2025030.41 | 2066808.903 | 2101809.24 | 2130033.859 | 2153892.799 | 2172643.921 | 2188856.779 | 2203294.708 | 2215250.027 | 2226789.162 | 2237672.98 | Doncaster | Sheffield City Region
NG FES - Consumer Transformation | Total Energy demand - Base + LCTs including all transport (MWh) | East Lindsey | 207681.86 | 207764.846 | 205803.528 | 202299.52 | 201167.15 | 201981.808 | 203506.545 | 206779.06 | 210932.121 | 216597.686 | 222987.425 | 230392.064 | 241369.187 | 252904.177 | 264362.441 | 275839.729 | 286628.665 | 298601.015 | 308292.58 | 317303.993 | 324909.35 | 331463.454 | 337243.524 | 341878.116 | 345540.637 | 348617.353 | 351084.734 | 353151.272 | 354908.078 | 356286.623 | 357575.995 | 358778.327 | East Lindsey | Greater Lincolnshire
NG FES - Consumer Transformation | Total Energy demand - Base + LCTs including all transport (MWh) | East Riding of Yorkshire | 1491166.937 | 1489489.87 | 1468698.795 | 1434801.199 | 1422741.718 | 1427897.187 | 1439558.826 | 1463065.749 | 1492422.056 | 1530604.881 | 1576336.28 | 1631511.06 | 1712370.378 | 1797828.295 | 1883161.595 | 1969317.922 | 2053089.935 | 2147429.539 | 2223523.493 | 2293643.308 | 2355213.176 | 2409573.683 | 2458684.845 | 2499086.981 | 2531519.431 | 2558698.004 | 2580667.152 | 2599477.801 | 2616018.285 | 2629617.774 | 2642691.334 | 2655003.164 | East Riding of Yorkshire | Humber | York and North Yorkshire
NG FES - Consumer Transformation | Total Energy demand - Base + LCTs including all transport (MWh) | Gateshead | 818908.313 | 813390.688 | 797109.676 | 773707.046 | 762039.936 | 758719.854 | 758342.754 | 761692.027 | 767675.766 | 776758.494 | 789668.714 | 807971.664 | 838276.277 | 871219.745 | 904179.696 | 936916.094 | 968717.464 | 1008492.992 | 1040479.875 | 1070068.206 | 1096715.031 | 1121305.743 | 1145285.127 | 1163129.338 | 1177624.305 | 1189044.05 | 1198317.869 | 1205370.411 | 1209508.808 | 1213300.423 | 1216742.349 | 1219770.429 | Gateshead | North Eastern
NG FES - Consumer Transformation | Total Energy demand - Base + LCTs including all transport (MWh) | Hambleton | 439640.255 | 438972.242 | 433971.137 | 425908.52 | 423497.398 | 425683.051 | 429854.315 | 437011.041 | 446085.477 | 457806.112 | 471612.201 | 487866.92 | 512154.433 | 537234.91 | 562649.396 | 587590.604 | 611813.995 | 639518.462 | 662006.628 | 682592.47 | 700284.156 | 716020.193 | 730462.441 | 741270.374 | 750373.763 | 758017.435 | 764744.925 | 770382.476 | 774723.231 | 778844.356 | 782754.422 | 786425.337 | Hambleton | York and North Yorkshire
NG FES - Consumer Transformation | Total Energy demand - Base + LCTs including all transport (MWh) | Harrogate | 726221.438 | 725330.484 | 716528.943 | 701879.801 | 697387.131 | 700541.589 | 706655.574 | 717174.545 | 730482.151 | 747206.925 | 767485.998 | 792919.022 | 830870.996 | 871330.464 | 912179.377 | 952760.414 | 992317.268 | 1038489.475 | 1076184.931 | 1110891.108 | 1141576.652 | 1169315.151 | 1195229.895 | 1215024.572 | 1231691.359 | 1245549.834 | 1257704.55 | 1267889.381 | 1275708.393 | 1283172.02 | 1290318.158 | 1297074.475 | Harrogate | Leeds City Region | York and North Yorkshire
NG FES - Consumer Transformation | Total Energy demand - Base + LCTs including all transport (MWh) | Hartlepool | 416541.057 | 413927.538 | 405809.214 | 394073.209 | 388279.645 | 386788.988 | 386840.847 | 389090.018 | 392678.79 | 397940.866 | 405076.6 | 414771.646 | 430948.366 | 448018.61 | 465036.87 | 481831.453 | 498115.481 | 518493.446 | 534534.999 | 549329.616 | 562609.906 | 574791.201 | 586555.249 | 595151.89 | 602097.409 | 607466.106 | 611677.401 | 614847.078 | 616747.052 | 618570.045 | 620265.069 | 621764.704 | Hartlepool | Tees Valley
NG FES - Consumer Transformation | Total Energy demand - Base + LCTs including all transport (MWh) | High Peak | 27142.112 | 26979.357 | 26614.686 | 26081.254 | 25804.868 | 25762.569 | 25849.744 | 26218.675 | 26683.481 | 27326.05 | 28047.594 | 28892.42 | 30229.236 | 31604.274 | 32989.595 | 34397.69 | 35763.012 | 37261.854 | 38432.136 | 39497.313 | 40333.447 | 41005.894 | 41542.547 | 41917.284 | 42186.504 | 42386.438 | 42524.883 | 42620.395 | 42687.386 | 42721.581 | 42746.245 | 42758.413 | High Peak | Derby, Derbyshire, Nottingham and Nottinghamshire,
NG FES - Consumer Transformation | Total Energy demand - Base + LCTs including all transport (MWh) | Kingston upon Hull, City of | 1203413.305 | 1195520.781 | 1173485.159 | 1141740.017 | 1125721.399 | 1121292.612 | 1120478.912 | 1126389.021 | 1135789.118 | 1150046.433 | 1169668.593 | 1197070.541 | 1242238.674 | 1291144.611 | 1340729.775 | 1391251.035 | 1442012.492 | 1502269.668 | 1550994.401 | 1595860.749 | 1636161.124 | 1671838.42 | 1704521.262 | 1731618.302 | 1752401.068 | 1768898.16 | 1779652.832 | 1788235.944 | 1795714.507 | 1800236.993 | 1803944.509 | 1807006.58 | Kingston upon Hull, City of | Humber
NG FES - Consumer Transformation | Total Energy demand - Base + LCTs including all transport (MWh) | Kirklees | 1502331.476 | 1496387.592 | 1464927.796 | 1418105.719 | 1397101.374 | 1395547.591 | 1401043.51 | 1417336.455 | 1440049.22 | 1471194.788 | 1511708.202 | 1565450.416 | 1644085.701 | 1729328.044 | 1815657.61 | 1902990.774 | 1989598.15 | 2089842.895 | 2171015.538 | 2245272.143 | 2311449.376 | 2369895.876 | 2422915.793 | 2466699.633 | 2500238.967 | 2526912.553 | 2545107.758 | 2559527.635 | 2571776.619 | 2578722.375 | 2584034.529 | 2588149.258 | Kirklees | Leeds City Region
NG FES - Consumer Transformation | Total Energy demand - Base + LCTs including all transport (MWh) | Leeds | 3349565.499 | 3331905.207 | 3270176.025 | 3181653.091 | 3139426.369 | 3132611.483 | 3139103.984 | 3166656.865 | 3206531.133 | 3262710.836 | 3336407.722 | 3433913.107 | 3582725.008 | 3742184.269 | 3902886.333 | 4063975.937 | 4222094.958 | 4401323.316 | 4545764.463 | 4676534.038 | 4791813.337 | 4892185.11 | 4981292.353 | 5053125.25 | 5107129.946 | 5149348.911 | 5176808.734 | 5198139.059 | 5216776.119 | 5227067.014 | 5234822.09 | 5240276.244 | Leeds | Leeds City Region
NG FES - Consumer Transformation | Total Energy demand - Base + LCTs including all transport (MWh) | Middlesbrough | 473237.073 | 470758.053 | 460576.501 | 445244.68 | 438431.505 | 437647.004 | 439035.669 | 443024.01 | 448919.713 | 457123.703 | 467885.557 | 482515.732 | 504699.423 | 528544.852 | 552351.23 | 575914.081 | 598815.53 | 627401.359 | 650359.265 | 671561.205 | 690682.758 | 708282.671 | 725303.816 | 738002.223 | 748322.306 | 756397.933 | 762884.12 | 767939.033 | 771259.196 | 774437.169 | 777404.946 | 780085.367 | Middlesbrough | Tees Valley
NG FES - Consumer Transformation | Total Energy demand - Base + LCTs including all transport (MWh) | Newcastle upon Tyne | 1219501.425 | 1215683.207 | 1195944.596 | 1166286.629 | 1152382.858 | 1149849.741 | 1151235.416 | 1158256.739 | 1168832.205 | 1183644.881 | 1203455.458 | 1229939.281 | 1274296.556 | 1321132.103 | 1368324.445 | 1415546.963 | 1462326.358 | 1519059.609 | 1565480.166 | 1608608.173 | 1647679.272 | 1683772.318 | 1718707.271 | 1745355.081 | 1767537.109 | 1785617.719 | 1801184.572 | 1813796.713 | 1823006.408 | 1830837.647 | 1837722.03 | 1844028.913 | Newcastle upon Tyne | North Eastern
NG FES - Consumer Transformation | Total Energy demand - Base + LCTs including all transport (MWh) | North East Derbyshire | 45786.677 | 45813.88 | 45106.47 | 43950.336 | 43692.34 | 44175.636 | 44986.84 | 46330.031 | 47991.355 | 50099.492 | 52588.63 | 55740.15 | 59888.838 | 64314.52 | 68713.445 | 73109.806 | 77297.006 | 82002.621 | 85790.01 | 89232.044 | 92274.866 | 94946.814 | 97336.833 | 99273.775 | 100733.924 | 101882.851 | 102697.078 | 103356.192 | 103978.308 | 104400.761 | 104774.197 | 105089.206 | North East Derbyshire | Derby, Derbyshire, Nottingham and Nottinghamshire | Sheffield City Region
NG FES - Consumer Transformation | Total Energy demand - Base + LCTs including all transport (MWh) | North East Lincolnshire | 762794.877 | 757470.891 | 744198.205 | 725323.968 | 715776.563 | 713346.037 | 713387.905 | 717770.229 | 724438.94 | 734266.763 | 747481.406 | 765740.975 | 795555.823 | 827795.457 | 860246.851 | 893189.327 | 925703.79 | 963860.92 | 994435.468 | 1022493.016 | 1047602.81 | 1069917.939 | 1090368.755 | 1107303.293 | 1120329.909 | 1130752.757 | 1138133.66 | 1144135.615 | 1149331.028 | 1153048.983 | 1156505.509 | 1159554.508 | North East Lincolnshire | Greater Lincolnshire | Humber
NG FES - Consumer Transformation | Total Energy demand - Base + LCTs including all transport (MWh) | North Lincolnshire | 882049.576 | 880086.838 | 869009.13 | 851737.28 | 844801.018 | 846050.797 | 850440.045 | 860485.176 | 873337.449 | 890423.245 | 911133.55 | 936617.597 | 976268.592 | 1018232.859 | 1060066.25 | 1102229.403 | 1143053.093 | 1189047.198 | 1226394.389 | 1260958.513 | 1291698.41 | 1319063.797 | 1343992.657 | 1364760.986 | 1381659.54 | 1396032.284 | 1407731.85 | 1417970.996 | 1427279.443 | 1435106.623 | 1442660.992 | 1449801.57 | North Lincolnshire | Greater Lincolnshire | Humber
NG FES - Consumer Transformation | Total Energy demand - Base + LCTs including all transport (MWh) | North Tyneside | 679496.011 | 678586.189 | 665221.275 | 644176.406 | 635975.234 | 636794.569 | 640851.679 | 648742.817 | 659476.521 | 673540.338 | 691232.823 | 714638.948 | 748872.239 | 785670.73 | 822335.939 | 858594.009 | 893533.364 | 936683.771 | 971565.627 | 1003815.52 | 1032992.392 | 1060022.447 | 1086334.428 | 1106240.769 | 1122727.362 | 1135912.324 | 1146462.104 | 1154981.094 | 1161076.2 | 1166808.428 | 1172145.248 | 1177050.653 | North Tyneside | North Eastern
NG FES - Consumer Transformation | Total Energy demand - Base + LCTs including all transport (MWh) | Northumberland | 1284568.015 | 1281676.881 | 1261654.013 | 1229848.379 | 1217724.09 | 1220782.137 | 1229446.485 | 1246296.071 | 1268813.399 | 1298944.843 | 1335098.923 | 1378605.461 | 1443815.622 | 1511729.022 | 1579883.969 | 1646248.518 | 1709793.992 | 1786121.313 | 1847630.174 | 1904415.382 | 1953443.655 | 1997974.094 | 2040368.049 | 2072191.506 | 2098708.93 | 2120596.265 | 2139181.542 | 2154185.494 | 2164666.587 | 2174328.718 | 2183273.071 | 2191561.896 | Northumberland | North Eastern
NG FES - Consumer Transformation | Total Energy demand - Base + LCTs including all transport (MWh) | Pendle | 100330.697 | 99659.283 | 97920.431 | 95413.258 | 94089.249 | 93694.046 | 93632.283 | 94208.977 | 95059.641 | 96303.411 | 97899.836 | 100119.537 | 103850.701 | 107884.895 | 111934.443 | 116144.059 | 120345.815 | 125233.954 | 129117.532 | 132658.515 | 135744.539 | 138417.199 | 140816.978 | 142701.831 | 144091.325 | 145163.358 | 145940.01 | 146533.864 | 147030.537 | 147341.078 | 147620.057 | 147855.108 | Pendle | Lancashire
NG FES - Consumer Transformation | Total Energy demand - Base + LCTs including all transport (MWh) | Redcar and Cleveland | 403884.173 | 402878.901 | 394806.846 | 381565.18 | 377003.695 | 378786.806 | 383009.959 | 390151.671 | 399383.435 | 411144.36 | 425769.595 | 444367.398 | 470382.881 | 498154.182 | 525868.478 | 553281.757 | 579689.159 | 612040.501 | 638237.8 | 662578.304 | 684570.209 | 704995.087 | 724921.333 | 740189.406 | 753045.061 | 763714.567 | 772975.153 | 780622.013 | 786153.321 | 791621.682 | 796931.682 | 801936.749 | Redcar and Cleveland | Tees Valley
NG FES - Consumer Transformation | Total Energy demand - Base + LCTs including all transport (MWh) | Richmondshire | 247868.986 | 247320.503 | 244466.29 | 239667.602 | 238118.28 | 239304.996 | 241590.316 | 245612.789 | 250737.004 | 257443.846 | 265183.28 | 273916.328 | 287125.273 | 300502.795 | 314098.569 | 327385.931 | 340389.491 | 355743.273 | 368165.869 | 379606.929 | 389098.021 | 397557.409 | 405399.018 | 411348.111 | 416427.159 | 420773.238 | 424768.167 | 428180.336 | 430868.272 | 433546.53 | 436188.193 | 438740.274 | Richmondshire | York and North Yorkshire
NG FES - Consumer Transformation | Total Energy demand - Base + LCTs including all transport (MWh) | Rotherham | 1109349.472 | 1107031.309 | 1092684.344 | 1070310.889 | 1061837.608 | 1064082.454 | 1069995.544 | 1082971.651 | 1099733.686 | 1121925.944 | 1150023.484 | 1185319.539 | 1239022.306 | 1296104.155 | 1353178.319 | 1410513.441 | 1466670.726 | 1531038.357 | 1583293.316 | 1631510.433 | 1674933.35 | 1713878.698 | 1749711.341 | 1779834.326 | 1804102.419 | 1824460.223 | 1839949.471 | 1853342.299 | 1865507.067 | 1875254.867 | 1884466.812 | 1893085.51 | Rotherham | Sheffield City Region
NG FES - Consumer Transformation | Total Energy demand - Base + LCTs including all transport (MWh) | Ryedale | 298561.78 | 298472.862 | 295430.586 | 290306.985 | 288859.12 | 290368.492 | 293103.363 | 297867.232 | 303827.577 | 311426.399 | 320483.894 | 331112.308 | 347199.328 | 363768.701 | 380579.057 | 397239.481 | 413641.765 | 432356.46 | 447570.264 | 461515.779 | 473579.553 | 484324.923 | 494210.926 | 501666.079 | 507951.438 | 513401.767 | 518297.371 | 522425.941 | 525660.055 | 528687.931 | 531565.003 | 534308.723 | Ryedale | York and North Yorkshire
NG FES - Consumer Transformation | Total Energy demand - Base + LCTs including all transport (MWh) | Scarborough | 517570.35 | 514867.184 | 505958.668 | 492104.885 | 486050.637 | 485808.372 | 487483.563 | 492530.104 | 499497.651 | 508840.803 | 521036.671 | 536794.711 | 561408.428 | 587880.723 | 614701.343 | 641514.563 | 668100.62 | 700280.815 | 726149.062 | 750020.203 | 771083.327 | 790050.185 | 807914.244 | 821116.022 | 831799.398 | 840388.325 | 847599.542 | 853056.181 | 856230.665 | 859075.314 | 861678.986 | 864057.636 | Scarborough | York and North Yorkshire
NG FES - Consumer Transformation | Total Energy demand - Base + LCTs including all transport (MWh) | Selby | 458398.425 | 458410.112 | 453296.824 | 444978.203 | 442126.981 | 443735.728 | 447247.49 | 454175.204 | 462770.358 | 474124.35 | 487416.749 | 502700.112 | 525749.696 | 549690.436 | 573487.616 | 597013.942 | 619265.354 | 643792.737 | 663754.441 | 682333.435 | 698655.769 | 713129.88 | 726156.774 | 737014.918 | 746085.948 | 754148.224 | 761002.501 | 767137.756 | 772701.433 | 777689.601 | 782605.365 | 787342.118 | Selby | Leeds City Region | York and North Yorkshire
NG FES - Consumer Transformation | Total Energy demand - Base + LCTs including all transport (MWh) | Sheffield | 2060488.759 | 2050474.101 | 2012764.342 | 1958152.484 | 1931626.136 | 1926355.238 | 1928316.53 | 1943277.582 | 1965174.667 | 1996475.714 | 2038640.708 | 2096195.451 | 2186012.37 | 2282965.613 | 2381207.476 | 2480620.629 | 2579585.562 | 2695090.54 | 2787935.664 | 2872579.005 | 2947840.914 | 3013778.414 | 3073177.202 | 3121570.129 | 3157879.047 | 3186096.786 | 3204961.235 | 3219437.545 | 3231305.884 | 3238054.015 | 3243553.772 | 3247860.29 | Sheffield | Sheffield City Region
NG FES - Consumer Transformation | Total Energy demand - Base + LCTs including all transport (MWh) | South Tyneside | 401815.555 | 399997.239 | 390235.447 | 375137.205 | 368857.522 | 368807.842 | 370950.034 | 375771.41 | 382587.84 | 391743.521 | 403768.319 | 419953.404 | 443146.659 | 468426.668 | 493721.814 | 518879.604 | 543325.302 | 573979.886 | 598837.959 | 621987.734 | 643034.883 | 662590.555 | 681703.588 | 696206.858 | 708084.011 | 717516.746 | 725113.833 | 730913.025 | 734468.756 | 737067.106 | 739011.281 | 740574.809 | South Tyneside | North Eastern
NG FES - Consumer Transformation | Total Energy demand - Base + LCTs including all transport (MWh) | Stockton-on-Tees | 747850.043 | 746169.638 | 734060.34 | 715324.5 | 708257.679 | 709642.77 | 714296.738 | 723069.915 | 734716.21 | 749931.348 | 768949.027 | 793234.649 | 829929.212 | 868690.975 | 907399.54 | 945624.797 | 982487.227 | 1026885.288 | 1062873.714 | 1096281.697 | 1126646.785 | 1154833.546 | 1182166.725 | 1203177.033 | 1220927.255 | 1235335.298 | 1247103.872 | 1256897.959 | 1264448.932 | 1271195.424 | 1277308.476 | 1282905.634 | Stockton-on-Tees | Tees Valley
NG FES - Consumer Transformation | Total Energy demand - Base + LCTs including all transport (MWh) | Sunderland | 999778.532 | 994253.097 | 972894.809 | 941033.088 | 926454.007 | 924086.724 | 926033.256 | 933242.926 | 944281.785 | 959756.693 | 980595.352 | 1009524.09 | 1053978.927 | 1102799.767 | 1151718.805 | 1200258.128 | 1247493.488 | 1306469.834 | 1354292.939 | 1398743.16 | 1438988.999 | 1476246.703 | 1512428.155 | 1539853.113 | 1562306.776 | 1580062.9 | 1594178.04 | 1605021.776 | 1611785.977 | 1617136.835 | 1621470.657 | 1625102.931 | Sunderland | North Eastern
NG FES - Consumer Transformation | Total Energy demand - Base + LCTs including all transport (MWh) | Wakefield | 1642357.034 | 1638760.75 | 1615763.014 | 1580232.813 | 1565729.599 | 1567241.122 | 1574408.182 | 1591565.202 | 1614119.146 | 1644301.709 | 1682662.886 | 1730546.547 | 1804336.592 | 1882508.14 | 1961024.77 | 2039320.919 | 2115912.227 | 2203051.109 | 2274275.973 | 2340060.359 | 2399417.766 | 2452698.47 | 2501557.849 | 2542811.461 | 2576460.003 | 2605380.296 | 2627448.628 | 2646902.291 | 2664850.974 | 2679846.416 | 2694220.09 | 2707822.262 | Wakefield | Leeds City Region
NG FES - Consumer Transformation | Total Energy demand - Base + LCTs including all transport (MWh) | West Lindsey | 311388.567 | 311517.696 | 308245.007 | 302688.839 | 300879.824 | 302178.444 | 304827.364 | 310075.234 | 316705.496 | 325598.746 | 335853.947 | 347707.154 | 365071.797 | 383288.62 | 401418.814 | 419343.887 | 436110.708 | 454495.595 | 469395.436 | 483188.311 | 494932.811 | 505100.093 | 514031.267 | 521251.629 | 527063.818 | 531952.432 | 535944.332 | 539333.516 | 542191.924 | 544522.534 | 546722.368 | 548780.379 | West Lindsey | Greater Lincolnshire
NG FES - Consumer Transformation | Total Energy demand - Base + LCTs including all transport (MWh) | York | 760220.243 | 756996.521 | 743277.02 | 723071.841 | 714077.354 | 713353.812 | 715564.26 | 722418.828 | 732236.506 | 745772.177 | 763474.495 | 786721.374 | 822843.339 | 861387.489 | 900122.751 | 938384.435 | 975686.177 | 1020781.672 | 1056796.069 | 1089843.339 | 1119154.135 | 1145670.244 | 1170717.183 | 1188949.719 | 1203552.677 | 1214808.005 | 1223628.417 | 1230119.34 | 1233776.203 | 1236832.079 | 1239364.448 | 1241430.086 | York | Leeds City Region | York and North Yorkshire
NG FES - Leading the Way | Total Energy demand - Base + LCTs including all transport (MWh) | Barnsley | 963402.76 | 963291.441 | 943921.863 | 914040.077 | 898367.456 | 896637.282 | 899929.342 | 910726.467 | 931878.263 | 962218.13 | 996902.009 | 1036524.455 | 1093029.045 | 1150848.951 | 1208035.803 | 1262598.57 | 1311994.36 | 1354911.583 | 1389340.622 | 1420036.445 | 1445268.327 | 1464276.416 | 1478648.147 | 1486911.577 | 1492868.87 | 1499109.707 | 1504335.075 | 1509441.77 | 1513409.469 | 1516697.495 | 1518376.941 | 1519050.878 | Barnsley | Leeds City Region | Sheffield City Region
NG FES - Leading the Way | Total Energy demand - Base + LCTs including all transport (MWh) | Bassetlaw | 85286.436 | 85552.847 | 84594.737 | 82874.969 | 82276.251 | 82474.584 | 82879.63 | 83884.809 | 85765.924 | 88457.526 | 91576.576 | 95053.934 | 100052.734 | 105165.51 | 110204.208 | 114966.309 | 119230.262 | 122864.394 | 125728.072 | 128228.539 | 130265.55 | 131713.602 | 132796.396 | 133403.573 | 133834.885 | 134245.741 | 134574.43 | 134882.757 | 135098.383 | 135285.123 | 135340.195 | 135300.318 | Bassetlaw | Derby, Derbyshire, Nottingham and Nottinghamshire | Sheffield City Region
NG FES - Leading the Way | Total Energy demand - Base + LCTs including all transport (MWh) | Bradford | 1909023.359 | 1899425.54 | 1848605.602 | 1774113.71 | 1728120.135 | 1711644.085 | 1705828.511 | 1713949.143 | 1746257.238 | 1799494.994 | 1861690.159 | 1935345.926 | 2040475.001 | 2149142.87 | 2257168.848 | 2360901.988 | 2454271.628 | 2534769.313 | 2597922.905 | 2653021.411 | 2696527.799 | 2727659.753 | 2748467.579 | 2756318.004 | 2759060.226 | 2762313.048 | 2763521.519 | 2764426.829 | 2762719.292 | 2758794.909 | 2751597.935 | 2742388.415 | Bradford | Leeds City Region
NG FES - Leading the Way | Total Energy demand - Base + LCTs including all transport (MWh) | Calderdale | 876951.408 | 873207.579 | 850484.868 | 817041.48 | 796396.884 | 788878.495 | 786121.903 | 789538.444 | 804357.057 | 829082.689 | 857885.735 | 891906.244 | 940549.477 | 990896.502 | 1040924.064 | 1089129.924 | 1132899.958 | 1171085.494 | 1201751.55 | 1228978.37 | 1251125.905 | 1267656.927 | 1279550.65 | 1285620.568 | 1289228.961 | 1292970.214 | 1295581.413 | 1297731.437 | 1298540.045 | 1296580.017 | 1292041.985 | 1286298.706 | Calderdale | Leeds City Region
NG FES - Leading the Way | Total Energy demand - Base + LCTs including all transport (MWh) | County Durham | 1979999.196 | 1969147.463 | 1916573.515 | 1839804.102 | 1794427.355 | 1780519.995 | 1777711.864 | 1795757.147 | 1827334.497 | 1876509.424 | 1938581.238 | 2012130.173 | 2119814.956 | 2227741.279 | 2334423.479 | 2435861.8 | 2526660.722 | 2612689.416 | 2673575.863 | 2726894.682 | 2768888.033 | 2798157.784 | 2822815.334 | 2829560.773 | 2830640.569 | 2832518.487 | 2832420.332 | 2834696.731 | 2831769.836 | 2826572.568 | 2819366.685 | 2810084.586 | County Durham | North Eastern
NG FES - Leading the Way | Total Energy demand - Base + LCTs including all transport (MWh) | Craven | 199022.591 | 198207.668 | 193685.363 | 187292.685 | 183985.932 | 183743.549 | 184762.57 | 187425.74 | 192587.617 | 199937.059 | 208315.1 | 217825.131 | 231035.746 | 244768.426 | 258274.635 | 271100.138 | 282452.32 | 292069.906 | 299518.981 | 305803.063 | 310698.874 | 314005.834 | 316243.266 | 317164.942 | 317621.428 | 318083.232 | 318350.372 | 318577.477 | 318534.978 | 318400.442 | 318015.46 | 317425.672 | Craven | Leeds City Region | York and North Yorkshire
NG FES - Leading the Way | Total Energy demand - Base + LCTs including all transport (MWh) | Darlington | 402781.14 | 400301.222 | 389813.122 | 374516.866 | 366350.87 | 365552.07 | 368103.756 | 376297.256 | 388182.9 | 405211.448 | 426334.615 | 451248.258 | 483949.842 | 516686.564 | 548610.499 | 578244.583 | 604015.424 | 627166.849 | 643400.918 | 657145.204 | 667757.149 | 674086.733 | 679089.224 | 680186.017 | 680003.152 | 679912.384 | 679293.243 | 679068.09 | 677581.899 | 675541.862 | 672690.597 | 669088.841 | Darlington | Tees Valley
NG FES - Leading the Way | Total Energy demand - Base + LCTs including all transport (MWh) | Doncaster | 1310163.59 | 1307885.065 | 1282644.432 | 1243883.708 | 1222579.15 | 1218131.784 | 1219714.167 | 1230222.259 | 1255204.477 | 1292957.215 | 1336420.727 | 1386345.404 | 1459260.202 | 1534052.49 | 1608093.673 | 1678603.025 | 1742081.11 | 1796852.948 | 1840479.072 | 1879018.009 | 1910355.163 | 1933464.983 | 1950630.291 | 1960013.077 | 1966613.42 | 1973576.036 | 1979414.364 | 1985164.488 | 1989421.113 | 1993171.993 | 1994630.445 | 1994632.1 | Doncaster | Sheffield City Region
NG FES - Leading the Way | Total Energy demand - Base + LCTs including all transport (MWh) | East Lindsey | 207681.86 | 207764.846 | 204527.101 | 199895.575 | 198561.457 | 199687.303 | 201595.313 | 204611.387 | 209915.089 | 216999.55 | 224852.766 | 232802.434 | 244201.913 | 256072.26 | 267723.701 | 278834.069 | 288923.425 | 297588.801 | 304458.767 | 310361.251 | 315080.58 | 318489.335 | 321005.529 | 322352.377 | 323302.429 | 324271.615 | 325055.714 | 325795.445 | 326308.52 | 326709.169 | 326936.359 | 327016.658 | East Lindsey | Greater Lincolnshire
NG FES - Leading the Way | Total Energy demand - Base + LCTs including all transport (MWh) | East Riding of Yorkshire | 1491166.937 | 1489489.87 | 1459705.643 | 1414943.57 | 1393018.866 | 1392642.664 | 1400336.55 | 1418349.822 | 1454681.86 | 1506271.878 | 1564264.856 | 1628034.956 | 1718070.451 | 1810902.518 | 1902555.805 | 1989825.025 | 2068429.068 | 2136097.407 | 2189836.272 | 2236844.916 | 2274879.643 | 2302761.264 | 2323442.508 | 2334618.003 | 2342579.582 | 2350678.841 | 2357568.693 | 2364295.777 | 2369137.114 | 2373308.883 | 2375119.685 | 2375337.783 | East Riding of Yorkshire | Humber | York and North Yorkshire
NG FES - Leading the Way | Total Energy demand - Base + LCTs including all transport (MWh) | Gateshead | 818908.313 | 813390.688 | 792218.159 | 761872.137 | 742479.179 | 734221.302 | 729740.982 | 733044.055 | 740887.556 | 754962.929 | 773461.741 | 796180.006 | 832595.085 | 869222.361 | 905565.937 | 940339.595 | 971740.729 | 1001819.257 | 1023203.559 | 1042052.002 | 1056998.428 | 1067682.059 | 1076779.771 | 1079540.599 | 1080289.036 | 1081279.632 | 1081592.131 | 1082782.566 | 1082213.042 | 1080822.278 | 1078264.944 | 1074825.768 | Gateshead | North Eastern
NG FES - Leading the Way | Total Energy demand - Base + LCTs including all transport (MWh) | Hambleton | 439640.255 | 438972.242 | 431183.213 | 420366.769 | 415746.652 | 416879.521 | 420349.851 | 426876.128 | 436402.974 | 449338.511 | 465469.505 | 483773.961 | 510300.735 | 537549.431 | 564868.207 | 591060.783 | 614262.398 | 635423.224 | 651279.976 | 664962.423 | 676056.21 | 684163.087 | 691177.311 | 694915.083 | 697697.996 | 700567.511 | 703107.373 | 706026.169 | 707981.841 | 709511.24 | 710450.171 | 710910.362 | Hambleton | York and North Yorkshire
NG FES - Leading the Way | Total Energy demand - Base + LCTs including all transport (MWh) | Harrogate | 726221.438 | 725330.484 | 712002.349 | 691288.139 | 680643.985 | 679704.865 | 682318.851 | 691773.425 | 706062.604 | 726837.473 | 752780.867 | 783010.823 | 827097.772 | 872255.43 | 917349.868 | 960578.134 | 999250.161 | 1035072.222 | 1061936.269 | 1085460.364 | 1104654.69 | 1118884.368 | 1131159.028 | 1137559.758 | 1142246.931 | 1147149.432 | 1151549.793 | 1156682.625 | 1160094.355 | 1162812.894 | 1164713.921 | 1165860.865 | Harrogate | Leeds City Region | York and North Yorkshire
NG FES - Leading the Way | Total Energy demand - Base + LCTs including all transport (MWh) | Hartlepool | 416541.057 | 413927.538 | 403239.597 | 388209.904 | 378778.772 | 375096.497 | 373422.277 | 375546.518 | 380064.373 | 387688.652 | 397236.115 | 408741.226 | 427410.293 | 446104.346 | 464616.829 | 482300.823 | 498275.206 | 513643.262 | 524533.127 | 534151.517 | 541786.857 | 547242.398 | 551853.285 | 553184.516 | 553537.062 | 554082.175 | 554305.18 | 555001.282 | 554730.009 | 554137.185 | 553214.741 | 551936.944 | Hartlepool | Tees Valley
NG FES - Leading the Way | Total Energy demand - Base + LCTs including all transport (MWh) | High Peak | 27142.112 | 26979.357 | 26429.698 | 25767.76 | 25476.105 | 25481.913 | 25609.36 | 25868.933 | 26439.942 | 27247.014 | 28144.892 | 29068.223 | 30473.319 | 31968.842 | 33428.306 | 34820.353 | 36058.072 | 37101.057 | 37898.913 | 38545.32 | 39033.786 | 39348.475 | 39540.507 | 39583.777 | 39584.562 | 39586.676 | 39571.417 | 39551.043 | 39495.16 | 39428.588 | 39339.658 | 39229.892 | High Peak | Derby, Derbyshire, Nottingham and Nottinghamshire,
NG FES - Leading the Way | Total Energy demand - Base + LCTs including all transport (MWh) | Kingston upon Hull, City of | 1203413.305 | 1195520.781 | 1166508.603 | 1125537.889 | 1099346.581 | 1088191.168 | 1082196.479 | 1083371.775 | 1097370.866 | 1122132.16 | 1151296.109 | 1186163.435 | 1240716.785 | 1297065.792 | 1353233.41 | 1407275.909 | 1456157.828 | 1498459.734 | 1531835.936 | 1561097.126 | 1584222.517 | 1601075.47 | 1612535.895 | 1617004.641 | 1618828.908 | 1620960.112 | 1622053.253 | 1623007.435 | 1622570.511 | 1621001.152 | 1617551.52 | 1612997.401 | Kingston upon Hull, City of | Humber
NG FES - Leading the Way | Total Energy demand - Base + LCTs including all transport (MWh) | Kirklees | 1502331.476 | 1496387.592 | 1456240.642 | 1396628.559 | 1361348.387 | 1351184.347 | 1350409.044 | 1361710.211 | 1394301.126 | 1445445.196 | 1504554.914 | 1573796.334 | 1668444.603 | 1766055.244 | 1862809.409 | 1955209.864 | 2038028.086 | 2109171.211 | 2164984.651 | 2213629.88 | 2252009.926 | 2279060.706 | 2297309.701 | 2304449.676 | 2307304.804 | 2310767.756 | 2312441.989 | 2313722.94 | 2312612.661 | 2309186.395 | 2302465.003 | 2293769.914 | Kirklees | Leeds City Region
NG FES - Leading the Way | Total Energy demand - Base + LCTs including all transport (MWh) | Leeds | 3349565.499 | 3331905.207 | 3251261.155 | 3137024.63 | 3066953.306 | 3042347.637 | 3035448.428 | 3051120.282 | 3104426.592 | 3190892.755 | 3292655.461 | 3413896.169 | 3590563.677 | 3772943.568 | 3953441.917 | 4124685.337 | 4276517.718 | 4405631.226 | 4505985.195 | 4592146.566 | 4658990.203 | 4703809.81 | 4732845.499 | 4742217.184 | 4744462.334 | 4748323.035 | 4749147.885 | 4749278.349 | 4744732.386 | 4736846.819 | 4723412.917 | 4706272.202 | Leeds | Leeds City Region
NG FES - Leading the Way | Total Energy demand - Base + LCTs including all transport (MWh) | Middlesbrough | 473237.073 | 470758.053 | 457806.71 | 438425.287 | 426906.4 | 423553.913 | 423037.653 | 428023.592 | 436270.868 | 448778.547 | 463964.245 | 482018.41 | 508167.67 | 534413.93 | 560416.107 | 585277.555 | 607762.65 | 629440.233 | 644968.972 | 658726.821 | 669633.098 | 677447.373 | 684089.605 | 686238.352 | 687048.042 | 688302.051 | 689139.258 | 690639.936 | 690789.318 | 690439.956 | 689653.451 | 688373.144 | Middlesbrough | Tees Valley
NG FES - Leading the Way | Total Energy demand - Base + LCTs including all transport (MWh) | Newcastle upon Tyne | 1219501.425 | 1215683.207 | 1188935.398 | 1149898.491 | 1125796.74 | 1116962.248 | 1113327.08 | 1119607.092 | 1132017.945 | 1152284.028 | 1177080.792 | 1207238.315 | 1258116.627 | 1309927.664 | 1361795.992 | 1412006.838 | 1457908.179 | 1502275.738 | 1535412.867 | 1564994.165 | 1589354.413 | 1608253.089 | 1624882.741 | 1633035.953 | 1638651.995 | 1644717.541 | 1650005.74 | 1656332.336 | 1660048.485 | 1661836.452 | 1662480.264 | 1662220.373 | Newcastle upon Tyne | North Eastern
NG FES - Leading the Way | Total Energy demand - Base + LCTs including all transport (MWh) | North East Derbyshire | 45786.677 | 45813.88 | 44862.417 | 43405.226 | 42896.439 | 43294.58 | 44097.127 | 45382.918 | 47726.023 | 50971.219 | 54548.731 | 58524.802 | 63322.802 | 68246.372 | 73083.254 | 77634.835 | 81667.463 | 85107.333 | 87809.239 | 90156.502 | 91997.413 | 93237.844 | 94050.698 | 94338.653 | 94461.017 | 94684.398 | 94842.314 | 94995.357 | 94989.313 | 94925.947 | 94788.347 | 94573.141 | North East Derbyshire | Derby, Derbyshire, Nottingham and Nottinghamshire | Sheffield City Region
NG FES - Leading the Way | Total Energy demand - Base + LCTs including all transport (MWh) | North East Lincolnshire | 762794.877 | 757470.891 | 739491.456 | 714661.584 | 698814.718 | 691938.775 | 688368.388 | 689246.911 | 698628.133 | 715216.479 | 734549.508 | 757342.224 | 792996.197 | 829625.375 | 865866.98 | 900409.029 | 931391.853 | 957976.248 | 978732.984 | 996880.185 | 1011144.16 | 1021177 | 1027788.929 | 1030026.874 | 1030699.497 | 1031731.937 | 1032187.595 | 1032648.759 | 1032202.268 | 1031437.925 | 1029172.172 | 1026007.204 | North East Lincolnshire | Greater Lincolnshire | Humber
NG FES - Leading the Way | Total Energy demand - Base + LCTs including all transport (MWh) | North Lincolnshire | 882049.576 | 880086.838 | 863559.602 | 840010.477 | 827177.136 | 824561.536 | 825851.585 | 831999.127 | 846907.345 | 869167.676 | 894609.017 | 922943.143 | 966842.925 | 1012137.844 | 1056983.785 | 1099739.85 | 1138336.465 | 1171700.835 | 1198417.906 | 1221970.043 | 1241206.977 | 1255531.401 | 1266360.55 | 1272594.497 | 1277311.599 | 1282241.932 | 1286606.594 | 1290912.52 | 1294287.894 | 1297297.782 | 1298728.886 | 1299212.393 | North Lincolnshire | Greater Lincolnshire | Humber
NG FES - Leading the Way | Total Energy demand - Base + LCTs including all transport (MWh) | North Tyneside | 679496.011 | 678586.189 | 661305.076 | 634078.933 | 618565.397 | 615116.29 | 615761.921 | 624423.643 | 637808.581 | 657626.957 | 682111.195 | 710955.945 | 751478.011 | 792030.103 | 832096.69 | 870279.176 | 904840.922 | 937944.875 | 962038.143 | 983534.849 | 1000953.212 | 1013777.824 | 1024945.794 | 1029613.901 | 1032280.254 | 1035489.943 | 1038000.089 | 1041426.936 | 1042917.765 | 1043542.165 | 1043553.141 | 1042868.297 | North Tyneside | North Eastern
NG FES - Leading the Way | Total Energy demand - Base + LCTs including all transport (MWh) | Northumberland | 1284568.015 | 1281676.881 | 1253930.801 | 1213207.202 | 1193478.884 | 1193411.638 | 1200165.531 | 1216710.433 | 1242014.345 | 1277128.575 | 1321606.029 | 1371970.367 | 1443995.203 | 1516613.155 | 1588866.371 | 1657932.704 | 1719520.929 | 1776689.726 | 1818833.969 | 1855849.442 | 1885960.576 | 1908176.81 | 1927594.465 | 1936823.121 | 1942851.346 | 1949107.304 | 1954137.747 | 1960383.957 | 1963750.552 | 1965609.441 | 1966243.174 | 1965710.611 | Northumberland | North Eastern
NG FES - Leading the Way | Total Energy demand - Base + LCTs including all transport (MWh) | Pendle | 100330.697 | 99659.283 | 97318.483 | 94002.456 | 91899.599 | 90956.372 | 90431.114 | 90412.663 | 91541.09 | 93622.629 | 96031.412 | 98819.777 | 103311.59 | 108037.922 | 112753.364 | 117280.333 | 121328.092 | 124795.031 | 127487.52 | 129787.541 | 131550.916 | 132757.584 | 133517.639 | 133684.927 | 133674.657 | 133737.693 | 133737.632 | 133734.17 | 133597.846 | 133425.309 | 133163.785 | 132827.914 | Pendle | Lancashire
NG FES - Leading the Way | Total Energy demand - Base + LCTs including all transport (MWh) | Redcar and Cleveland | 403884.173 | 402878.901 | 392226.585 | 375042.445 | 366097.776 | 365539.587 | 368002.981 | 376103.039 | 387682.724 | 403936.184 | 423554.773 | 446221.493 | 476168.158 | 506223.874 | 535958.702 | 564327.177 | 589962.203 | 614444.208 | 632315.811 | 648265.579 | 661268.841 | 670913.139 | 679405.301 | 683187.006 | 685541.54 | 688220.22 | 690447.789 | 693388.894 | 694966.915 | 696085.451 | 696299.219 | 695807.946 | Redcar and Cleveland | Tees Valley
NG FES - Leading the Way | Total Energy demand - Base + LCTs including all transport (MWh) | Richmondshire | 247868.986 | 247320.503 | 242891.685 | 236768.572 | 234462.343 | 235586.67 | 237985.453 | 241614.715 | 246908.371 | 253780.839 | 262508.293 | 272125.475 | 286166.666 | 300503.015 | 314939.906 | 328837.704 | 341074.314 | 352171.16 | 360567.549 | 367860.033 | 373836.037 | 378377.073 | 382370.207 | 384620.983 | 386386.028 | 388150.315 | 389785.083 | 391648.149 | 393034.682 | 394303.999 | 395306.673 | 396084.124 | Richmondshire | York and North Yorkshire
NG FES - Leading the Way | Total Energy demand - Base + LCTs including all transport (MWh) | Rotherham | 1109349.472 | 1107031.309 | 1086025.158 | 1055448.841 | 1038566.013 | 1035185.506 | 1036880.726 | 1046097.415 | 1067377.595 | 1099100.303 | 1135335.438 | 1177048.396 | 1238712.141 | 1301803.506 | 1364181.398 | 1423595.886 | 1477179.768 | 1523619.277 | 1560815.059 | 1593897.894 | 1620989.13 | 1641234.888 | 1656357.372 | 1664809.848 | 1670866.213 | 1677223.432 | 1682638.834 | 1687963.483 | 1691902.667 | 1695128.216 | 1696532.737 | 1696785.045 | Rotherham | Sheffield City Region
NG FES - Leading the Way | Total Energy demand - Base + LCTs including all transport (MWh) | Ryedale | 298561.78 | 298472.862 | 293560.955 | 286479.563 | 283413.727 | 284093.863 | 286257.814 | 290570.143 | 296902.332 | 305513.663 | 315938.388 | 327787.009 | 345427.639 | 363661.867 | 381973.631 | 399590.638 | 415303.481 | 429721.049 | 440670.175 | 450168.315 | 457941.219 | 463780.81 | 468842.138 | 471682.688 | 473893.627 | 476281.545 | 478405.706 | 480779.79 | 482496.585 | 483898.548 | 485058.124 | 485975.947 | Ryedale | York and North Yorkshire
NG FES - Leading the Way | Total Energy demand - Base + LCTs including all transport (MWh) | Scarborough | 517570.35 | 514867.184 | 502718.562 | 484368.439 | 473904.658 | 470999.613 | 470584.343 | 475351.499 | 483700.624 | 496835.296 | 513546.205 | 533313.576 | 562388.057 | 592293.258 | 622362.108 | 651493.005 | 677732.219 | 702346.574 | 720218.999 | 735709.889 | 748052.016 | 757084.013 | 764670.362 | 767512.55 | 768868.026 | 770160.674 | 770926.021 | 772249.023 | 772343.372 | 771897.095 | 771079.207 | 769844.597 | Scarborough | York and North Yorkshire
NG FES - Leading the Way | Total Energy demand - Base + LCTs including all transport (MWh) | Selby | 458398.425 | 458410.112 | 450449.555 | 439479.996 | 434682.98 | 435524.228 | 438609.182 | 444345.074 | 454111.33 | 467149.893 | 481886.28 | 497535.718 | 521221.232 | 545644.288 | 569723.447 | 592627.999 | 613378.404 | 631333.687 | 645762.364 | 658458.509 | 668957.105 | 676882.821 | 683118.017 | 687130.229 | 690402.063 | 693775.963 | 696791.185 | 699783.958 | 702368.653 | 704850.421 | 706476.43 | 707603.233 | Selby | Leeds City Region | York and North Yorkshire
NG FES - Leading the Way | Total Energy demand - Base + LCTs including all transport (MWh) | Sheffield | 2060488.759 | 2050474.101 | 2001046.749 | 1930390.975 | 1886705.466 | 1870260.477 | 1863822.509 | 1871508.736 | 1904121.494 | 1958209.077 | 2021056.246 | 2095646.471 | 2204707.355 | 2317331.071 | 2429160.359 | 2536052.373 | 2631636.064 | 2713571.281 | 2777464.91 | 2832749.535 | 2875768.703 | 2905651.685 | 2924912.924 | 2930805.838 | 2931758.565 | 2933616.475 | 2933532.38 | 2933238.622 | 2929992.847 | 2925143.619 | 2917655.001 | 2908244.373 | Sheffield | Sheffield City Region
NG FES - Leading the Way | Total Energy demand - Base + LCTs including all transport (MWh) | South Tyneside | 401815.555 | 399997.239 | 387851.674 | 368799.84 | 357905.389 | 355380.54 | 355686.564 | 361914.078 | 371542.976 | 385821.395 | 403413.934 | 424184.264 | 451908.484 | 479708.171 | 507303.597 | 533779.264 | 557914.077 | 581236.811 | 598144.686 | 613308.323 | 625609.223 | 634731.179 | 642660.725 | 645803.05 | 647328.863 | 648972.69 | 650002.02 | 651559.836 | 651730.214 | 650632.786 | 648657.622 | 646078.487 | South Tyneside | North Eastern
NG FES - Leading the Way | Total Energy demand - Base + LCTs including all transport (MWh) | Stockton-on-Tees | 747850.043 | 746169.638 | 729466.938 | 704741.451 | 690810.176 | 688057.088 | 689409.892 | 698126.616 | 711622.399 | 731328.751 | 755357.712 | 783493.11 | 825255.831 | 867121.39 | 908552 | 948060.956 | 983923.83 | 1018180.111 | 1043590.287 | 1066436.058 | 1085363.794 | 1099693.455 | 1112401.044 | 1118835.972 | 1123307.818 | 1128062.025 | 1132156.798 | 1137052.35 | 1140027.919 | 1141743.605 | 1142225.969 | 1141808.705 | Stockton-on-Tees | Tees Valley
NG FES - Leading the Way | Total Energy demand - Base + LCTs including all transport (MWh) | Sunderland | 999778.532 | 994253.097 | 966950.721 | 925910.801 | 900778.495 | 891966.146 | 888654.867 | 896732.177 | 911335.825 | 935061.885 | 965525.15 | 1002256.222 | 1055937.533 | 1109882.839 | 1163461.434 | 1214883.994 | 1261592.52 | 1306487.496 | 1338883.115 | 1367742.903 | 1391003.873 | 1408078.235 | 1422802.221 | 1428372.48 | 1430916.109 | 1433684.503 | 1435345.139 | 1438089.395 | 1438255.163 | 1436398.151 | 1432729.691 | 1427817.591 | Sunderland | North Eastern
NG FES - Leading the Way | Total Energy demand - Base + LCTs including all transport (MWh) | Wakefield | 1642357.034 | 1638760.75 | 1605877.368 | 1557921.136 | 1530388.578 | 1523522.971 | 1524334.375 | 1535668.54 | 1562428.958 | 1602736.153 | 1649780.588 | 1704569.382 | 1787845.359 | 1873426.368 | 1958306.498 | 2039373.955 | 2112554.995 | 2176037.011 | 2226971.143 | 2272176.593 | 2309363.745 | 2337348.701 | 2358541.165 | 2370983.81 | 2380242.15 | 2390129.444 | 2398594.037 | 2406971.578 | 2413669.219 | 2419529.16 | 2422511.8 | 2423791.72 | Wakefield | Leeds City Region
NG FES - Leading the Way | Total Energy demand - Base + LCTs including all transport (MWh) | West Lindsey | 311388.567 | 311517.696 | 306334.328 | 299028.448 | 296565.174 | 298084.253 | 301088.41 | 305965.029 | 314101.179 | 324953.318 | 337208.336 | 349976.412 | 368122.94 | 386916.599 | 405312.401 | 422768.671 | 438514.868 | 451998.898 | 462662.136 | 471835.824 | 479248.516 | 484568.515 | 488543.289 | 490821.984 | 492486.388 | 494084.841 | 495421.292 | 496685.924 | 497616.967 | 498383.053 | 498800.451 | 498947.926 | West Lindsey | Greater Lincolnshire
NG FES - Leading the Way | Total Energy demand - Base + LCTs including all transport (MWh) | York | 760220.243 | 756996.521 | 738636.668 | 712569.635 | 697475.242 | 693218.72 | 692808.837 | 700254.988 | 712877.192 | 732280.967 | 756366.146 | 784979.343 | 827188.182 | 869996.525 | 912638.825 | 953494.811 | 990134.255 | 1024728.578 | 1049516.461 | 1071077.529 | 1088106.619 | 1100126.257 | 1110125.282 | 1113270.294 | 1114286.897 | 1115545.024 | 1116042.611 | 1117380.666 | 1116684.534 | 1114940.296 | 1112474.484 | 1109265.76 | York | Leeds City Region | York and North Yorkshire
NPg Planning Scenario | Total Energy demand - Base + LCTs including all transport (MWh) | Barnsley | 963372.059 | 959882.923 | 943054.729 | 941889.197 | 949106.95 | 961007.946 | 979283.626 | 1002356.856 | 1035481.071 | 1079803.143 | 1130980.834 | 1198000.372 | 1260629.435 | 1324323.272 | 1389521.636 | 1456146.58 | 1536404.52 | 1609277.717 | 1673099.389 | 1734878.108 | 1792526.921 | 1845135.693 | 1891798.073 | 1933577.553 | 1969687.81 | 2000829.566 | 2026907.983 | 2049446.517 | 2072638.662 | 2094528.26 | 2101358.134 | 2105477.467 | Barnsley | Leeds City Region | Sheffield City Region
NPg Planning Scenario | Total Energy demand - Base + LCTs including all transport (MWh) | Bassetlaw | 85317.627 | 85068.639 | 83955.572 | 84378.43 | 86085.41 | 87908.779 | 89667.537 | 91493.646 | 94718.688 | 98931.99 | 103745.212 | 108285.731 | 113823.181 | 119234.735 | 124705.892 | 130454.948 | 137381.478 | 143607.38 | 148843.305 | 153967.746 | 158810.978 | 162892.315 | 166663.976 | 169952.503 | 172846.581 | 175288.339 | 177344.177 | 179058.091 | 180820.353 | 182452.344 | 183044.373 | 183342.218 | Bassetlaw | Derby, Derbyshire, Nottingham and Nottinghamshire | Sheffield City Region
NPg Planning Scenario | Total Energy demand - Base + LCTs including all transport (MWh) | Bradford | 1908349.199 | 1895816.494 | 1853478.132 | 1841224.632 | 1843168.208 | 1855925.806 | 1878862.402 | 1917904.11 | 1967674.713 | 2036257.831 | 2116613.623 | 2259799.836 | 2368930.969 | 2483078.136 | 2601476.229 | 2715294.69 | 2861499.153 | 2996497.289 | 3115315.27 | 3231801.141 | 3337020.591 | 3441899.565 | 3527160.988 | 3605146.055 | 3668377.835 | 3724501.716 | 3769532.975 | 3808025.227 | 3848188.038 | 3884482.11 | 3887427.47 | 3885769.691 | Bradford | Leeds City Region
NPg Planning Scenario | Total Energy demand - Base + LCTs including all transport (MWh) | Calderdale | 876614.465 | 871317.918 | 853319.715 | 849150.631 | 851963.414 | 860062.713 | 872986.803 | 893068.404 | 921676.246 | 958549.226 | 999635.401 | 1067738.196 | 1123146.843 | 1179644.679 | 1238956.922 | 1295283.23 | 1366428.365 | 1433657.968 | 1493317.212 | 1551572.953 | 1604252.859 | 1655821.69 | 1697936.758 | 1735876.949 | 1766568.482 | 1793648.046 | 1815302.815 | 1833305.991 | 1851712.352 | 1867568.687 | 1868579.854 | 1867350.878 | Calderdale | Leeds City Region
NPg Planning Scenario | Total Energy demand - Base + LCTs including all transport (MWh) | County Durham | 1980319.402 | 1965645.277 | 1920553.365 | 1908487.062 | 1912196.814 | 1926340.359 | 1950041.962 | 1987958.69 | 2043652.001 | 2119262.573 | 2221041.251 | 2336053.903 | 2452267.621 | 2563579.086 | 2689439.384 | 2813122.48 | 2952136.18 | 3085287.032 | 3199218.335 | 3308210.254 | 3411406.595 | 3504500.055 | 3587645.633 | 3660012.746 | 3723483.77 | 3775159.717 | 3820452.333 | 3858596.233 | 3896182.407 | 3933056.582 | 3934178.464 | 3930381.811 | County Durham | North Eastern
NPg Planning Scenario | Total Energy demand - Base + LCTs including all transport (MWh) | Craven | 198859.392 | 197595.3 | 193599.855 | 192557.81 | 193235.452 | 195206.013 | 198629.125 | 203452.985 | 212323.88 | 222638.993 | 232847.435 | 244325.054 | 257385.45 | 268970.589 | 282314.237 | 295131.082 | 311388.124 | 326097.529 | 338894.818 | 350967.167 | 362377.318 | 372287.484 | 381017.181 | 388603.006 | 395182.433 | 400640.988 | 405323.28 | 409121.705 | 412972.72 | 416515.05 | 417213.546 | 417231.122 | Craven | Leeds City Region | York and North Yorkshire
NPg Planning Scenario | Total Energy demand - Base + LCTs including all transport (MWh) | Darlington | 402613.042 | 399472.225 | 390092.347 | 388254.542 | 391159.859 | 397580.065 | 408158.542 | 421637.677 | 439765.529 | 463415.381 | 498073.592 | 535548.617 | 573097.066 | 607453.852 | 644938.784 | 681420.653 | 723255.879 | 762257.824 | 794011.406 | 824336.857 | 851794.828 | 876362.697 | 896970.029 | 914502.058 | 929746.518 | 941604.004 | 951666.969 | 959458.305 | 967111.219 | 974261.552 | 973675.16 | 971975.133 | Darlington | Tees Valley
NPg Planning Scenario | Total Energy demand - Base + LCTs including all transport (MWh) | Doncaster | 1309882.255 | 1302991.143 | 1279806.382 | 1276494.023 | 1284598.437 | 1298808.157 | 1319682.754 | 1348954.871 | 1391478.529 | 1450779.195 | 1521260.18 | 1613198.905 | 1701343.131 | 1790621.055 | 1881946.934 | 1976288.433 | 2086346.197 | 2188122.648 | 2276952.606 | 2362262.8 | 2442007.256 | 2513268.623 | 2576123.758 | 2631599.053 | 2679453.717 | 2719582.375 | 2752778.119 | 2780877.159 | 2809323.402 | 2836506.831 | 2844641.098 | 2849112.044 | Doncaster | Sheffield City Region
NPg Planning Scenario | Total Energy demand - Base + LCTs including all transport (MWh) | East Lindsey | 207488.532 | 206721.387 | 203548.746 | 203580.052 | 205979.025 | 208955.72 | 212537.209 | 217017.522 | 228239.918 | 239735.305 | 250272.04 | 254068.173 | 265465.252 | 273967.614 | 284222.642 | 294445.618 | 307155.791 | 319244.998 | 329313.222 | 339434.141 | 349751.637 | 356871.035 | 364705.712 | 371173.247 | 377231.04 | 382101.967 | 386946.296 | 390786.344 | 394582.329 | 398181.097 | 399517.13 | 400135.178 | East Lindsey | Greater Lincolnshire
NPg Planning Scenario | Total Energy demand - Base + LCTs including all transport (MWh) | East Riding of Yorkshire | 1489053.563 | 1482830.506 | 1456037.169 | 1452043.822 | 1460721.638 | 1477678.907 | 1504186.784 | 1542407.803 | 1607655.537 | 1688289.84 | 1776205.949 | 1861333.287 | 1965783.322 | 2061991.736 | 2166438.628 | 2272410.304 | 2397624.859 | 2513791.309 | 2615207.409 | 2712471.624 | 2806152.836 | 2884071.244 | 2956870.195 | 3019770.511 | 3075775.652 | 3121432.94 | 3161855.765 | 3195564.51 | 3228655.523 | 3260870.31 | 3271776.685 | 3277448.544 | East Riding of Yorkshire | Humber | York and North Yorkshire
NPg Planning Scenario | Total Energy demand - Base + LCTs including all transport (MWh) | Gateshead | 818806.735 | 811980.525 | 794281.027 | 788499.499 | 788339.783 | 791656.507 | 799366.051 | 811731.109 | 830852.966 | 857270.971 | 901125.167 | 945492.786 | 992559.914 | 1037122.648 | 1088049.243 | 1137719.14 | 1193212.621 | 1246938.599 | 1293810.201 | 1338781.518 | 1380984.118 | 1419020.393 | 1452511.826 | 1481224.875 | 1506301.988 | 1526094.975 | 1543178.506 | 1556838.684 | 1570588.958 | 1583928.488 | 1584624.047 | 1583674.246 | Gateshead | North Eastern
NPg Planning Scenario | Total Energy demand - Base + LCTs including all transport (MWh) | Hambleton | 439349.327 | 437192.769 | 430399.722 | 429657.866 | 432648.894 | 438579.085 | 446581.425 | 460123.938 | 478456.511 | 502767.191 | 520460.941 | 551413.821 | 579098.28 | 607883.149 | 636322.3 | 666731.126 | 700983.751 | 734649.755 | 763296.625 | 790274.048 | 815089.474 | 837666.924 | 857218.296 | 874877.238 | 889151.474 | 901970.434 | 912114.128 | 921610.765 | 929974.469 | 938335.433 | 941193.665 | 942793.953 | Hambleton | York and North Yorkshire
NPg Planning Scenario | Total Energy demand - Base + LCTs including all transport (MWh) | Harrogate | 725762.238 | 722502.916 | 710490.703 | 709216.461 | 714227.536 | 723079.845 | 735396.095 | 752824.418 | 777243.687 | 809091.364 | 848521.379 | 894589.118 | 941070.277 | 985556.738 | 1034464.685 | 1083625.424 | 1140196.662 | 1194532.579 | 1240897.336 | 1285532.149 | 1326883.723 | 1363934.6 | 1396538.614 | 1425454.321 | 1450778.798 | 1472176.664 | 1490964.71 | 1507446.151 | 1523383.959 | 1538830.731 | 1543420.53 | 1545959.07 | Harrogate | Leeds City Region | York and North Yorkshire
NPg Planning Scenario | Total Energy demand - Base + LCTs including all transport (MWh) | Hartlepool | 416494.072 | 413130.063 | 404051.415 | 400917.614 | 400429.81 | 401667.299 | 405451.401 | 411095.839 | 419699.437 | 431579.595 | 451143.772 | 470981.174 | 491527.459 | 510910.293 | 532836.451 | 554727.257 | 579354.549 | 602982.483 | 623513.359 | 643469.56 | 662297.518 | 679279.003 | 694517.24 | 707940.444 | 719895.17 | 729600.947 | 738282.927 | 745628.299 | 752964.269 | 760077.202 | 760734.869 | 760338.291 | Hartlepool | Tees Valley
NPg Planning Scenario | Total Energy demand - Base + LCTs including all transport (MWh) | High Peak | 27129.137 | 26903.771 | 26443.566 | 26277.679 | 26332.414 | 26505.623 | 26809.372 | 27271.657 | 28841.036 | 30317.035 | 31490.686 | 31981.772 | 33501.088 | 34533.133 | 35924.896 | 37242.865 | 38878.591 | 40470.287 | 41850.832 | 43188.26 | 44556.081 | 45478.042 | 46435.344 | 47202.905 | 47913.596 | 48457.746 | 48990.908 | 49370.132 | 49746.366 | 50072.767 | 50153.006 | 50109.872 | High Peak | Derby, Derbyshire, Nottingham and Nottinghamshire,
NPg Planning Scenario | Total Energy demand - Base + LCTs including all transport (MWh) | Kingston upon Hull, City of | 1203123.945 | 1192848.41 | 1167671.927 | 1159315.93 | 1159093.357 | 1164153.459 | 1173222.228 | 1192267.031 | 1216593.899 | 1252740.6 | 1296621.7 | 1370765.747 | 1430108.956 | 1491852.635 | 1556422.409 | 1621233.704 | 1698666.18 | 1772090.459 | 1837625.914 | 1900847.717 | 1959228.889 | 2014271.232 | 2061110.013 | 2103049.133 | 2137965.155 | 2167578.457 | 2191726.163 | 2212238.815 | 2232823.891 | 2252160.833 | 2253707.952 | 2252377.843 | Kingston upon Hull, City of | Humber
NPg Planning Scenario | Total Energy demand - Base + LCTs including all transport (MWh) | Kirklees | 1501693.405 | 1493158.125 | 1459916.669 | 1452680.631 | 1458360.914 | 1473657.51 | 1498051.936 | 1536920.991 | 1586643.285 | 1654241.692 | 1732806.399 | 1862498.989 | 1966558.499 | 2073418.355 | 2184292.059 | 2293631.984 | 2426435.887 | 2550667.437 | 2659225.452 | 2764219.587 | 2860148.668 | 2951465.814 | 3027675.489 | 3096250.772 | 3153111.107 | 3202076.468 | 3241929.991 | 3275728.56 | 3309994.694 | 3341595.764 | 3344738.685 | 3343924.8 | Kirklees | Leeds City Region
NPg Planning Scenario | Total Energy demand - Base + LCTs including all transport (MWh) | Leeds | 3348782.674 | 3325456.728 | 3259021.05 | 3240473.892 | 3247629.395 | 3273414.544 | 3316408.983 | 3387805.593 | 3476234.797 | 3598254.946 | 3742579.648 | 3985119.859 | 4177717.518 | 4375104.545 | 4578937.467 | 4783441.679 | 5023058.399 | 5249061.059 | 5445006.085 | 5632372.51 | 5804305.098 | 5963166.552 | 6096584.919 | 6215784.046 | 6316405.202 | 6401031.413 | 6470841.586 | 6530253.602 | 6588976.544 | 6644727.679 | 6650299.756 | 6648595.057 | Leeds | Leeds City Region
NPg Planning Scenario | Total Energy demand - Base + LCTs including all transport (MWh) | Middlesbrough | 473216.406 | 469948.85 | 458456.728 | 455297.06 | 455738.12 | 458541.764 | 464984.861 | 473680.05 | 486234.067 | 503164.068 | 532928.134 | 561238.387 | 590682.667 | 618111.138 | 649226.663 | 680348.115 | 715336.376 | 748766.338 | 777862.054 | 806271.449 | 832737.344 | 856295.317 | 877440.668 | 896111.763 | 912874.218 | 926435.039 | 938666.876 | 949105.403 | 959554.663 | 969682.644 | 970697.342 | 970640.123 | Middlesbrough | Tees Valley
NPg Planning Scenario | Total Energy demand - Base + LCTs including all transport (MWh) | Newcastle upon Tyne | 1219276.522 | 1212863.858 | 1191581.26 | 1186315.013 | 1188701.024 | 1195968.837 | 1210366.245 | 1228811.17 | 1254179.339 | 1287108.033 | 1342095.222 | 1395481.558 | 1450776.393 | 1503191.58 | 1563103.283 | 1622055.347 | 1688717.977 | 1753772.366 | 1811207.865 | 1867261.631 | 1919842.29 | 1967019.649 | 2009609.791 | 2047667.664 | 2081961.114 | 2110611.472 | 2136885.224 | 2160016.634 | 2182636.923 | 2204389.742 | 2209938.059 | 2212911.27 | Newcastle upon Tyne | North Eastern
NPg Planning Scenario | Total Energy demand - Base + LCTs including all transport (MWh) | North East Derbyshire | 45757.282 | 45682.464 | 44785.742 | 44816.807 | 45466.466 | 46533.298 | 47998.915 | 50006.692 | 52443.666 | 55419.62 | 58772.777 | 64430.215 | 68700.945 | 73015.588 | 77396.626 | 81990.197 | 87180.529 | 92071.614 | 96085.638 | 100014.047 | 103728.564 | 106877.664 | 109733.976 | 112324.922 | 114669.634 | 116665.34 | 118512.031 | 120174.321 | 121787.693 | 123367.347 | 123546.654 | 123523.95 | North East Derbyshire | Derby, Derbyshire, Nottingham and Nottinghamshire | Sheffield City Region
NPg Planning Scenario | Total Energy demand - Base + LCTs including all transport (MWh) | North East Lincolnshire | 762416.011 | 755539.932 | 740034.285 | 734409.809 | 734076.448 | 737420.222 | 744170.974 | 758672.329 | 779754.67 | 809943.938 | 846764.092 | 902545.966 | 952236.941 | 1002874.233 | 1054789.426 | 1106911.979 | 1167586.389 | 1225118.268 | 1275833.909 | 1324509.136 | 1369475.125 | 1410930.401 | 1445667.787 | 1476200.339 | 1501407.532 | 1522119.434 | 1538385.391 | 1551495.858 | 1564761.711 | 1577238.656 | 1578366.323 | 1577693.642 | North East Lincolnshire | Greater Lincolnshire | Humber
NPg Planning Scenario | Total Energy demand - Base + LCTs including all transport (MWh) | North Lincolnshire | 881469.039 | 876673.924 | 862547.373 | 859412.399 | 862453.098 | 869807.313 | 882566.493 | 902502.604 | 935151.137 | 977015.824 | 1024986.839 | 1077815.948 | 1136911.767 | 1193632.758 | 1252718.669 | 1313866.078 | 1382931.905 | 1448674.96 | 1506161.956 | 1561319.804 | 1613911.328 | 1658037.261 | 1698383.735 | 1733174.913 | 1763671.596 | 1788295.704 | 1809322.056 | 1826588.917 | 1843546.307 | 1860053.755 | 1865946.995 | 1869285.061 | North Lincolnshire | Greater Lincolnshire | Humber
NPg Planning Scenario | Total Energy demand - Base + LCTs including all transport (MWh) | North Tyneside | 679254.218 | 676900.459 | 662192.131 | 660098.852 | 663760.942 | 670862.279 | 683032.381 | 698010.947 | 718454.641 | 745444.778 | 788599.787 | 831388.527 | 874706.062 | 915724.075 | 961317.435 | 1006906.449 | 1058158.372 | 1107042.325 | 1149172.027 | 1190084.254 | 1228536.127 | 1263170.198 | 1294484.046 | 1322437.602 | 1347614.469 | 1368653.726 | 1387794.238 | 1404451.693 | 1421083.168 | 1437224.45 | 1440469.61 | 1442171.629 | North Tyneside | North Eastern
NPg Planning Scenario | Total Energy demand - Base + LCTs including all transport (MWh) | Northumberland | 1284247.806 | 1277740.699 | 1253312.178 | 1249453.178 | 1256057.929 | 1270686.561 | 1290475.008 | 1325820.783 | 1373656.434 | 1437322.19 | 1480855.468 | 1559554.213 | 1627853.384 | 1698781.425 | 1770367.532 | 1847328.924 | 1933442.014 | 2017902.106 | 2089886.471 | 2158388.003 | 2222444.229 | 2281101.819 | 2333860.355 | 2381373.31 | 2420036.446 | 2455116.524 | 2483329.528 | 2510168.565 | 2533912.937 | 2557924.273 | 2563444.126 | 2565595.335 | Northumberland | North Eastern
NPg Planning Scenario | Total Energy demand - Base + LCTs including all transport (MWh) | Pendle | 100293.005 | 99384.548 | 97348.892 | 96514.809 | 96290.451 | 96509.408 | 97192.206 | 98181.762 | 100271.494 | 102999.123 | 106127.007 | 110742.738 | 114927.478 | 119202.115 | 123639.426 | 128583.072 | 134391.659 | 139790.333 | 144352.37 | 148828.523 | 153045.993 | 156429.492 | 159571.863 | 162342.609 | 164781.736 | 166807.948 | 168544.647 | 170007.734 | 171505.309 | 172862.464 | 172882.453 | 172578.21 | Pendle | Lancashire
NPg Planning Scenario | Total Energy demand - Base + LCTs including all transport (MWh) | Redcar and Cleveland | 403892.352 | 401872.754 | 391780.772 | 390355.337 | 392805.015 | 398232.63 | 406905.931 | 420151.674 | 438888.758 | 463696.682 | 499215.983 | 537387.455 | 577360.033 | 616088.007 | 658021.199 | 699480.831 | 744778.719 | 788756.282 | 827101.205 | 863351.805 | 897738.956 | 928917.673 | 956342.903 | 980217.406 | 1001012.638 | 1017953.791 | 1032439.94 | 1044531.318 | 1056502.885 | 1068324.053 | 1070551.567 | 1071435.669 | Redcar and Cleveland | Tees Valley
NPg Planning Scenario | Total Energy demand - Base + LCTs including all transport (MWh) | Richmondshire | 247751.656 | 246315.595 | 242195.462 | 241481.497 | 242523.595 | 245281.467 | 248723.189 | 257135.648 | 268655.798 | 284169.9 | 288550.056 | 305482.691 | 318717.531 | 333582.353 | 348139.911 | 364098.858 | 381969.027 | 399867.854 | 415312.109 | 430018.883 | 443521.196 | 455884.239 | 466769.547 | 476791.598 | 484336.728 | 491677.765 | 496986.522 | 502561.312 | 507026.869 | 511664.728 | 513619.034 | 514840.285 | Richmondshire | York and North Yorkshire
NPg Planning Scenario | Total Energy demand - Base + LCTs including all transport (MWh) | Rotherham | 1108898.377 | 1103052.919 | 1084398.42 | 1081416.157 | 1087554.466 | 1098898.823 | 1115657.215 | 1140754.002 | 1174522.395 | 1221214.264 | 1276006.267 | 1351848.387 | 1420965.788 | 1490615.696 | 1563056.949 | 1637539.015 | 1723698.461 | 1803778.798 | 1874370.2 | 1941941.797 | 2005540.547 | 2062586.767 | 2113347.048 | 2158486.569 | 2197829.31 | 2230895.094 | 2258920.229 | 2283110.656 | 2307191.39 | 2330467.897 | 2337175.773 | 2340662.545 | Rotherham | Sheffield City Region
NPg Planning Scenario | Total Energy demand - Base + LCTs including all transport (MWh) | Ryedale | 298382.586 | 297189.116 | 292921.869 | 292679.612 | 294898.247 | 298876.924 | 304047.7 | 312087.56 | 323172.093 | 337384.793 | 348670.479 | 366220.506 | 382584.166 | 399253.801 | 416761.169 | 434776.397 | 455504.659 | 475683.831 | 492921.56 | 509255.19 | 524490.271 | 538194.575 | 550336.581 | 561394.655 | 570743.142 | 579244.825 | 586436.775 | 593222.757 | 599417.327 | 605560.404 | 607946.55 | 609421.818 | Ryedale | York and North Yorkshire
NPg Planning Scenario | Total Energy demand - Base + LCTs including all transport (MWh) | Scarborough | 517535.633 | 513571.342 | 502459.596 | 499734.542 | 501467.653 | 505705.531 | 511518.855 | 520380.324 | 533455.426 | 550883.641 | 574108.11 | 600524.952 | 627870.494 | 653532.674 | 684082.246 | 714413.056 | 750236.406 | 784526.959 | 813933.24 | 842347.191 | 869234.784 | 893553.115 | 915485.883 | 934373.834 | 951137.351 | 964899.803 | 977333.578 | 987814.884 | 998266.975 | 1008414.931 | 1009800.781 | 1009394.463 | Scarborough | York and North Yorkshire
NPg Planning Scenario | Total Energy demand - Base + LCTs including all transport (MWh) | Selby | 457874.788 | 456377.715 | 449996.539 | 449487.147 | 452342.636 | 457612.917 | 466459.153 | 479340.827 | 502512.672 | 530193.672 | 560491.226 | 584749.802 | 619975.125 | 651633.16 | 685365.453 | 719076.95 | 757461.932 | 794382.324 | 826730.416 | 857971.809 | 888100.616 | 912805.405 | 935877.322 | 955442.307 | 972696.959 | 986598.976 | 998718.527 | 1008437.396 | 1017946.348 | 1027302.17 | 1031999.244 | 1035297.763 | Selby | Leeds City Region | York and North Yorkshire
NPg Planning Scenario | Total Energy demand - Base + LCTs including all transport (MWh) | Sheffield | 2060040.583 | 2046138.305 | 2004936.681 | 1993295.3 | 1997432.415 | 2011658.748 | 2034429.069 | 2071933.257 | 2117592.36 | 2182453.046 | 2259599.966 | 2399593.672 | 2504115.698 | 2613536.703 | 2727420.564 | 2840338.641 | 2982231.412 | 3111980.893 | 3225915.156 | 3336300.707 | 3437427.056 | 3534580.842 | 3615886.752 | 3689928.031 | 3752053.194 | 3806183.25 | 3851110.82 | 3890347.178 | 3930287.151 | 3967558.369 | 3970597.096 | 3968544.299 | Sheffield | Sheffield City Region
NPg Planning Scenario | Total Energy demand - Base + LCTs including all transport (MWh) | South Tyneside | 401747.781 | 399371.891 | 388684.963 | 386967.592 | 389462.975 | 394481.828 | 402961.264 | 413735.479 | 428660.973 | 448250.376 | 480806.447 | 512207.324 | 544560.725 | 575101.87 | 610457.921 | 644761.91 | 683186.172 | 720497.497 | 753112.257 | 784820.395 | 814629.725 | 841441.671 | 865588.625 | 886486.132 | 904976.369 | 919935.902 | 933319.669 | 944376.579 | 955289.144 | 965657.219 | 966429.854 | 965998.471 | South Tyneside | North Eastern
NPg Planning Scenario | Total Energy demand - Base + LCTs including all transport (MWh) | Stockton-on-Tees | 747482.536 | 743953.008 | 729798.001 | 727717.875 | 731503.999 | 739168.59 | 752681.026 | 770304.348 | 794782.114 | 826986.938 | 873558.914 | 922922.362 | 973229.635 | 1022053.583 | 1074014.351 | 1126172.097 | 1183555.958 | 1239508.009 | 1288234.634 | 1334848.466 | 1378744.802 | 1418583.378 | 1453967.203 | 1485377.103 | 1513072.464 | 1536075.229 | 1556427.861 | 1573822.706 | 1590913.952 | 1607348.429 | 1611481.744 | 1613769.243 | Stockton-on-Tees | Tees Valley
NPg Planning Scenario | Total Energy demand - Base + LCTs including all transport (MWh) | Sunderland | 999640.822 | 992548.404 | 969244.217 | 963519.103 | 965908.679 | 973425.527 | 987410.427 | 1006929.375 | 1035510.051 | 1073839.728 | 1138004.063 | 1201133.871 | 1267155.944 | 1328373.33 | 1399164.102 | 1468630.654 | 1546794.884 | 1622840.387 | 1689285.462 | 1754171.569 | 1814410.615 | 1868584.689 | 1916790.032 | 1958064.728 | 1994561.371 | 2023501.017 | 2049195.001 | 2069918.356 | 2090652.101 | 2110281.507 | 2111615.343 | 2110513.52 | Sunderland | North Eastern
NPg Planning Scenario | Total Energy demand - Base + LCTs including all transport (MWh) | Wakefield | 1642064.062 | 1633787.478 | 1606173.778 | 1601321.531 | 1608522.895 | 1623807.656 | 1647835.278 | 1685669.448 | 1736308.338 | 1805502.273 | 1887844.198 | 2004381.581 | 2110116.293 | 2217351.522 | 2327055.486 | 2437976.283 | 2565507.74 | 2686366.513 | 2793208.163 | 2895923.469 | 2991414.729 | 3079209.722 | 3154863.84 | 3222221.534 | 3279550.024 | 3328248.314 | 3368224.253 | 3402204.358 | 3436501.179 | 3469401.079 | 3480671.707 | 3487867.99 | Wakefield | Leeds City Region
NPg Planning Scenario | Total Energy demand - Base + LCTs including all transport (MWh) | West Lindsey | 311264.502 | 310216.442 | 305613.375 | 305568.812 | 308610.431 | 312968.927 | 319090.967 | 326732.721 | 343701.626 | 361451.096 | 378332.401 | 389056.001 | 408387.138 | 424170.033 | 441948.687 | 459236.821 | 480907.221 | 501218.27 | 518141.565 | 535023.227 | 551582.198 | 564382.387 | 577079.93 | 587818.337 | 597410.736 | 605329.626 | 612660.174 | 618431.674 | 624347.737 | 629762.307 | 631766.09 | 632733.543 | West Lindsey | Greater Lincolnshire
NPg Planning Scenario | Total Energy demand - Base + LCTs including all transport (MWh) | York | 759840.324 | 755224.696 | 740379.052 | 737484.993 | 741256.616 | 748655.598 | 760397.756 | 775541.741 | 796507.045 | 824260.784 | 865129.02 | 908671.643 | 952507.753 | 993391.94 | 1039975.548 | 1086627.782 | 1140314.162 | 1191879.496 | 1236227.401 | 1279481.476 | 1319582.182 | 1355570.007 | 1387694.601 | 1415909.78 | 1441046.85 | 1461658.367 | 1480286.782 | 1496164.956 | 1511833.196 | 1526847.341 | 1528899.856 | 1528825.689 | York | Leeds City Region | York and North Yorkshire
NG FES - Steady Progression | Total Energy demand - Base + LCTs including all transport (MWh) | Barnsley | 963402.76 | 963291.441 | 966659.368 | 983977.144 | 993954.229 | 1002368.922 | 1010029.455 | 1016912.948 | 1026198.082 | 1038367.731 | 1053161.946 | 1071634.101 | 1092623.01 | 1115575.993 | 1140908.03 | 1168367.733 | 1197766.853 | 1232818.525 | 1268898.939 | 1306439.644 | 1344029.029 | 1379809.431 | 1413525.596 | 1442969.915 | 1469729.399 | 1493945.012 | 1514997.003 | 1531058.57 | 1544481.742 | 1557806.091 | 1571076.481 | 1584470.234 | Barnsley | Leeds City Region | Sheffield City Region
NG FES - Steady Progression | Total Energy demand - Base + LCTs including all transport (MWh) | Bassetlaw | 85286.436 | 85552.847 | 86186.034 | 87889.258 | 88924.131 | 89751.477 | 90538.148 | 91296.654 | 92279.698 | 93537.197 | 95048.83 | 96886.109 | 98858.281 | 101008.53 | 103382.96 | 105968.882 | 108743.257 | 111966.201 | 115296.615 | 118764.799 | 122217.079 | 125468.457 | 128513.47 | 131183.229 | 133584.928 | 135726.407 | 137538.318 | 138802.47 | 139873.331 | 140934.277 | 141986.755 | 143048.883 | Bassetlaw | Derby, Derbyshire, Nottingham and Nottinghamshire | Sheffield City Region
NG FES - Steady Progression | Total Energy demand - Base + LCTs including all transport (MWh) | Bradford | 1909023.359 | 1899425.54 | 1895107.602 | 1919481.756 | 1929289.957 | 1936122.127 | 1941189.605 | 1943449.94 | 1950080.195 | 1961965.379 | 1978801.357 | 2002686.031 | 2032574.14 | 2065839.291 | 2103587.662 | 2145387.904 | 2190983.971 | 2248954.851 | 2309148.935 | 2372194.48 | 2435814.795 | 2496822.502 | 2554144.936 | 2603174.071 | 2646922.852 | 2685161.919 | 2717436.717 | 2740484.451 | 2757854.588 | 2774564.997 | 2790812.172 | 2806985.806 | Bradford | Leeds City Region
NG FES - Steady Progression | Total Energy demand - Base + LCTs including all transport (MWh) | Calderdale | 876951.408 | 873207.579 | 871399.436 | 882414.875 | 886970.139 | 890231.73 | 892754.565 | 893898.008 | 897113.063 | 902746.249 | 910656.107 | 921767.139 | 935426.166 | 950602.224 | 967836.395 | 986960.845 | 1007853.833 | 1034373.534 | 1061981.724 | 1090944.874 | 1120233.736 | 1148315.438 | 1174881.936 | 1197877.209 | 1218603.251 | 1236976.112 | 1252762.499 | 1264368.203 | 1273661.488 | 1282817.054 | 1291883.618 | 1301010.633 | Calderdale | Leeds City Region
NG FES - Steady Progression | Total Energy demand - Base + LCTs including all transport (MWh) | County Durham | 1979999.196 | 1969147.463 | 1965814.927 | 1992703.353 | 2003602.824 | 2011032.303 | 2016510.77 | 2019569.707 | 2027687.167 | 2041935.866 | 2061279.4 | 2087962.422 | 2121167.853 | 2156715.242 | 2196698.366 | 2240662.439 | 2288279.801 | 2347315.269 | 2408758.887 | 2472920.964 | 2537104.098 | 2597808.974 | 2654252.542 | 2702608.223 | 2745647.478 | 2783200.155 | 2814646.024 | 2836020.554 | 2852481.968 | 2868374.765 | 2884008.078 | 2899706.338 | County Durham | North Eastern
NG FES - Steady Progression | Total Energy demand - Base + LCTs including all transport (MWh) | Craven | 199022.591 | 198207.668 | 198368.663 | 201314.988 | 202920.587 | 204317.233 | 205611.094 | 206801.459 | 208645.461 | 211171.507 | 214402.311 | 218510.011 | 223137.151 | 228275.316 | 234021.28 | 240347.254 | 247215.14 | 255363.929 | 263832.679 | 272689.126 | 281561.855 | 290082.723 | 297975.406 | 304844.276 | 310960.199 | 316298.692 | 320745.585 | 323788.955 | 326185.574 | 328445.943 | 330611.365 | 332743.613 | Craven | Leeds City Region | York and North Yorkshire
NG FES - Steady Progression | Total Energy demand - Base + LCTs including all transport (MWh) | Darlington | 402781.14 | 400301.222 | 399745.365 | 405705.482 | 408569.75 | 411031.198 | 413426.836 | 415625.072 | 419214.977 | 424534.085 | 431440.857 | 440455.889 | 451729.791 | 463626.751 | 477081.622 | 491945.813 | 508041.362 | 527668.743 | 548089.663 | 569319.943 | 590498.978 | 609799.459 | 627589.219 | 642961.246 | 656424.826 | 668018.68 | 677418.967 | 682560.92 | 686710.565 | 690805.347 | 694933.169 | 699167.193 | Darlington | Tees Valley
NG FES - Steady Progression | Total Energy demand - Base + LCTs including all transport (MWh) | Doncaster | 1310163.59 | 1307885.065 | 1312529.543 | 1334699.441 | 1347713.252 | 1358761.584 | 1368931.502 | 1378192.033 | 1390296.128 | 1406065.533 | 1425217.35 | 1449025.46 | 1475315.01 | 1503977.038 | 1535721.87 | 1570310.151 | 1607479.818 | 1652074.261 | 1698139.362 | 1746122.714 | 1794090.277 | 1839637.408 | 1882598.474 | 1920148.722 | 1954079.647 | 1984427.18 | 2010570.884 | 2029796.703 | 2045805.688 | 2061660.391 | 2077373.565 | 2093194.817 | Doncaster | Sheffield City Region
NG FES - Steady Progression | Total Energy demand - Base + LCTs including all transport (MWh) | East Lindsey | 207681.86 | 207764.846 | 208884.71 | 212611.885 | 214855.847 | 216701.849 | 218424.63 | 220208.473 | 222857.187 | 226310.056 | 230450.866 | 235437.853 | 240297.835 | 245618.555 | 251442.479 | 257763.072 | 264554.708 | 272312.112 | 280318.754 | 288680.71 | 297008.851 | 305119.29 | 312631.455 | 319223.998 | 325194.961 | 330541.451 | 334988.33 | 338298.276 | 341043.089 | 343671.075 | 346211.878 | 348722.455 | East Lindsey | Greater Lincolnshire
NG FES - Steady Progression | Total Energy demand - Base + LCTs including all transport (MWh) | East Riding of Yorkshire | 1491166.937 | 1489489.87 | 1494670.066 | 1521114.467 | 1536859.792 | 1550526.772 | 1563191.106 | 1575191.202 | 1591565.384 | 1612911.959 | 1638855.054 | 1670723.709 | 1705116.427 | 1742575.492 | 1783840.119 | 1828741.274 | 1876989.726 | 1933701.615 | 1992288.112 | 2053349.195 | 2114319.731 | 2172776.84 | 2227601.062 | 2275664.928 | 2319123.836 | 2357692.102 | 2390695.982 | 2415015.669 | 2435228.053 | 2454953.097 | 2474274.934 | 2493565.441 | East Riding of Yorkshire | Humber | York and North Yorkshire
NG FES - Steady Progression | Total Energy demand - Base + LCTs including all transport (MWh) | Gateshead | 818908.313 | 813390.688 | 811827.097 | 821264.165 | 824992.247 | 827430.771 | 829157.028 | 829732.103 | 831888.131 | 836083.396 | 841963.748 | 850337.867 | 860509.754 | 871375.782 | 883740 | 897427.219 | 912343.728 | 931455.999 | 951420.073 | 972320.62 | 993307.329 | 1013267.779 | 1031875.694 | 1047802.366 | 1061979.361 | 1074329.294 | 1084653.158 | 1091749.363 | 1097118.717 | 1102278.847 | 1107338.178 | 1112409.304 | Gateshead | North Eastern
NG FES - Steady Progression | Total Energy demand - Base + LCTs including all transport (MWh) | Hambleton | 439640.255 | 438972.242 | 441247.171 | 448824.641 | 453843.827 | 458420.02 | 462826.992 | 467341.083 | 473345.071 | 480932.192 | 489807.698 | 500384.664 | 511273.412 | 522835.119 | 535552.989 | 549401.306 | 564290.404 | 581378.724 | 599201.624 | 617793.511 | 636387.5 | 654389.124 | 671076.466 | 685821.446 | 699147.037 | 710999.539 | 721210.819 | 728738.561 | 735148.955 | 741287.515 | 747252.706 | 753161.836 | Hambleton | York and North Yorkshire
NG FES - Steady Progression | Total Energy demand - Base + LCTs including all transport (MWh) | Harrogate | 726221.438 | 725330.484 | 729003.082 | 742259.228 | 750792.576 | 758374.407 | 765538.675 | 772124.585 | 780643.291 | 791499.946 | 804390.668 | 819984.107 | 836990.588 | 854968.671 | 874856.795 | 896534.818 | 919844.704 | 947501.691 | 976397.313 | 1006547.854 | 1036802.644 | 1065947.109 | 1093363.662 | 1117823.352 | 1140062.773 | 1159858.644 | 1177097.425 | 1189996.693 | 1201165.021 | 1211975.912 | 1222574.539 | 1233136.21 | Harrogate | Leeds City Region | York and North Yorkshire
NG FES - Steady Progression | Total Energy demand - Base + LCTs including all transport (MWh) | Hartlepool | 416541.057 | 413927.538 | 413374.95 | 418385.2 | 420506.935 | 421980.833 | 423089.176 | 423759.614 | 425247.354 | 427822.44 | 431291.913 | 436031.505 | 441476.737 | 447327.905 | 453925.567 | 461183.413 | 469048.677 | 478910.413 | 489161.977 | 499879.656 | 510633.106 | 520885.332 | 530438.694 | 538591.161 | 545869.666 | 552226.753 | 557582.215 | 561375.094 | 564220.005 | 566953.099 | 569623.85 | 572296.868 | Hartlepool | Tees Valley
NG FES - Steady Progression | Total Energy demand - Base + LCTs including all transport (MWh) | High Peak | 27142.112 | 26979.357 | 26995.093 | 27269.429 | 27418.42 | 27544.301 | 27664.925 | 27787.026 | 28025.268 | 28355.834 | 28789.933 | 29327.767 | 29816.18 | 30366.073 | 30982.825 | 31668.971 | 32422.242 | 33291.038 | 34196.884 | 35151.163 | 36103.666 | 37045.114 | 37904.496 | 38647.206 | 39302.009 | 39862.056 | 40300.248 | 40585.194 | 40791.285 | 40969.905 | 41126.694 | 41271.805 | High Peak | Derby, Derbyshire, Nottingham and Nottinghamshire,
NG FES - Steady Progression | Total Energy demand - Base + LCTs including all transport (MWh) | Kingston upon Hull, City of | 1203413.305 | 1195520.781 | 1194226.023 | 1208257.731 | 1214339.172 | 1218612.474 | 1221898.72 | 1224129.063 | 1228445.849 | 1235461.143 | 1245036.632 | 1258258.794 | 1273259.893 | 1289958.87 | 1308912.589 | 1329921.736 | 1352860.607 | 1382166.091 | 1412561.202 | 1444438.683 | 1476541.568 | 1507444.806 | 1536512.632 | 1561283.58 | 1583413.121 | 1602755.005 | 1619136.777 | 1631042.49 | 1639897.722 | 1648452.257 | 1656760.186 | 1665030.706 | Kingston upon Hull, City of | Humber
NG FES - Steady Progression | Total Energy demand - Base + LCTs including all transport (MWh) | Kirklees | 1502331.476 | 1496387.592 | 1493203.848 | 1514310.699 | 1523131.24 | 1529551.328 | 1534618.571 | 1537766.896 | 1544769.344 | 1556484.685 | 1572590.129 | 1594942.264 | 1623139.994 | 1654433.332 | 1689824.834 | 1728947.505 | 1771523.384 | 1825043.632 | 1880595.829 | 1938688.945 | 1997088.332 | 2052614.753 | 2104768.666 | 2149594.423 | 2189579.162 | 2224582.504 | 2254109.732 | 2274666.47 | 2290552.895 | 2306031.464 | 2321207.285 | 2336399.976 | Kirklees | Leeds City Region
NG FES - Steady Progression | Total Energy demand - Base + LCTs including all transport (MWh) | Leeds | 3349565.499 | 3331905.207 | 3327228.255 | 3367125.347 | 3385237.583 | 3399279.145 | 3411238.619 | 3420307.381 | 3436468.716 | 3461530.321 | 3495231.755 | 3540817.132 | 3594072.339 | 3653430.534 | 3720905.478 | 3795757.511 | 3877359.854 | 3979171.023 | 4084923.142 | 4195519.334 | 4306348.817 | 4410824.974 | 4508496.918 | 4592262.002 | 4666373.324 | 4730612.684 | 4783927.159 | 4818592.978 | 4844894.538 | 4870408.798 | 4895333.676 | 4920294.681 | Leeds | Leeds City Region
NG FES - Steady Progression | Total Energy demand - Base + LCTs including all transport (MWh) | Middlesbrough | 473237.073 | 470758.053 | 469981.761 | 477120.541 | 480130.503 | 482223.19 | 483793.501 | 484649.56 | 486628.067 | 490053.373 | 494671.175 | 501076.676 | 509234.023 | 517942.67 | 527698.676 | 538365.987 | 549882.609 | 564381.614 | 579457.89 | 595185.21 | 610988.281 | 626090.768 | 640259.761 | 652515.335 | 663556.479 | 673305.901 | 681663.717 | 687820.455 | 692673.914 | 697372.303 | 701992.506 | 706615.407 | Middlesbrough | Tees Valley
NG FES - Steady Progression | Total Energy demand - Base + LCTs including all transport (MWh) | Newcastle upon Tyne | 1219501.425 | 1215683.207 | 1217070.45 | 1233706.333 | 1242732.325 | 1250084.196 | 1256582.575 | 1261485.041 | 1268650.591 | 1278722.108 | 1291155.664 | 1307026.555 | 1324517.785 | 1343020.337 | 1363521.729 | 1385826.716 | 1409894.908 | 1439234.971 | 1469746.913 | 1501551.979 | 1533601.629 | 1564848.103 | 1594416.939 | 1620548.24 | 1644479.67 | 1665824.393 | 1684713.991 | 1699697.981 | 1712200.427 | 1724353.944 | 1736299.378 | 1748226.503 | Newcastle upon Tyne | North Eastern
NG FES - Steady Progression | Total Energy demand - Base + LCTs including all transport (MWh) | North East Derbyshire | 45786.677 | 45813.88 | 45864.52 | 46788.085 | 47311.745 | 47778.625 | 48230.493 | 48704.709 | 49376.13 | 50284.093 | 51416.779 | 52835.611 | 54532.268 | 56389.977 | 58456.235 | 60717.675 | 63152.982 | 66126.837 | 69186.716 | 72365.384 | 75533.431 | 78491.02 | 81273.145 | 83682.311 | 85833.821 | 87726.416 | 89313.383 | 90377.071 | 91242.272 | 92103.206 | 92956.522 | 93817.388 | North East Derbyshire | Derby, Derbyshire, Nottingham and Nottinghamshire | Sheffield City Region
NG FES - Steady Progression | Total Energy demand - Base + LCTs including all transport (MWh) | North East Lincolnshire | 762794.877 | 757470.891 | 756984.411 | 765433.324 | 769332.199 | 772296.938 | 774770.622 | 776711.694 | 780074.954 | 785223.184 | 792031.218 | 801134.243 | 810937.486 | 821856.213 | 834258.559 | 848032.551 | 863062.756 | 882198.455 | 902009.812 | 922743.224 | 943535.869 | 963221.602 | 981674.862 | 997300.731 | 1011113.111 | 1023059.818 | 1032935.531 | 1039512.437 | 1044275.527 | 1048903.966 | 1053410.335 | 1057922.176 | North East Lincolnshire | Greater Lincolnshire | Humber
NG FES - Steady Progression | Total Energy demand - Base + LCTs including all transport (MWh) | North Lincolnshire | 882049.576 | 880086.838 | 883740.703 | 897412.153 | 906093.832 | 913835.644 | 921105.005 | 928134.122 | 937229.507 | 948698.072 | 962364.039 | 978878.124 | 995383.646 | 1013367.995 | 1033218.069 | 1054838.798 | 1078060.598 | 1105486.695 | 1133809.306 | 1163327.549 | 1192773.775 | 1220917.519 | 1247375.569 | 1270571.658 | 1291563.083 | 1310255.774 | 1326269.852 | 1338071.393 | 1347945.939 | 1357659.641 | 1367223.148 | 1376807.046 | North Lincolnshire | Greater Lincolnshire | Humber
NG FES - Steady Progression | Total Energy demand - Base + LCTs including all transport (MWh) | North Tyneside | 679496.011 | 678586.189 | 678848.269 | 691104.597 | 697180.282 | 701898.343 | 705877.648 | 708823.203 | 713426.24 | 720217.936 | 728861.709 | 740234.78 | 754429.661 | 769389.378 | 785946.287 | 803927.087 | 823199.331 | 846941.827 | 871593.214 | 897234.532 | 922928.68 | 947330.973 | 970385.981 | 990643.352 | 1009055.101 | 1025614.701 | 1040018.275 | 1050848.707 | 1059996.583 | 1069008.203 | 1077986.393 | 1087040.911 | North Tyneside | North Eastern
NG FES - Steady Progression | Total Energy demand - Base + LCTs including all transport (MWh) | Northumberland | 1284568.015 | 1281676.881 | 1285138.139 | 1307219.018 | 1319657.34 | 1330039.083 | 1339325.945 | 1347747.462 | 1360735.94 | 1378282.937 | 1399366.975 | 1425433.132 | 1453779.477 | 1483859.579 | 1516847.733 | 1552573.85 | 1590816.878 | 1635346.889 | 1681538.623 | 1729650.946 | 1777720.195 | 1823882.575 | 1866784.047 | 1904210.721 | 1938102.58 | 1968480.461 | 1994776.088 | 2014479.267 | 2031067.78 | 2047202.106 | 2063094.752 | 2078995.74 | Northumberland | North Eastern
NG FES - Steady Progression | Total Energy demand - Base + LCTs including all transport (MWh) | Pendle | 100330.697 | 99659.283 | 99644.75 | 100767.791 | 101302.355 | 101720.088 | 102074.756 | 102317.993 | 102782.132 | 103497.761 | 104449.845 | 105708.063 | 106982.607 | 108406.808 | 110030.286 | 111844.08 | 113838.35 | 116337.208 | 118948.947 | 121694.352 | 124436.393 | 127093.746 | 129596.658 | 131748.742 | 133653.996 | 135299.32 | 136641.139 | 137545.02 | 138211.261 | 138841.831 | 139432.407 | 140006.151 | Pendle | Lancashire
NG FES - Steady Progression | Total Energy demand - Base + LCTs including all transport (MWh) | Redcar and Cleveland | 403884.173 | 402878.901 | 403021.153 | 411176.888 | 415209.065 | 418395.688 | 421112.868 | 423110.085 | 426474.983 | 431465.136 | 437789.801 | 446050.391 | 456661.078 | 467850.144 | 480222.217 | 493644.447 | 508026.314 | 525527.321 | 543664.506 | 562518.077 | 581360.648 | 599249.61 | 616080.045 | 630790.031 | 644110.554 | 656004.549 | 666311.827 | 673961.907 | 680375.629 | 686666.36 | 692911.204 | 699195.159 | Redcar and Cleveland | Tees Valley
NG FES - Steady Progression | Total Energy demand - Base + LCTs including all transport (MWh) | Richmondshire | 247868.986 | 247320.503 | 248659.137 | 253106.263 | 256008.343 | 258624.303 | 261105.693 | 263549.698 | 267020.407 | 271418.931 | 276510.289 | 282551.715 | 288639.801 | 295125.819 | 302178.294 | 309790.311 | 317952.276 | 327079.93 | 336580.015 | 346503.29 | 356429.912 | 366181.49 | 375196.26 | 383157.71 | 390407.049 | 396870.176 | 402543.583 | 406980.44 | 410740.412 | 414330.944 | 417804.866 | 421230.938 | Richmondshire | York and North Yorkshire
NG FES - Steady Progression | Total Energy demand - Base + LCTs including all transport (MWh) | Rotherham | 1109349.472 | 1107031.309 | 1111140.039 | 1128925.386 | 1139775.483 | 1149197.082 | 1158000.462 | 1166530.051 | 1177338.832 | 1191054.969 | 1207602.962 | 1227950.039 | 1249853.431 | 1273788.629 | 1300272.28 | 1329113.92 | 1360069.12 | 1397325.035 | 1435704.987 | 1475666.321 | 1515660.656 | 1553624.279 | 1589433.061 | 1620682.677 | 1648995.863 | 1674331.971 | 1696358.957 | 1712820.96 | 1726515.984 | 1740128.505 | 1753670.868 | 1767344.559 | Rotherham | Sheffield City Region
NG FES - Steady Progression | Total Energy demand - Base + LCTs including all transport (MWh) | Ryedale | 298561.78 | 298472.862 | 300365.437 | 305786.264 | 309494.095 | 312883.126 | 316155.761 | 319414.587 | 323596.591 | 328794.081 | 334832.117 | 341975.152 | 349343.527 | 357194.035 | 365791.903 | 375110.967 | 385139.424 | 396612.734 | 408574.916 | 421049.228 | 433548.13 | 445745.203 | 457124.395 | 467275.561 | 476518.638 | 484894.716 | 492144.628 | 497717.329 | 502523.416 | 507140.851 | 511634.283 | 516088.082 | Ryedale | York and North Yorkshire
NG FES - Steady Progression | Total Energy demand - Base + LCTs including all transport (MWh) | Scarborough | 517570.35 | 514867.184 | 515010.266 | 522613.877 | 526276.681 | 529031.646 | 531307.021 | 532835.576 | 535753.828 | 540347.357 | 546330.291 | 554206.269 | 563622.953 | 573689.43 | 584989.235 | 597434.493 | 610991.319 | 627473.532 | 644764.304 | 662897.769 | 681156.034 | 699024.682 | 715676.11 | 730196.836 | 743234.395 | 754703.044 | 764411.323 | 771577.619 | 777257.413 | 782587.425 | 787677.704 | 792666.241 | Scarborough | York and North Yorkshire
NG FES - Steady Progression | Total Energy demand - Base + LCTs including all transport (MWh) | Selby | 458398.425 | 458410.112 | 460804.053 | 468504.004 | 473626.024 | 478303.144 | 482762.545 | 487347.527 | 493307.105 | 500707.505 | 509430.665 | 519777.86 | 529928.591 | 540984.969 | 553049.73 | 566085.099 | 580012.554 | 595880.171 | 612201.086 | 629192.52 | 646125.161 | 662380.526 | 677520.511 | 690839.989 | 702945.838 | 713931.89 | 723274.503 | 730319.104 | 736319.289 | 742185.324 | 747968.342 | 753767.901 | Selby | Leeds City Region | York and North Yorkshire
NG FES - Steady Progression | Total Energy demand - Base + LCTs including all transport (MWh) | Sheffield | 2060488.759 | 2050474.101 | 2047910.33 | 2072746.319 | 2083678.549 | 2091689.635 | 2098231.16 | 2102784.208 | 2111475.066 | 2125437.776 | 2144520.071 | 2170653.437 | 2201647.351 | 2236170.154 | 2275379.622 | 2318883.068 | 2366369.362 | 2426638.724 | 2489141.888 | 2554576.678 | 2620396.425 | 2683160.614 | 2742009.31 | 2792203.326 | 2836744.723 | 2875413.421 | 2907725.324 | 2929933.93 | 2946351.398 | 2962129.284 | 2977400.797 | 2992584.961 | Sheffield | Sheffield City Region
NG FES - Steady Progression | Total Energy demand - Base + LCTs including all transport (MWh) | South Tyneside | 401815.555 | 399997.239 | 398612.181 | 405376.917 | 407835.103 | 409311.92 | 410241.477 | 410326.297 | 411580.135 | 414326.368 | 418309.935 | 424149.62 | 432580.272 | 441533.686 | 451582.499 | 462592.081 | 474491.476 | 489575.881 | 505278.345 | 521672.668 | 538159.475 | 553865.159 | 568627.913 | 581447.405 | 593046.683 | 603374.988 | 612293.217 | 618918.874 | 624310.794 | 629618.18 | 634907.79 | 640246.896 | South Tyneside | North Eastern
NG FES - Steady Progression | Total Energy demand - Base + LCTs including all transport (MWh) | Stockton-on-Tees | 747850.043 | 746169.638 | 747983.837 | 760594.235 | 767760.042 | 773807.209 | 779276.868 | 784253.494 | 790884.164 | 799708.603 | 810428.103 | 823805.95 | 838883.011 | 854797.18 | 872375.627 | 891439.561 | 911859.313 | 936480.018 | 962003.283 | 988550.861 | 1015132.235 | 1040350.295 | 1064100.116 | 1085023.627 | 1104089.547 | 1121174.608 | 1136174.426 | 1147492.107 | 1157166.607 | 1166749.088 | 1176329.538 | 1186017.441 | Stockton-on-Tees | Tees Valley
NG FES - Steady Progression | Total Energy demand - Base + LCTs including all transport (MWh) | Sunderland | 999778.532 | 994253.097 | 992089.158 | 1006009.274 | 1011516.7 | 1015124.862 | 1017675.985 | 1018544.057 | 1021664.792 | 1027712.924 | 1036196.906 | 1048314.426 | 1064120.837 | 1080903.304 | 1099851.516 | 1120711.978 | 1143352.002 | 1172202.133 | 1202324.978 | 1233822.96 | 1265564.118 | 1295833.921 | 1324235.051 | 1348836.989 | 1370984.344 | 1390564.854 | 1407301.591 | 1419448.439 | 1429149.078 | 1438620.469 | 1448006.943 | 1457455.216 | Sunderland | North Eastern
NG FES - Steady Progression | Total Energy demand - Base + LCTs including all transport (MWh) | Wakefield | 1642357.034 | 1638760.75 | 1643569.998 | 1668927.019 | 1684020.973 | 1697088.09 | 1709142.358 | 1720192.127 | 1734642.778 | 1753227.872 | 1775846.336 | 1803918.969 | 1834079.337 | 1867089.658 | 1903687.26 | 1943515.341 | 1986282.111 | 2037492.747 | 2090339.433 | 2145402.711 | 2200591.836 | 2253180.804 | 2302756.079 | 2346116.504 | 2385439.414 | 2421016.787 | 2451808.859 | 2475053.459 | 2494497.173 | 2513730.087 | 2532843.256 | 2552126.044 | Wakefield | Leeds City Region
NG FES - Steady Progression | Total Energy demand - Base + LCTs including all transport (MWh) | West Lindsey | 311388.567 | 311517.696 | 313177.707 | 318698.462 | 322180.093 | 325219.806 | 328118.52 | 331050.656 | 335251.955 | 340635.754 | 347088.229 | 354827.515 | 362526.244 | 370956.159 | 380202.809 | 390236.675 | 400999.368 | 413323.708 | 426025.648 | 439262.262 | 452459.105 | 465152.034 | 476909.22 | 487226.51 | 496549.354 | 504839.454 | 511788.855 | 516835.709 | 521059.695 | 525135.021 | 529112.637 | 533072.216 | West Lindsey | Greater Lincolnshire
NG FES - Steady Progression | Total Energy demand - Base + LCTs including all transport (MWh) | York | 760220.243 | 756996.521 | 756378.061 | 766308.395 | 770821.752 | 774122.698 | 776827.655 | 778982.874 | 782939.612 | 789238.08 | 797541.071 | 808577.461 | 821698.972 | 835740.244 | 851571.727 | 869044.961 | 888054.156 | 911514.018 | 936008.729 | 961647.748 | 987434.301 | 1012176.532 | 1035136.337 | 1054964.94 | 1072657.932 | 1088118.522 | 1101087.601 | 1110145.271 | 1117130.09 | 1123765.222 | 1130189.834 | 1136564.652 | York | Leeds City Region | York and North Yorkshire
NG FES - System Transformation | Total Energy demand - Base + LCTs including all transport (MWh) | Barnsley | 963402.76 | 963291.441 | 953494.596 | 943162.313 | 935974.593 | 932833.518 | 933892.203 | 941644.19 | 952935.184 | 966834.005 | 983530.136 | 1003201.982 | 1031914.757 | 1061412.426 | 1095757.202 | 1133703.071 | 1173593.036 | 1216263.425 | 1260912.887 | 1302110.889 | 1338877.805 | 1371401.566 | 1403661.814 | 1427284.133 | 1443075.656 | 1456626.568 | 1469201.976 | 1483408.478 | 1493219.968 | 1502975.037 | 1511242.214 | 1518241.282 | Barnsley | Leeds City Region | Sheffield City Region
NG FES - System Transformation | Total Energy demand - Base + LCTs including all transport (MWh) | Bassetlaw | 85286.436 | 85552.847 | 85070.834 | 84583.153 | 84283.908 | 84163.73 | 84370.993 | 85145.787 | 86274.773 | 87656.28 | 89316.629 | 91268.07 | 94130.623 | 97091.095 | 100470.483 | 104193.641 | 108082.416 | 112271.661 | 116517.091 | 120374.376 | 123789.97 | 126727.701 | 129539.511 | 131561.468 | 132791.524 | 133788.719 | 134704.654 | 135750.677 | 136455.513 | 137242.789 | 137905.707 | 138470.503 | Bassetlaw | Derby, Derbyshire, Nottingham and Nottinghamshire | Sheffield City Region
NG FES - System Transformation | Total Energy demand - Base + LCTs including all transport (MWh) | Bradford | 1909023.359 | 1899425.54 | 1869878.946 | 1838300.717 | 1813389.553 | 1797706.021 | 1790587.045 | 1796735.952 | 1810116.847 | 1828413.756 | 1851975.851 | 1881214.286 | 1926721.697 | 1974364.779 | 2031452.025 | 2095415.577 | 2163694.452 | 2237783.479 | 2315665.114 | 2387599.641 | 2450663.006 | 2506182.717 | 2561058.707 | 2598669.532 | 2621416.247 | 2638313.206 | 2653185.507 | 2670850.249 | 2679100.729 | 2685351.389 | 2688888.639 | 2689806.809 | Bradford | Leeds City Region
NG FES - System Transformation | Total Energy demand - Base + LCTs including all transport (MWh) | Calderdale | 876951.408 | 873207.579 | 860081.349 | 846077.282 | 835069.389 | 828178.195 | 825174.04 | 828087.055 | 834364.901 | 842963.519 | 854065.483 | 867878.239 | 889245.008 | 911828.64 | 938788.35 | 969026.762 | 1001325.343 | 1036339.839 | 1073243.081 | 1107746.568 | 1138484.442 | 1166024.897 | 1193275.733 | 1213005.684 | 1225909.385 | 1236249.416 | 1245574.669 | 1255853.817 | 1260567.586 | 1262306.451 | 1262496.975 | 1261284.119 | Calderdale | Leeds City Region
NG FES - System Transformation | Total Energy demand - Base + LCTs including all transport (MWh) | County Durham | 1979999.196 | 1969147.463 | 1938359.602 | 1905425.15 | 1879430.203 | 1862922.368 | 1855558.31 | 1863482.648 | 1877909.319 | 1897643.393 | 1922720.273 | 1953908.839 | 2002819.112 | 2052257.207 | 2110051.951 | 2174719.295 | 2242942.489 | 2315617.821 | 2393405.769 | 2464124.793 | 2527268.962 | 2581024.82 | 2633504.258 | 2669726.432 | 2690666.111 | 2706696.196 | 2720841.244 | 2738031.923 | 2746522.426 | 2754872.917 | 2760187.123 | 2762922.734 | County Durham | North Eastern
NG FES - System Transformation | Total Energy demand - Base + LCTs including all transport (MWh) | Craven | 199022.591 | 198207.668 | 195773.655 | 193244.707 | 191407.022 | 190513.357 | 190541.482 | 192043.65 | 194563.584 | 197755.317 | 201691 | 206471.012 | 213522.917 | 220854.191 | 229326.425 | 238764.903 | 248826.762 | 259775.163 | 270709.326 | 280578.099 | 289163.673 | 296442.072 | 303305.092 | 307952.223 | 310509.724 | 312189.476 | 313628.919 | 315369.091 | 316172.146 | 317050.118 | 317636.201 | 317974.819 | Craven | Leeds City Region | York and North Yorkshire
NG FES - System Transformation | Total Energy demand - Base + LCTs including all transport (MWh) | Darlington | 402781.14 | 400301.222 | 394246.923 | 387751.999 | 383088.002 | 380806.117 | 380913.303 | 384650.351 | 390302.834 | 397763.735 | 407155.992 | 418708.21 | 435184.519 | 452364.967 | 472195.33 | 494153.099 | 516706.494 | 540035.729 | 564070.935 | 585913.176 | 605223.832 | 621321.595 | 636011.912 | 646406.791 | 650942.457 | 654151.831 | 656813.485 | 659895.3 | 661006.18 | 662703.9 | 663654.502 | 663970.339 | Darlington | Tees Valley
NG FES - System Transformation | Total Energy demand - Base + LCTs including all transport (MWh) | Doncaster | 1310163.59 | 1307885.065 | 1295424.205 | 1282412.252 | 1273324.978 | 1269256.251 | 1270486.828 | 1280231.535 | 1294628.583 | 1312431.989 | 1333945.73 | 1359322.331 | 1396843.73 | 1435774.777 | 1480855.724 | 1530583.104 | 1582781.991 | 1638846.394 | 1696572.716 | 1749503.112 | 1796515.706 | 1838044.784 | 1878739.972 | 1908251.814 | 1927282.245 | 1943077.829 | 1957750.2 | 1974437.554 | 1986009.437 | 1998180.058 | 2008228.423 | 2016475.07 | Doncaster | Sheffield City Region
NG FES - System Transformation | Total Energy demand - Base + LCTs including all transport (MWh) | East Lindsey | 207681.86 | 207764.846 | 206188.893 | 204518.966 | 203372.431 | 202845.251 | 203169.766 | 204911.484 | 207598.789 | 210900.059 | 214888.174 | 219656.395 | 226916.428 | 234319.804 | 242323.5 | 251242.442 | 260824.551 | 271087.868 | 281859.22 | 291484.488 | 299948.267 | 306875.956 | 313256.156 | 317801.166 | 320690.289 | 322821.517 | 324726.985 | 326930.64 | 328256.88 | 329603.166 | 330705.652 | 331625.589 | East Lindsey | Greater Lincolnshire
NG FES - System Transformation | Total Energy demand - Base + LCTs including all transport (MWh) | East Riding of Yorkshire | 1491166.937 | 1489489.87 | 1474794.079 | 1459472.734 | 1449081.828 | 1445188.62 | 1448006.796 | 1461630.685 | 1481797.449 | 1506331.759 | 1535696.056 | 1570182.364 | 1620644.583 | 1672459.018 | 1731031.088 | 1795736.792 | 1864194.102 | 1938425.511 | 2013915.478 | 2082380.935 | 2143011.724 | 2195405.285 | 2245945.058 | 2281961.506 | 2305002.81 | 2323064.712 | 2339815.017 | 2359123.846 | 2371870.692 | 2385208.803 | 2396106.52 | 2405015.283 | East Riding of Yorkshire | Humber | York and North Yorkshire
NG FES - System Transformation | Total Energy demand - Base + LCTs including all transport (MWh) | Gateshead | 818908.313 | 813390.688 | 801385.076 | 788454.518 | 778108.042 | 771151.7 | 767450.329 | 768999.941 | 772719.812 | 778186.531 | 785410.762 | 794641.759 | 810154.554 | 826112.961 | 844872.809 | 865940.735 | 888301.68 | 912150.756 | 938457.904 | 962415.803 | 984102.125 | 1002685.579 | 1021092.154 | 1033992.672 | 1041932.845 | 1048171.841 | 1053778.949 | 1060503.945 | 1064108.794 | 1067537.029 | 1069586.377 | 1070391.288 | Gateshead | North Eastern
NG FES - System Transformation | Total Energy demand - Base + LCTs including all transport (MWh) | Hambleton | 439640.255 | 438972.242 | 435694.167 | 432294.692 | 430178.24 | 429804.348 | 431215.559 | 435824.809 | 442154.945 | 449900.096 | 459116.522 | 470051.59 | 486150.302 | 501901.808 | 519958.156 | 539983.792 | 561285.834 | 584194.625 | 607263.943 | 628326.412 | 646942.601 | 663021.914 | 677813.855 | 688611.808 | 695568.71 | 700834.831 | 705682.326 | 711146.501 | 714778.761 | 718420.719 | 721307.357 | 723572.821 | Hambleton | York and North Yorkshire
NG FES - System Transformation | Total Energy demand - Base + LCTs including all transport (MWh) | Harrogate | 726221.438 | 725330.484 | 719720.179 | 713495.384 | 709602.32 | 708714.189 | 710839.086 | 718123.71 | 728047.167 | 740109.042 | 754394.821 | 771257.066 | 795687.553 | 820716.588 | 849258.362 | 880772.56 | 914051.279 | 949819.638 | 986283.62 | 1019683.221 | 1049846.199 | 1075999.182 | 1100760.543 | 1119189.161 | 1131328.763 | 1140839.132 | 1149766.103 | 1159712.763 | 1166666.189 | 1173784.174 | 1179865.555 | 1185062.471 | Harrogate | Leeds City Region | York and North Yorkshire
NG FES - System Transformation | Total Energy demand - Base + LCTs including all transport (MWh) | Hartlepool | 416541.057 | 413927.538 | 407966.01 | 401611.753 | 396531.231 | 393177.052 | 391472.798 | 392630.254 | 395009.194 | 398248.925 | 402357.149 | 407461.992 | 416026.1 | 424468.791 | 434305.355 | 445287.376 | 456914.223 | 469737.768 | 483168.2 | 495361.635 | 506342.865 | 515759.917 | 525222.97 | 531569.69 | 535442.443 | 538449.809 | 541131.878 | 544506.691 | 546238.98 | 547982.307 | 549176.962 | 549872.326 | Hartlepool | Tees Valley
NG FES - System Transformation | Total Energy demand - Base + LCTs including all transport (MWh) | High Peak | 27142.112 | 26979.357 | 26694.278 | 26400.448 | 26165.772 | 26014.221 | 25960.086 | 26069.487 | 26344.992 | 26698.536 | 27143.53 | 27699.061 | 28612.585 | 29534.567 | 30536.51 | 31662.586 | 32891.512 | 34286.072 | 35629.068 | 36802.867 | 37811.975 | 38611.489 | 39326.677 | 39760.127 | 39971.52 | 40047.774 | 40094.761 | 40182.078 | 40154.192 | 40129.786 | 40069.214 | 39979.454 | High Peak | Derby, Derbyshire, Nottingham and Nottinghamshire,
NG FES - System Transformation | Total Energy demand - Base + LCTs including all transport (MWh) | Kingston upon Hull, City of | 1203413.305 | 1195520.781 | 1179182.192 | 1161989.923 | 1148192.625 | 1139040.5 | 1134315.525 | 1136731.094 | 1142915.406 | 1151590.295 | 1162937.603 | 1177120.916 | 1200848.825 | 1225359.517 | 1254572.347 | 1287325.953 | 1322399.02 | 1360811.908 | 1401339.721 | 1438527.778 | 1471234.772 | 1500243.478 | 1529360.651 | 1549208.689 | 1561657.556 | 1571079.356 | 1579462.86 | 1589514.609 | 1594478.897 | 1598435.202 | 1600717.754 | 1601481.521 | Kingston upon Hull, City of | Humber
NG FES - System Transformation | Total Energy demand - Base + LCTs including all transport (MWh) | Kirklees | 1502331.476 | 1496387.592 | 1472696.679 | 1447464.073 | 1428002.488 | 1416453.404 | 1412352.374 | 1419763.034 | 1433407.785 | 1451612.227 | 1474727.69 | 1503109.417 | 1545428.401 | 1590073.267 | 1643016.944 | 1702169.459 | 1764890.056 | 1832236.259 | 1902454.98 | 1967027.541 | 2023614.436 | 2073327.905 | 2121791.646 | 2155524.977 | 2175269.31 | 2190036.342 | 2203020.742 | 2218087.304 | 2225024.792 | 2230310.145 | 2233011.872 | 2233397.939 | Kirklees | Leeds City Region
NG FES - System Transformation | Total Energy demand - Base + LCTs including all transport (MWh) | Leeds | 3349565.499 | 3331905.207 | 3285789.941 | 3237872.078 | 3200443.672 | 3177450.217 | 3168055.631 | 3179895.197 | 3203793.019 | 3236518.493 | 3278908.184 | 3331732.27 | 3413570.262 | 3499832.249 | 3601477.935 | 3714953.133 | 3834646.133 | 3963156.838 | 4094852.417 | 4214861.42 | 4319080.313 | 4409341.533 | 4495658.312 | 4554270.539 | 4584741.352 | 4605617.15 | 4623140.047 | 4644305.38 | 4651825.58 | 4658510.737 | 4660599.786 | 4658765.316 | Leeds | Leeds City Region
NG FES - System Transformation | Total Energy demand - Base + LCTs including all transport (MWh) | Middlesbrough | 473237.073 | 470758.053 | 463319.813 | 455215.45 | 448960.443 | 445163.114 | 443704.843 | 446016.406 | 449823.294 | 454831.122 | 461044.853 | 468640.224 | 480217.11 | 491873.019 | 505463.484 | 520637.365 | 536703.977 | 553862.975 | 572429.863 | 589346.029 | 604684.832 | 617843.405 | 630916.625 | 640098.936 | 645829.022 | 650358.02 | 654445.608 | 659322.434 | 662093.235 | 664873.354 | 666934.219 | 668327.875 | Middlesbrough | Tees Valley
NG FES - System Transformation | Total Energy demand - Base + LCTs including all transport (MWh) | Newcastle upon Tyne | 1219501.425 | 1215683.207 | 1202160.016 | 1187576.888 | 1176463.572 | 1169940.377 | 1167830.987 | 1173110.783 | 1181649.551 | 1192434.036 | 1205591.585 | 1221438.363 | 1246677.139 | 1271896.226 | 1300922.439 | 1333173.437 | 1367675.826 | 1405548.363 | 1445276.435 | 1481685.224 | 1514952.105 | 1544213.888 | 1573421.729 | 1594680.95 | 1609607.058 | 1621622.094 | 1632842.79 | 1645683.67 | 1653491.72 | 1659891.419 | 1664914.048 | 1668735.949 | Newcastle upon Tyne | North Eastern
NG FES - System Transformation | Total Energy demand - Base + LCTs including all transport (MWh) | North East Derbyshire | 45786.677 | 45813.88 | 45236.439 | 44658.468 | 44295.823 | 44229.042 | 44456.004 | 45150.582 | 46139.478 | 47361.58 | 48846.029 | 50613.524 | 53016.317 | 55548.976 | 58410.686 | 61574.009 | 64864.446 | 68338.345 | 71856.906 | 75049.53 | 77826.45 | 80207.272 | 82416.019 | 83949.306 | 84719.464 | 85265.932 | 85731.176 | 86285.637 | 86542.563 | 86856.952 | 87103.385 | 87302.941 | North East Derbyshire | Derby, Derbyshire, Nottingham and Nottinghamshire | Sheffield City Region
NG FES - System Transformation | Total Energy demand - Base + LCTs including all transport (MWh) | North East Lincolnshire | 762794.877 | 757470.891 | 747649.416 | 737379.517 | 729186.802 | 723807.998 | 721170.235 | 722894.919 | 727060.169 | 732912.187 | 740584.338 | 750171.364 | 766156.794 | 782788.27 | 802401.655 | 824284.33 | 847439.831 | 872556.089 | 898568.766 | 922338.147 | 943123.765 | 961330.787 | 979228.178 | 991357.036 | 998360.001 | 1003595.677 | 1008241.619 | 1013914.077 | 1016857.691 | 1019884.58 | 1021599.337 | 1022110.226 | North East Lincolnshire | Greater Lincolnshire | Humber
NG FES - System Transformation | Total Energy demand - Base + LCTs including all transport (MWh) | North Lincolnshire | 882049.576 | 880086.838 | 872847.098 | 865312.876 | 860108.163 | 857999.107 | 859048.592 | 865215.363 | 874500.629 | 885888.282 | 899596.112 | 915781.166 | 940541.697 | 966003.503 | 994703.045 | 1026364.939 | 1059755.428 | 1095895.407 | 1132625.406 | 1166026.126 | 1195720.589 | 1221547.801 | 1246475.557 | 1264576.098 | 1276423.327 | 1286036.786 | 1295040.155 | 1305279.343 | 1312389.274 | 1319815.191 | 1325773.692 | 1330515.926 | North Lincolnshire | Greater Lincolnshire | Humber
NG FES - System Transformation | Total Energy demand - Base + LCTs including all transport (MWh) | North Tyneside | 679496.011 | 678586.189 | 669163.231 | 658702.097 | 651077.372 | 647154.756 | 646769.956 | 652033.411 | 659504.416 | 668835.765 | 680011.35 | 693316.136 | 712508.279 | 732020.18 | 754454.433 | 779283.49 | 805260.918 | 832718.916 | 862287.93 | 889479.747 | 914350.301 | 935984.256 | 957395.57 | 973139.508 | 983438.26 | 992174.987 | 1000227.745 | 1009402.439 | 1015463.429 | 1021513.19 | 1026634.402 | 1030949.719 | North Tyneside | North Eastern
NG FES - System Transformation | Total Energy demand - Base + LCTs including all transport (MWh) | Northumberland | 1284568.015 | 1281676.881 | 1267782.909 | 1252629.047 | 1241745.601 | 1236627.314 | 1237258.927 | 1247685.586 | 1262813.342 | 1281619.95 | 1304234.111 | 1331094.822 | 1371209.293 | 1410050.466 | 1454769.345 | 1504416.264 | 1556942.777 | 1612738.342 | 1671612.107 | 1725660.745 | 1773763.541 | 1815550.716 | 1855010.794 | 1883741.241 | 1902753.42 | 1918266.815 | 1932521.47 | 1948772.169 | 1959317.504 | 1969482.494 | 1977833.5 | 1984712.393 | Northumberland | North Eastern
NG FES - System Transformation | Total Energy demand - Base + LCTs including all transport (MWh) | Pendle | 100330.697 | 99659.283 | 98400.751 | 97076.82 | 96016.348 | 95307.475 | 94958.279 | 95177.148 | 95766.314 | 96578.489 | 97633.805 | 98950.391 | 101170.964 | 103488.349 | 106167.704 | 109162.643 | 112381.3 | 115958.366 | 119495.608 | 122629.489 | 125335.246 | 127640.102 | 129813.185 | 131212.446 | 131950.102 | 132380.01 | 132730.635 | 133198.666 | 133334.945 | 133499.079 | 133548.381 | 133510.083 | Pendle | Lancashire
NG FES - System Transformation | Total Energy demand - Base + LCTs including all transport (MWh) | Redcar and Cleveland | 403884.173 | 402878.901 | 396953.949 | 390381.921 | 385710.15 | 383595.515 | 383940.544 | 388231.318 | 394242.603 | 401656.795 | 410482.567 | 420898.377 | 435494.737 | 450291.926 | 467298.568 | 486114.442 | 505844.125 | 526758.236 | 548955.012 | 569369.142 | 587953.763 | 604147.637 | 620040.658 | 631734.563 | 639463.254 | 646013.275 | 652139.962 | 659155.732 | 664045.649 | 669109.722 | 673083.028 | 676103.62 | Redcar and Cleveland | Tees Valley
NG FES - System Transformation | Total Energy demand - Base + LCTs including all transport (MWh) | Richmondshire | 247868.986 | 247320.503 | 245480.701 | 243543.701 | 242306.295 | 242061.079 | 242830.903 | 245398.341 | 248995.301 | 253313.911 | 258408.881 | 264382.777 | 273251.363 | 281623.762 | 291226.1 | 301874.239 | 313300.302 | 325699.003 | 338272.712 | 349789.586 | 359910.08 | 368739.181 | 376962.455 | 382947.043 | 387109.27 | 390314.536 | 393336.613 | 396791.723 | 399252.52 | 401755.602 | 403830.135 | 405543.521 | Richmondshire | York and North Yorkshire
NG FES - System Transformation | Total Energy demand - Base + LCTs including all transport (MWh) | Rotherham | 1109349.472 | 1107031.309 | 1097071.782 | 1086751.221 | 1079576.287 | 1076512.62 | 1077634.467 | 1085645.574 | 1097564.766 | 1112269.436 | 1130019.449 | 1151004.874 | 1182402.911 | 1214751.844 | 1252169.799 | 1293448.885 | 1336736.084 | 1383466.683 | 1431434.83 | 1475579.154 | 1514934.238 | 1549954.556 | 1584645.753 | 1609783.279 | 1626277.03 | 1640088.351 | 1652967.887 | 1667629.398 | 1677610.902 | 1687701.709 | 1696137.19 | 1703195.108 | Rotherham | Sheffield City Region
NG FES - System Transformation | Total Energy demand - Base + LCTs including all transport (MWh) | Ryedale | 298561.78 | 298472.862 | 296585.863 | 294625.486 | 293485.076 | 293460.503 | 294590.524 | 297852.376 | 302283.294 | 307602.828 | 313855.62 | 321207.23 | 331971.659 | 342638.585 | 354775.016 | 368184.179 | 382511.565 | 398148.491 | 413615.687 | 427723.523 | 440250.514 | 451113.548 | 461285.589 | 468717.179 | 473668.741 | 477535.749 | 481070.054 | 485053.601 | 487762.54 | 490396.969 | 492640.173 | 494579.173 | Ryedale | York and North Yorkshire
NG FES - System Transformation | Total Energy demand - Base + LCTs including all transport (MWh) | Scarborough | 517570.35 | 514867.184 | 508122.278 | 500790.529 | 495141.26 | 491754.449 | 490610.119 | 493471.996 | 498307.429 | 504543.92 | 512239.534 | 521606.289 | 536036.354 | 550794.84 | 567974.235 | 587199.361 | 607939.431 | 630751.799 | 654593.757 | 676162.596 | 695433.966 | 711952.567 | 727881.208 | 738870.595 | 745949.555 | 751084.464 | 755675.775 | 761189.965 | 764097.393 | 766752.328 | 768694.881 | 770017.369 | Scarborough | York and North Yorkshire
NG FES - System Transformation | Total Energy demand - Base + LCTs including all transport (MWh) | Selby | 458398.425 | 458410.112 | 455094.117 | 451744.782 | 449656.82 | 449223.625 | 450521.074 | 454660.165 | 460632.513 | 467806.164 | 476319.98 | 486292.694 | 501257.304 | 516386.134 | 533047.307 | 551413.031 | 570833.663 | 591855.575 | 613321.204 | 632829.891 | 650229.789 | 665042.743 | 679233.59 | 689613.59 | 696610.141 | 702494.613 | 707971.003 | 714205.979 | 718740.889 | 723524.527 | 727482.189 | 730740.337 | Selby | Leeds City Region | York and North Yorkshire
NG FES - System Transformation | Total Energy demand - Base + LCTs including all transport (MWh) | Sheffield | 2060488.759 | 2050474.101 | 2021975.384 | 1992177.132 | 1968594.514 | 1953499.354 | 1946607.636 | 1952818.632 | 1966447.42 | 1985164.944 | 2009423.286 | 2039623.985 | 2087427.524 | 2137334.328 | 2196896.614 | 2263525.63 | 2334361.225 | 2411378.305 | 2491131.526 | 2564084.576 | 2627616.436 | 2683181.591 | 2737604.117 | 2773975.629 | 2794364.82 | 2808603.366 | 2820768.988 | 2835826.413 | 2841944.448 | 2847345.925 | 2850235.1 | 2850847.064 | Sheffield | Sheffield City Region
NG FES - System Transformation | Total Energy demand - Base + LCTs including all transport (MWh) | South Tyneside | 401815.555 | 399997.239 | 392510.504 | 384221.28 | 377871.992 | 374060.419 | 372690.431 | 375213.996 | 379308.834 | 384698.866 | 391381.631 | 399545.343 | 411395.843 | 423634.773 | 437948.172 | 453976.355 | 470940.916 | 488962.95 | 508986.17 | 527428.1 | 544366.968 | 559127.464 | 573915.692 | 584721.108 | 591892.239 | 597902.115 | 603388.306 | 609600.849 | 612936.689 | 615337.49 | 616868.301 | 617640.768 | South Tyneside | North Eastern
NG FES - System Transformation | Total Energy demand - Base + LCTs including all transport (MWh) | Stockton-on-Tees | 747850.043 | 746169.638 | 738007.669 | 729117.984 | 722833.264 | 719982.118 | 720434.224 | 726390.109 | 734678.197 | 744879.789 | 757032.32 | 771432.936 | 792785.942 | 814166.364 | 838629.88 | 865637.021 | 893900.774 | 924098.496 | 955745.565 | 985032.242 | 1011819.587 | 1035385.237 | 1058739.833 | 1076191.763 | 1088041.734 | 1098210.347 | 1107769.096 | 1118489.035 | 1125690.694 | 1132395.766 | 1137818.054 | 1142147.812 | Stockton-on-Tees | Tees Valley
NG FES - System Transformation | Total Energy demand - Base + LCTs including all transport (MWh) | Sunderland | 999778.532 | 994253.097 | 978414.36 | 961083.055 | 947554.172 | 939016.474 | 935263.354 | 939127.145 | 946083.04 | 955578.572 | 967612.233 | 982560.491 | 1005727.923 | 1029678.715 | 1057711.28 | 1089115.815 | 1122405.897 | 1157800.477 | 1197219.94 | 1233408.406 | 1266542.323 | 1295263.364 | 1323834.067 | 1344549.618 | 1358101.091 | 1369232.369 | 1379376.746 | 1390975.01 | 1397284.664 | 1402316.255 | 1405552.231 | 1407143.91 | Sunderland | North Eastern
NG FES - System Transformation | Total Energy demand - Base + LCTs including all transport (MWh) | Wakefield | 1642357.034 | 1638760.75 | 1623048.592 | 1606564.852 | 1594781.16 | 1589329.924 | 1590036.665 | 1600636.667 | 1616868.169 | 1636964.284 | 1661242.328 | 1690017.793 | 1733424.218 | 1778084.404 | 1829695.344 | 1886665.456 | 1946571.172 | 2011423.071 | 2077984.147 | 2139426.995 | 2194246.465 | 2242887.679 | 2291014.983 | 2326056.743 | 2349384.435 | 2369274.297 | 2387706.358 | 2408655.02 | 2423302.996 | 2438101.932 | 2450375.938 | 2460434.334 | Wakefield | Leeds City Region
NG FES - System Transformation | Total Energy demand - Base + LCTs including all transport (MWh) | West Lindsey | 311388.567 | 311517.696 | 309189.896 | 306733.015 | 305129.357 | 304605.964 | 305385.63 | 308244.098 | 312547.614 | 317814.733 | 324161.55 | 331726.166 | 343035.449 | 354636.287 | 367340.414 | 381442.68 | 396436.295 | 412437.461 | 429074.925 | 444087.044 | 457322.346 | 468276.962 | 478430.409 | 485764.386 | 490359.821 | 493840.186 | 497015.219 | 500641.252 | 502940.773 | 505326.008 | 507317.158 | 508990.396 | West Lindsey | Greater Lincolnshire
NG FES - System Transformation | Total Energy demand - Base + LCTs including all transport (MWh) | York | 760220.243 | 756996.521 | 746502.044 | 735318.55 | 726652.208 | 721262.364 | 719100.063 | 722658.72 | 728859.044 | 737110.789 | 747507.468 | 760380.215 | 780506.259 | 800762.742 | 824406.924 | 850890.202 | 879126.468 | 909783.343 | 942029.904 | 971252.05 | 997349.604 | 1019562.267 | 1041049.925 | 1055747.702 | 1064441.833 | 1070713.623 | 1076170.71 | 1082823.077 | 1085707.944 | 1088224.875 | 1089688.794 | 1090209.982 | York | Leeds City Region | York and North Yorkshire
NG FES - Consumer Transformation | Total installed wind capacity (MW) | Barnsley | 27.498 | 27.693 | 27.749 | 27.824 | 27.902 | 28.285 | 28.993 | 30.077 | 31.533 | 33.383 | 35.343 | 37.424 | 40.102 | 43.197 | 46.49 | 49.987 | 53.703 | 57.651 | 61.849 | 66.221 | 70.698 | 75.232 | 79.77 | 84.254 | 88.693 | 93.054 | 97.367 | 101.659 | 105.971 | 111.781 | 114.393 | 117.298 | Barnsley | Leeds City Region | Sheffield City Region
NG FES - Consumer Transformation | Total installed wind capacity (MW) | Bassetlaw | 0.012 | 0.04 | 0.045 | 0.05 | 0.055 | 0.06 | 0.064 | 0.074 | 0.083 | 0.092 | 0.101 | 0.111 | 0.121 | 0.131 | 0.143 | 0.155 | 0.166 | 0.179 | 0.192 | 0.205 | 0.219 | 0.233 | 0.249 | 0.263 | 0.279 | 0.296 | 0.312 | 0.329 | 0.347 | 0.364 | 0.384 | 0.403 | Bassetlaw | Derby, Derbyshire, Nottingham and Nottinghamshire | Sheffield City Region
NG FES - Consumer Transformation | Total installed wind capacity (MW) | Bradford | 2.098 | 2.371 | 2.424 | 2.47 | 2.523 | 2.594 | 2.69 | 2.852 | 3.039 | 3.258 | 3.485 | 3.721 | 5.238 | 7.553 | 10.015 | 12.626 | 15.397 | 18.341 | 21.47 | 24.726 | 28.068 | 31.447 | 34.829 | 38.178 | 41.501 | 44.763 | 47.993 | 51.209 | 54.439 | 58.774 | 60.766 | 62.976 | Bradford | Leeds City Region
NG FES - Consumer Transformation | Total installed wind capacity (MW) | Calderdale | 44.976 | 45.21 | 45.249 | 45.287 | 45.328 | 45.369 | 45.408 | 45.486 | 45.567 | 45.646 | 45.729 | 45.808 | 46.341 | 47.15 | 48.006 | 48.915 | 49.879 | 50.902 | 51.989 | 53.117 | 54.275 | 55.448 | 56.631 | 57.797 | 58.956 | 60.102 | 61.24 | 62.377 | 63.517 | 65.022 | 65.764 | 66.581 | Calderdale | Leeds City Region
NG FES - Consumer Transformation | Total installed wind capacity (MW) | County Durham | 132.396 | 131.467 | 131.475 | 131.486 | 131.498 | 131.507 | 131.52 | 135.971 | 140.8 | 145.93 | 151.377 | 157.159 | 163.313 | 169.851 | 176.803 | 184.191 | 192.04 | 200.382 | 209.248 | 218.665 | 228.674 | 238.418 | 247.845 | 257.311 | 266.765 | 276.161 | 285.455 | 294.04 | 302.947 | 312.19 | 321.783 | 331.736 | County Durham | North Eastern
NG FES - Consumer Transformation | Total installed wind capacity (MW) | Craven | 0.368 | 1.125 | 1.254 | 1.383 | 1.513 | 1.641 | 1.771 | 2.02 | 2.269 | 2.519 | 2.768 | 3.017 | 3.293 | 3.58 | 3.879 | 4.191 | 4.515 | 4.851 | 5.202 | 5.564 | 5.937 | 6.324 | 6.722 | 7.134 | 7.559 | 7.996 | 8.444 | 8.906 | 9.381 | 9.866 | 10.366 | 10.877 | Craven | Leeds City Region | York and North Yorkshire
NG FES - Consumer Transformation | Total installed wind capacity (MW) | Darlington | 12.631 | 12.587 | 12.587 | 12.587 | 12.588 | 12.59 | 12.591 | 12.921 | 13.28 | 13.661 | 14.065 | 14.494 | 14.952 | 15.436 | 15.952 | 16.501 | 17.084 | 17.703 | 18.362 | 19.061 | 19.803 | 20.526 | 21.228 | 21.929 | 22.631 | 23.329 | 24.019 | 24.657 | 25.319 | 26.006 | 26.718 | 27.459 | Darlington | Tees Valley
NG FES - Consumer Transformation | Total installed wind capacity (MW) | Doncaster | 60.234 | 60.596 | 60.658 | 60.725 | 60.79 | 60.891 | 61.027 | 61.262 | 61.537 | 61.856 | 62.188 | 62.535 | 65.409 | 69.843 | 74.551 | 79.554 | 84.869 | 90.518 | 96.517 | 102.77 | 109.172 | 115.653 | 122.146 | 128.559 | 134.916 | 141.16 | 147.335 | 153.483 | 159.664 | 167.971 | 171.735 | 175.92 | Doncaster | Sheffield City Region
NG FES - Consumer Transformation | Total installed wind capacity (MW) | East Lindsey | 1.041 | 1.222 | 1.252 | 1.285 | 1.314 | 1.342 | 1.373 | 1.433 | 1.492 | 1.549 | 1.609 | 1.666 | 1.732 | 1.8 | 1.87 | 1.945 | 2.02 | 2.1 | 2.181 | 2.267 | 2.355 | 2.446 | 2.54 | 2.636 | 2.737 | 2.837 | 2.945 | 3.054 | 3.165 | 3.28 | 3.396 | 3.519 | East Lindsey | Greater Lincolnshire
NG FES - Consumer Transformation | Total installed wind capacity (MW) | East Riding of Yorkshire | 182.609 | 184.189 | 184.608 | 185.253 | 185.897 | 189.17 | 195.245 | 204.58 | 217.092 | 232.993 | 249.863 | 267.772 | 283.8 | 299.171 | 315.498 | 332.839 | 351.258 | 370.825 | 391.608 | 413.274 | 435.453 | 457.919 | 480.414 | 502.64 | 524.682 | 546.345 | 567.772 | 589.114 | 610.555 | 639.326 | 652.499 | 667.127 | East Riding of Yorkshire | Humber | York and North Yorkshire
NG FES - Consumer Transformation | Total installed wind capacity (MW) | Gateshead | 1.144 | 1.132 | 1.132 | 1.132 | 1.132 | 1.132 | 1.132 | 2.529 | 3.724 | 4.991 | 6.337 | 7.771 | 9.295 | 10.913 | 12.636 | 14.464 | 16.41 | 18.477 | 20.676 | 23.013 | 25.494 | 27.909 | 30.244 | 32.588 | 34.93 | 37.255 | 39.551 | 41.671 | 43.871 | 46.156 | 48.525 | 50.986 | Gateshead | North Eastern
NG FES - Consumer Transformation | Total installed wind capacity (MW) | Hambleton | 0.231 | 0.211 | 0.218 | 0.223 | 0.229 | 0.235 | 0.241 | 1.628 | 3.134 | 4.731 | 6.427 | 8.226 | 10.14 | 12.174 | 14.335 | 16.632 | 19.073 | 21.664 | 24.419 | 27.343 | 30.448 | 33.477 | 36.407 | 39.351 | 42.293 | 45.219 | 48.113 | 50.792 | 53.571 | 56.456 | 59.448 | 62.552 | Hambleton | York and North Yorkshire
NG FES - Consumer Transformation | Total installed wind capacity (MW) | Harrogate | 16.572 | 16.548 | 16.567 | 16.6 | 16.634 | 16.827 | 17.194 | 17.852 | 18.708 | 19.775 | 20.905 | 22.103 | 23.294 | 24.509 | 25.8 | 27.171 | 28.623 | 30.17 | 31.81 | 33.522 | 35.278 | 37.054 | 38.829 | 40.586 | 42.332 | 44.052 | 45.753 | 47.441 | 49.141 | 51.375 | 52.495 | 53.723 | Harrogate | Leeds City Region | York and North Yorkshire
NG FES - Consumer Transformation | Total installed wind capacity (MW) | Hartlepool | 8.027 | 7.993 | 7.994 | 7.994 | 7.994 | 7.994 | 7.994 | 8.16 | 8.34 | 8.53 | 8.732 | 8.95 | 9.178 | 9.42 | 9.679 | 9.954 | 10.245 | 10.555 | 10.884 | 11.235 | 11.607 | 11.969 | 12.319 | 12.67 | 13.022 | 13.372 | 13.718 | 14.037 | 14.368 | 14.712 | 15.07 | 15.441 | Hartlepool | Tees Valley
NG FES - Consumer Transformation | Total installed wind capacity (MW) | High Peak | 0 | 0.005 | 0.006 | 0.007 | 0.008 | 0.008 | 0.009 | 0.011 | 0.013 | 0.014 | 0.016 | 0.017 | 0.019 | 0.021 | 0.023 | 0.025 | 0.027 | 0.03 | 0.032 | 0.034 | 0.037 | 0.039 | 0.042 | 0.045 | 0.047 | 0.05 | 0.053 | 0.056 | 0.059 | 0.063 | 0.066 | 0.069 | High Peak | Derby, Derbyshire, Nottingham and Nottinghamshire,
NG FES - Consumer Transformation | Total installed wind capacity (MW) | Kingston upon Hull, City of | 29.581 | 29.728 | 29.761 | 29.805 | 29.851 | 30.036 | 30.365 | 30.876 | 31.556 | 32.412 | 33.319 | 34.281 | 35.4 | 36.642 | 37.956 | 39.354 | 40.839 | 42.417 | 44.091 | 45.84 | 47.625 | 49.436 | 51.25 | 53.045 | 54.82 | 56.568 | 58.298 | 60.022 | 61.753 | 64.075 | 65.142 | 66.327 | Kingston upon Hull, City of | Humber
NG FES - Consumer Transformation | Total installed wind capacity (MW) | Kirklees | 15.982 | 16.222 | 16.291 | 16.348 | 16.396 | 16.547 | 16.797 | 17.19 | 17.699 | 18.327 | 18.99 | 19.693 | 21.193 | 23.196 | 25.326 | 27.589 | 29.992 | 32.544 | 35.254 | 38.079 | 40.969 | 43.897 | 46.832 | 49.733 | 52.608 | 55.435 | 58.236 | 61.022 | 63.825 | 67.577 | 69.31 | 71.224 | Kirklees | Leeds City Region
NG FES - Consumer Transformation | Total installed wind capacity (MW) | Leeds | 12.653 | 12.966 | 13.797 | 14.307 | 14.824 | 18.51 | 25.579 | 36.303 | 50.86 | 69.498 | 89.312 | 110.365 | 121.478 | 127.052 | 132.985 | 139.286 | 145.981 | 153.091 | 160.652 | 168.534 | 176.596 | 184.763 | 192.936 | 201.006 | 209.003 | 216.857 | 224.622 | 232.345 | 240.111 | 250.577 | 255.268 | 260.484 | Leeds | Leeds City Region
NG FES - Consumer Transformation | Total installed wind capacity (MW) | Middlesbrough | 0.096 | 0.109 | 0.109 | 0.109 | 0.109 | 0.109 | 0.109 | 0.112 | 0.114 | 0.115 | 0.118 | 0.121 | 0.122 | 0.126 | 0.128 | 0.131 | 0.134 | 0.136 | 0.139 | 0.142 | 0.145 | 0.148 | 0.151 | 0.155 | 0.158 | 0.163 | 0.166 | 0.17 | 0.173 | 0.178 | 0.182 | 0.185 | Middlesbrough | Tees Valley
NG FES - Consumer Transformation | Total installed wind capacity (MW) | Newcastle upon Tyne | 0.045 | 0.042 | 0.042 | 0.043 | 0.043 | 0.044 | 0.044 | 0.698 | 1.191 | 1.713 | 2.269 | 2.862 | 3.487 | 4.155 | 4.863 | 5.615 | 6.415 | 7.267 | 8.17 | 9.132 | 10.153 | 11.145 | 12.107 | 13.073 | 14.038 | 14.994 | 15.942 | 16.817 | 17.724 | 18.667 | 19.641 | 20.66 | Newcastle upon Tyne | North Eastern
NG FES - Consumer Transformation | Total installed wind capacity (MW) | North East Derbyshire | 0.009 | 0.022 | 0.024 | 0.026 | 0.028 | 0.03 | 0.032 | 0.036 | 0.04 | 0.044 | 0.048 | 0.052 | 0.056 | 0.061 | 0.066 | 0.071 | 0.076 | 0.082 | 0.087 | 0.092 | 0.099 | 0.105 | 0.112 | 0.118 | 0.124 | 0.131 | 0.139 | 0.146 | 0.154 | 0.161 | 0.169 | 0.178 | North East Derbyshire | Derby, Derbyshire, Nottingham and Nottinghamshire | Sheffield City Region
NG FES - Consumer Transformation | Total installed wind capacity (MW) | North East Lincolnshire | 59.18 | 59.308 | 59.328 | 59.348 | 59.369 | 59.391 | 59.412 | 59.453 | 59.495 | 59.536 | 59.576 | 59.617 | 60.557 | 62.054 | 63.642 | 65.332 | 67.125 | 69.029 | 71.055 | 73.162 | 75.319 | 77.51 | 79.699 | 81.862 | 84.006 | 86.114 | 88.197 | 90.272 | 92.356 | 95.161 | 96.432 | 97.845 | North East Lincolnshire | Greater Lincolnshire | Humber
NG FES - Consumer Transformation | Total installed wind capacity (MW) | North Lincolnshire | 108.589 | 109.145 | 109.242 | 109.336 | 109.428 | 109.523 | 109.617 | 109.8 | 109.984 | 110.165 | 110.347 | 110.53 | 112.925 | 116.68 | 120.668 | 124.901 | 129.399 | 134.171 | 139.239 | 144.522 | 149.931 | 155.411 | 160.903 | 166.332 | 171.721 | 177.023 | 182.269 | 187.501 | 192.759 | 199.78 | 203.054 | 206.682 | North Lincolnshire | Greater Lincolnshire | Humber
NG FES - Consumer Transformation | Total installed wind capacity (MW) | North Tyneside | 0.03 | 0.028 | 0.029 | 0.03 | 0.03 | 0.031 | 0.031 | 1.532 | 3.158 | 4.883 | 6.714 | 8.665 | 10.738 | 12.94 | 15.282 | 17.772 | 20.418 | 23.231 | 26.222 | 29.398 | 32.775 | 36.063 | 39.241 | 42.429 | 45.612 | 48.775 | 51.902 | 54.783 | 57.777 | 60.883 | 64.108 | 67.451 | North Tyneside | North Eastern
NG FES - Consumer Transformation | Total installed wind capacity (MW) | Northumberland | 223.995 | 223.845 | 223.867 | 223.887 | 223.911 | 223.935 | 223.956 | 240.837 | 259.149 | 278.605 | 299.28 | 321.248 | 344.61 | 369.446 | 395.842 | 423.901 | 453.72 | 485.417 | 519.101 | 554.902 | 592.95 | 629.966 | 665.78 | 701.718 | 737.614 | 773.289 | 808.55 | 841.096 | 874.869 | 909.921 | 946.301 | 984.06 | Northumberland | North Eastern
NG FES - Consumer Transformation | Total installed wind capacity (MW) | Pendle | 0.058 | 0.088 | 0.093 | 0.098 | 0.103 | 0.108 | 0.113 | 0.122 | 0.133 | 0.143 | 0.152 | 0.162 | 0.173 | 0.184 | 0.196 | 0.208 | 0.22 | 0.233 | 0.248 | 0.261 | 0.276 | 0.291 | 0.306 | 0.322 | 0.34 | 0.356 | 0.374 | 0.392 | 0.41 | 0.43 | 0.449 | 0.469 | Pendle | Lancashire
NG FES - Consumer Transformation | Total installed wind capacity (MW) | Redcar and Cleveland | 2.125 | 1.805 | 1.807 | 1.808 | 1.809 | 1.811 | 1.811 | 3.019 | 4.332 | 5.728 | 7.21 | 8.786 | 10.463 | 12.243 | 14.137 | 16.15 | 18.289 | 20.562 | 22.979 | 25.549 | 28.279 | 30.934 | 33.504 | 36.083 | 38.657 | 41.215 | 43.744 | 46.079 | 48.5 | 51.014 | 53.623 | 56.33 | Redcar and Cleveland | Tees Valley
NG FES - Consumer Transformation | Total installed wind capacity (MW) | Richmondshire | 0.318 | 0.277 | 0.282 | 0.29 | 0.294 | 0.302 | 0.307 | 0.364 | 0.417 | 0.475 | 0.531 | 0.587 | 0.647 | 0.711 | 0.781 | 0.85 | 0.922 | 0.998 | 1.076 | 1.158 | 1.24 | 1.329 | 1.418 | 1.51 | 1.606 | 1.704 | 1.805 | 1.908 | 2.014 | 2.123 | 2.235 | 2.35 | Richmondshire | York and North Yorkshire
NG FES - Consumer Transformation | Total installed wind capacity (MW) | Rotherham | 4.996 | 5.167 | 5.216 | 5.284 | 5.354 | 5.691 | 6.32 | 7.283 | 8.577 | 10.216 | 11.958 | 13.806 | 15.826 | 18.002 | 20.317 | 22.772 | 25.383 | 28.158 | 31.105 | 34.176 | 37.321 | 40.503 | 43.695 | 46.841 | 49.962 | 53.03 | 56.064 | 59.083 | 62.114 | 66.197 | 68.047 | 70.098 | Rotherham | Sheffield City Region
NG FES - Consumer Transformation | Total installed wind capacity (MW) | Ryedale | 2.211 | 1.978 | 2.001 | 2.04 | 2.081 | 2.322 | 2.779 | 5.983 | 9.652 | 13.75 | 18.102 | 22.724 | 27.334 | 32.065 | 37.091 | 42.435 | 48.112 | 54.145 | 60.556 | 67.342 | 74.494 | 81.513 | 88.358 | 95.202 | 102.028 | 108.794 | 115.485 | 121.767 | 128.238 | 135.402 | 141.692 | 148.284 | Ryedale | York and North Yorkshire
NG FES - Consumer Transformation | Total installed wind capacity (MW) | Scarborough | 1.335 | 1.214 | 1.256 | 1.342 | 1.43 | 2.039 | 3.205 | 6.088 | 9.7 | 14.06 | 18.692 | 23.612 | 28.053 | 32.332 | 36.879 | 41.714 | 46.853 | 52.311 | 58.113 | 64.206 | 70.537 | 76.844 | 83.078 | 89.273 | 95.424 | 101.493 | 107.49 | 113.292 | 119.19 | 126.468 | 131.062 | 136.001 | Scarborough | York and North Yorkshire
NG FES - Consumer Transformation | Total installed wind capacity (MW) | Selby | 34.002 | 34.365 | 34.446 | 34.559 | 34.667 | 35.111 | 35.914 | 37.181 | 38.859 | 40.967 | 43.198 | 45.566 | 49.524 | 54.525 | 59.838 | 65.487 | 71.485 | 77.857 | 84.628 | 91.688 | 98.916 | 106.233 | 113.559 | 120.794 | 127.964 | 135.012 | 141.976 | 148.906 | 155.871 | 165.226 | 169.491 | 174.227 | Selby | Leeds City Region | York and North Yorkshire
NG FES - Consumer Transformation | Total installed wind capacity (MW) | Sheffield | 0.076 | 0.273 | 0.318 | 0.365 | 0.419 | 0.588 | 0.879 | 1.336 | 1.932 | 2.681 | 3.475 | 4.31 | 6.337 | 9.111 | 12.068 | 15.202 | 18.535 | 22.073 | 25.835 | 29.754 | 33.768 | 37.832 | 41.9 | 45.917 | 49.905 | 53.818 | 57.683 | 61.536 | 65.403 | 70.614 | 72.963 | 75.576 | Sheffield | Sheffield City Region
NG FES - Consumer Transformation | Total installed wind capacity (MW) | South Tyneside | 0.012 | 0.012 | 0.012 | 0.012 | 0.012 | 0.012 | 0.012 | 0.612 | 1.149 | 1.716 | 2.318 | 2.96 | 3.641 | 4.368 | 5.138 | 5.958 | 6.826 | 7.754 | 8.736 | 9.784 | 10.896 | 11.975 | 13.024 | 14.071 | 15.121 | 16.161 | 17.19 | 18.14 | 19.124 | 20.145 | 21.206 | 22.306 | South Tyneside | North Eastern
NG FES - Consumer Transformation | Total installed wind capacity (MW) | Stockton-on-Tees | 41.548 | 41.537 | 41.538 | 41.538 | 41.539 | 41.54 | 41.541 | 41.85 | 42.183 | 42.537 | 42.915 | 43.316 | 43.741 | 44.194 | 44.674 | 45.185 | 45.731 | 46.306 | 46.918 | 47.57 | 48.263 | 48.936 | 49.588 | 50.243 | 50.896 | 51.548 | 52.19 | 52.784 | 53.4 | 54.04 | 54.707 | 55.394 | Stockton-on-Tees | Tees Valley
NG FES - Consumer Transformation | Total installed wind capacity (MW) | Sunderland | 6.09 | 6.086 | 6.088 | 6.088 | 6.09 | 6.09 | 6.091 | 7.302 | 8.46 | 9.693 | 10.998 | 12.389 | 13.868 | 15.439 | 17.11 | 18.885 | 20.771 | 22.779 | 24.91 | 27.176 | 29.585 | 31.929 | 34.195 | 36.47 | 38.738 | 40.997 | 43.226 | 45.283 | 47.419 | 49.636 | 51.936 | 54.323 | Sunderland | North Eastern
NG FES - Consumer Transformation | Total installed wind capacity (MW) | Wakefield | 2.482 | 2.709 | 2.971 | 3.163 | 3.352 | 4.599 | 6.965 | 10.566 | 15.438 | 21.669 | 28.283 | 35.316 | 40.235 | 44.055 | 48.114 | 52.43 | 57.01 | 61.88 | 67.056 | 72.449 | 77.971 | 83.562 | 89.157 | 94.683 | 100.158 | 105.539 | 110.853 | 116.145 | 121.458 | 128.624 | 131.839 | 135.419 | Wakefield | Leeds City Region
NG FES - Consumer Transformation | Total installed wind capacity (MW) | West Lindsey | 2.51 | 2.686 | 2.714 | 2.743 | 2.773 | 2.802 | 2.831 | 2.887 | 2.943 | 2.999 | 3.056 | 3.11 | 5.889 | 10.346 | 15.083 | 20.112 | 25.46 | 31.145 | 37.183 | 43.48 | 49.924 | 56.45 | 62.978 | 69.425 | 75.806 | 82.078 | 88.27 | 94.433 | 100.623 | 108.988 | 112.706 | 116.85 | West Lindsey | Greater Lincolnshire
NG FES - Consumer Transformation | Total installed wind capacity (MW) | York | 5.133 | 5.12 | 5.122 | 5.122 | 5.123 | 5.127 | 5.128 | 6.036 | 7.021 | 8.071 | 9.183 | 10.37 | 11.627 | 12.967 | 14.388 | 15.9 | 17.508 | 19.213 | 21.029 | 22.955 | 25.004 | 26.999 | 28.93 | 30.864 | 32.798 | 34.721 | 36.621 | 38.375 | 40.197 | 42.085 | 44.048 | 46.086 | York | Leeds City Region | York and North Yorkshire
NG FES - Leading the Way | Total installed wind capacity (MW) | Barnsley | 27.498 | 27.693 | 27.72 | 27.767 | 27.82 | 27.868 | 27.918 | 29.018 | 30.197 | 31.443 | 32.758 | 34.181 | 35.682 | 37.268 | 39.232 | 41.552 | 44 | 46.585 | 49.31 | 52.186 | 55.223 | 58.424 | 61.536 | 64.667 | 67.803 | 70.924 | 74.021 | 76.912 | 79.908 | 83.01 | 86.227 | 89.564 | Barnsley | Leeds City Region | Sheffield City Region
NG FES - Leading the Way | Total installed wind capacity (MW) | Bassetlaw | 0.012 | 0.04 | 0.042 | 0.046 | 0.05 | 0.052 | 0.055 | 0.059 | 0.063 | 0.067 | 0.071 | 0.076 | 0.081 | 0.088 | 0.095 | 0.102 | 0.109 | 0.116 | 0.125 | 0.134 | 0.143 | 0.152 | 0.163 | 0.174 | 0.185 | 0.196 | 0.209 | 0.222 | 0.234 | 0.248 | 0.262 | 0.276 | Bassetlaw | Derby, Derbyshire, Nottingham and Nottinghamshire | Sheffield City Region
NG FES - Leading the Way | Total installed wind capacity (MW) | Bradford | 2.098 | 2.371 | 2.408 | 2.436 | 2.468 | 2.501 | 2.535 | 2.643 | 2.763 | 2.89 | 3.028 | 3.176 | 3.337 | 3.508 | 4.487 | 6.216 | 8.042 | 9.968 | 12 | 14.147 | 16.404 | 18.794 | 21.115 | 23.451 | 25.794 | 28.13 | 30.45 | 32.624 | 34.874 | 37.2 | 39.615 | 42.117 | Bradford | Leeds City Region
NG FES - Leading the Way | Total installed wind capacity (MW) | Calderdale | 44.976 | 45.21 | 45.234 | 45.261 | 45.285 | 45.312 | 45.337 | 45.365 | 45.398 | 45.434 | 45.477 | 45.524 | 45.573 | 45.626 | 45.962 | 46.56 | 47.193 | 47.861 | 48.566 | 49.311 | 50.093 | 50.918 | 51.726 | 52.542 | 53.363 | 54.184 | 55.002 | 55.771 | 56.571 | 57.396 | 58.25 | 59.141 | Calderdale | Leeds City Region
NG FES - Leading the Way | Total installed wind capacity (MW) | County Durham | 132.396 | 131.467 | 131.474 | 131.478 | 131.486 | 131.493 | 131.501 | 134.494 | 137.8 | 141.286 | 144.965 | 148.949 | 153.146 | 157.574 | 162.248 | 167.172 | 172.371 | 177.848 | 183.633 | 189.732 | 196.169 | 202.961 | 209.556 | 216.19 | 222.831 | 229.444 | 236.002 | 242.116 | 248.45 | 255.013 | 261.818 | 268.872 | County Durham | North Eastern
NG FES - Leading the Way | Total installed wind capacity (MW) | Craven | 0.368 | 1.125 | 1.209 | 1.292 | 1.374 | 1.458 | 1.54 | 1.627 | 1.727 | 1.839 | 1.965 | 2.101 | 2.251 | 2.412 | 2.588 | 2.775 | 2.975 | 3.187 | 3.411 | 3.648 | 3.897 | 4.159 | 4.433 | 4.721 | 5.02 | 5.332 | 5.657 | 5.994 | 6.344 | 6.705 | 7.079 | 7.465 | Craven | Leeds City Region | York and North Yorkshire
NG FES - Leading the Way | Total installed wind capacity (MW) | Darlington | 12.631 | 12.587 | 12.587 | 12.587 | 12.587 | 12.588 | 12.588 | 12.809 | 13.056 | 13.314 | 13.586 | 13.883 | 14.194 | 14.522 | 14.87 | 15.236 | 15.622 | 16.026 | 16.456 | 16.91 | 17.387 | 17.893 | 18.382 | 18.874 | 19.367 | 19.858 | 20.347 | 20.8 | 21.271 | 21.758 | 22.264 | 22.788 | Darlington | Tees Valley
NG FES - Leading the Way | Total installed wind capacity (MW) | Doncaster | 60.234 | 60.596 | 60.632 | 60.675 | 60.718 | 60.761 | 60.806 | 60.968 | 61.147 | 61.336 | 61.542 | 61.759 | 61.998 | 62.248 | 64.093 | 67.413 | 70.917 | 74.611 | 78.51 | 82.624 | 86.962 | 91.54 | 95.99 | 100.473 | 104.954 | 109.428 | 113.864 | 118.008 | 122.299 | 126.751 | 131.362 | 136.142 | Doncaster | Sheffield City Region
NG FES - Leading the Way | Total installed wind capacity (MW) | East Lindsey | 1.041 | 1.222 | 1.241 | 1.259 | 1.279 | 1.299 | 1.319 | 1.34 | 1.363 | 1.39 | 1.419 | 1.451 | 1.487 | 1.525 | 1.565 | 1.609 | 1.656 | 1.707 | 1.76 | 1.816 | 1.874 | 1.936 | 2 | 2.069 | 2.14 | 2.212 | 2.288 | 2.368 | 2.45 | 2.535 | 2.623 | 2.714 | East Lindsey | Greater Lincolnshire
NG FES - Leading the Way | Total installed wind capacity (MW) | East Riding of Yorkshire | 182.609 | 184.189 | 184.381 | 184.793 | 185.208 | 185.618 | 186.031 | 195.512 | 205.673 | 216.398 | 227.714 | 239.97 | 252.894 | 266.527 | 279.009 | 290.51 | 302.64 | 315.442 | 328.946 | 343.194 | 358.222 | 374.076 | 389.51 | 405.034 | 420.587 | 436.098 | 451.497 | 465.884 | 480.797 | 496.249 | 512.27 | 528.865 | East Riding of Yorkshire | Humber | York and North Yorkshire
NG FES - Leading the Way | Total installed wind capacity (MW) | Gateshead | 1.144 | 1.132 | 1.132 | 1.132 | 1.132 | 1.132 | 1.132 | 2.173 | 2.997 | 3.861 | 4.776 | 5.765 | 6.807 | 7.905 | 9.062 | 10.286 | 11.573 | 12.933 | 14.367 | 15.881 | 17.475 | 19.159 | 20.795 | 22.437 | 24.08 | 25.718 | 27.339 | 28.848 | 30.411 | 32.032 | 33.711 | 35.453 | Gateshead | North Eastern
NG FES - Leading the Way | Total installed wind capacity (MW) | Hambleton | 0.231 | 0.211 | 0.214 | 0.22 | 0.223 | 0.225 | 0.229 | 1.154 | 2.176 | 3.258 | 4.398 | 5.632 | 6.934 | 8.31 | 9.76 | 11.288 | 12.904 | 14.605 | 16.401 | 18.295 | 20.294 | 22.402 | 24.454 | 26.517 | 28.583 | 30.64 | 32.687 | 34.594 | 36.572 | 38.621 | 40.747 | 42.949 | Hambleton | York and North Yorkshire
NG FES - Leading the Way | Total installed wind capacity (MW) | Harrogate | 16.572 | 16.548 | 16.554 | 16.576 | 16.598 | 16.618 | 16.641 | 17.268 | 17.943 | 18.658 | 19.412 | 20.226 | 21.086 | 21.997 | 22.904 | 23.809 | 24.764 | 25.776 | 26.841 | 27.967 | 29.152 | 30.404 | 31.623 | 32.85 | 34.081 | 35.309 | 36.531 | 37.679 | 38.864 | 40.093 | 41.368 | 42.69 | Harrogate | Leeds City Region | York and North Yorkshire
NG FES - Leading the Way | Total installed wind capacity (MW) | Hartlepool | 8.027 | 7.993 | 7.994 | 7.994 | 7.994 | 7.994 | 7.994 | 8.105 | 8.229 | 8.356 | 8.494 | 8.641 | 8.797 | 8.961 | 9.135 | 9.32 | 9.511 | 9.715 | 9.929 | 10.158 | 10.396 | 10.648 | 10.894 | 11.14 | 11.387 | 11.634 | 11.879 | 12.105 | 12.34 | 12.585 | 12.838 | 13.101 | Hartlepool | Tees Valley
NG FES - Leading the Way | Total installed wind capacity (MW) | High Peak | 0 | 0.005 | 0.006 | 0.006 | 0.007 | 0.007 | 0.008 | 0.008 | 0.009 | 0.01 | 0.011 | 0.011 | 0.012 | 0.013 | 0.015 | 0.016 | 0.017 | 0.019 | 0.02 | 0.022 | 0.023 | 0.025 | 0.027 | 0.029 | 0.031 | 0.033 | 0.035 | 0.037 | 0.039 | 0.042 | 0.044 | 0.047 | High Peak | Derby, Derbyshire, Nottingham and Nottinghamshire,
NG FES - Leading the Way | Total installed wind capacity (MW) | Kingston upon Hull, City of | 29.581 | 29.728 | 29.746 | 29.773 | 29.8 | 29.832 | 29.862 | 30.367 | 30.909 | 31.482 | 32.086 | 32.746 | 33.437 | 34.167 | 34.996 | 35.922 | 36.899 | 37.933 | 39.02 | 40.17 | 41.378 | 42.657 | 43.902 | 45.153 | 46.408 | 47.661 | 48.905 | 50.065 | 51.27 | 52.517 | 53.813 | 55.152 | Kingston upon Hull, City of | Humber
NG FES - Leading the Way | Total installed wind capacity (MW) | Kirklees | 15.982 | 16.222 | 16.271 | 16.306 | 16.343 | 16.377 | 16.414 | 16.77 | 17.158 | 17.57 | 18.005 | 18.48 | 18.977 | 19.503 | 20.533 | 22.035 | 23.615 | 25.286 | 27.042 | 28.904 | 30.863 | 32.929 | 34.939 | 36.966 | 38.999 | 41.02 | 43.035 | 44.913 | 46.863 | 48.884 | 50.977 | 53.147 | Kirklees | Leeds City Region
NG FES - Leading the Way | Total installed wind capacity (MW) | Leeds | 12.653 | 12.966 | 13.611 | 13.941 | 14.27 | 14.601 | 14.931 | 26.175 | 38.203 | 50.888 | 64.267 | 78.741 | 94.001 | 110.088 | 119.946 | 124.13 | 128.539 | 133.199 | 138.109 | 143.293 | 148.759 | 154.53 | 160.135 | 165.772 | 171.418 | 177.037 | 182.615 | 187.819 | 193.21 | 198.791 | 204.579 | 210.578 | Leeds | Leeds City Region
NG FES - Leading the Way | Total installed wind capacity (MW) | Middlesbrough | 0.096 | 0.109 | 0.109 | 0.109 | 0.109 | 0.109 | 0.109 | 0.109 | 0.11 | 0.112 | 0.114 | 0.114 | 0.115 | 0.116 | 0.118 | 0.12 | 0.121 | 0.122 | 0.126 | 0.128 | 0.129 | 0.132 | 0.134 | 0.136 | 0.139 | 0.142 | 0.144 | 0.147 | 0.15 | 0.152 | 0.156 | 0.16 | Middlesbrough | Tees Valley
NG FES - Leading the Way | Total installed wind capacity (MW) | Newcastle upon Tyne | 0.045 | 0.042 | 0.042 | 0.042 | 0.043 | 0.043 | 0.043 | 0.549 | 0.885 | 1.241 | 1.62 | 2.025 | 2.453 | 2.902 | 3.381 | 3.887 | 4.416 | 4.974 | 5.564 | 6.186 | 6.842 | 7.532 | 8.207 | 8.883 | 9.559 | 10.234 | 10.902 | 11.527 | 12.17 | 12.841 | 13.533 | 14.253 | Newcastle upon Tyne | North Eastern
NG FES - Leading the Way | Total installed wind capacity (MW) | North East Derbyshire | 0.009 | 0.022 | 0.023 | 0.024 | 0.026 | 0.027 | 0.028 | 0.03 | 0.031 | 0.033 | 0.035 | 0.038 | 0.04 | 0.042 | 0.046 | 0.048 | 0.051 | 0.054 | 0.058 | 0.062 | 0.066 | 0.07 | 0.075 | 0.08 | 0.084 | 0.089 | 0.094 | 0.1 | 0.105 | 0.111 | 0.117 | 0.123 | North East Derbyshire | Derby, Derbyshire, Nottingham and Nottinghamshire | Sheffield City Region
NG FES - Leading the Way | Total installed wind capacity (MW) | North East Lincolnshire | 59.18 | 59.308 | 59.319 | 59.333 | 59.348 | 59.36 | 59.373 | 59.39 | 59.404 | 59.424 | 59.443 | 59.466 | 59.491 | 59.518 | 60.112 | 61.232 | 62.415 | 63.658 | 64.977 | 66.362 | 67.827 | 69.372 | 70.872 | 72.383 | 73.896 | 75.405 | 76.902 | 78.299 | 79.748 | 81.25 | 82.807 | 84.417 | North East Lincolnshire | Greater Lincolnshire | Humber
NG FES - Leading the Way | Total installed wind capacity (MW) | North Lincolnshire | 108.589 | 109.145 | 109.208 | 109.268 | 109.328 | 109.389 | 109.452 | 109.514 | 109.587 | 109.669 | 109.761 | 109.861 | 109.971 | 110.09 | 111.598 | 114.403 | 117.361 | 120.483 | 123.776 | 127.248 | 130.915 | 134.779 | 138.547 | 142.337 | 146.141 | 149.938 | 153.707 | 157.24 | 160.9 | 164.695 | 168.626 | 172.701 | North Lincolnshire | Greater Lincolnshire | Humber
NG FES - Leading the Way | Total installed wind capacity (MW) | North Tyneside | 0.03 | 0.028 | 0.029 | 0.029 | 0.03 | 0.03 | 0.03 | 1.049 | 2.168 | 3.345 | 4.589 | 5.936 | 7.354 | 8.848 | 10.424 | 12.087 | 13.84 | 15.691 | 17.642 | 19.697 | 21.869 | 24.16 | 26.384 | 28.62 | 30.856 | 33.08 | 35.285 | 37.339 | 39.469 | 41.669 | 43.955 | 46.323 | North Tyneside | North Eastern
NG FES - Leading the Way | Total installed wind capacity (MW) | Northumberland | 223.995 | 223.845 | 223.856 | 223.873 | 223.886 | 223.901 | 223.917 | 235.31 | 247.886 | 261.156 | 275.147 | 290.291 | 306.257 | 323.096 | 340.848 | 359.574 | 379.325 | 400.158 | 422.134 | 445.318 | 469.775 | 495.578 | 520.647 | 545.835 | 571.043 | 596.147 | 621.029 | 644.199 | 668.209 | 693.096 | 718.884 | 745.613 | Northumberland | North Eastern
NG FES - Leading the Way | Total installed wind capacity (MW) | Pendle | 0.058 | 0.088 | 0.091 | 0.095 | 0.097 | 0.101 | 0.104 | 0.108 | 0.111 | 0.116 | 0.121 | 0.126 | 0.132 | 0.138 | 0.145 | 0.152 | 0.16 | 0.168 | 0.177 | 0.186 | 0.196 | 0.206 | 0.217 | 0.229 | 0.239 | 0.251 | 0.265 | 0.278 | 0.291 | 0.306 | 0.321 | 0.336 | Pendle | Lancashire
NG FES - Leading the Way | Total installed wind capacity (MW) | Redcar and Cleveland | 2.125 | 1.805 | 1.807 | 1.807 | 1.808 | 1.809 | 1.81 | 2.624 | 3.527 | 4.48 | 5.484 | 6.57 | 7.715 | 8.923 | 10.198 | 11.541 | 12.958 | 14.453 | 16.029 | 17.693 | 19.449 | 21.299 | 23.098 | 24.905 | 26.713 | 28.514 | 30.298 | 31.959 | 33.68 | 35.465 | 37.316 | 39.229 | Redcar and Cleveland | Tees Valley
NG FES - Leading the Way | Total installed wind capacity (MW) | Richmondshire | 0.318 | 0.277 | 0.28 | 0.285 | 0.289 | 0.292 | 0.296 | 0.316 | 0.337 | 0.364 | 0.392 | 0.423 | 0.457 | 0.493 | 0.531 | 0.573 | 0.619 | 0.666 | 0.715 | 0.77 | 0.826 | 0.882 | 0.946 | 1.01 | 1.076 | 1.148 | 1.22 | 1.295 | 1.373 | 1.456 | 1.538 | 1.626 | Richmondshire | York and North Yorkshire
NG FES - Leading the Way | Total installed wind capacity (MW) | Rotherham | 4.996 | 5.167 | 5.193 | 5.233 | 5.28 | 5.322 | 5.368 | 6.344 | 7.39 | 8.495 | 9.665 | 10.927 | 12.256 | 13.665 | 15.182 | 16.814 | 18.532 | 20.348 | 22.264 | 24.283 | 26.414 | 28.663 | 30.848 | 33.049 | 35.253 | 37.449 | 39.627 | 41.661 | 43.769 | 45.955 | 48.218 | 50.565 | Rotherham | Sheffield City Region
NG FES - Leading the Way | Total installed wind capacity (MW) | Ryedale | 2.211 | 1.978 | 1.985 | 2.011 | 2.037 | 2.061 | 2.087 | 4.492 | 7.134 | 9.919 | 12.857 | 16.038 | 19.39 | 22.926 | 26.463 | 30.023 | 33.778 | 37.74 | 41.918 | 46.326 | 50.977 | 55.884 | 60.653 | 65.448 | 70.246 | 75.025 | 79.765 | 84.182 | 88.761 | 93.505 | 98.423 | 103.518 | Ryedale | York and North Yorkshire
NG FES - Leading the Way | Total installed wind capacity (MW) | Scarborough | 1.335 | 1.214 | 1.226 | 1.28 | 1.336 | 1.392 | 1.448 | 4.047 | 6.857 | 9.823 | 12.95 | 16.335 | 19.9 | 23.665 | 27.131 | 30.348 | 33.744 | 37.323 | 41.098 | 45.083 | 49.286 | 53.722 | 58.029 | 62.359 | 66.693 | 71.01 | 75.289 | 79.277 | 83.407 | 87.687 | 92.125 | 96.724 | Scarborough | York and North Yorkshire
NG FES - Leading the Way | Total installed wind capacity (MW) | Selby | 34.002 | 34.365 | 34.408 | 34.477 | 34.55 | 34.621 | 34.693 | 35.935 | 37.267 | 38.678 | 40.167 | 41.779 | 43.48 | 45.277 | 48.079 | 51.828 | 55.782 | 59.953 | 64.352 | 68.994 | 73.893 | 79.057 | 84.083 | 89.137 | 94.197 | 99.242 | 104.244 | 108.915 | 113.756 | 118.772 | 123.971 | 129.36 | Selby | Leeds City Region | York and North Yorkshire
NG FES - Leading the Way | Total installed wind capacity (MW) | Sheffield | 0.076 | 0.273 | 0.297 | 0.336 | 0.363 | 0.396 | 0.43 | 0.867 | 1.333 | 1.83 | 2.35 | 2.92 | 3.517 | 4.15 | 5.535 | 7.615 | 9.811 | 12.132 | 14.572 | 17.148 | 19.87 | 22.74 | 25.533 | 28.341 | 31.153 | 33.95 | 36.728 | 39.324 | 42.016 | 44.793 | 47.683 | 50.675 | Sheffield | Sheffield City Region
NG FES - Leading the Way | Total installed wind capacity (MW) | South Tyneside | 0.012 | 0.012 | 0.012 | 0.012 | 0.012 | 0.012 | 0.012 | 0.453 | 0.822 | 1.21 | 1.621 | 2.065 | 2.531 | 3.022 | 3.54 | 4.086 | 4.665 | 5.273 | 5.916 | 6.592 | 7.309 | 8.061 | 8.793 | 9.53 | 10.263 | 10.997 | 11.724 | 12.397 | 13.096 | 13.823 | 14.572 | 15.355 | South Tyneside | North Eastern
NG FES - Leading the Way | Total installed wind capacity (MW) | Stockton-on-Tees | 41.548 | 41.537 | 41.538 | 41.538 | 41.538 | 41.539 | 41.539 | 41.745 | 41.976 | 42.216 | 42.469 | 42.745 | 43.036 | 43.34 | 43.665 | 44.007 | 44.366 | 44.744 | 45.144 | 45.566 | 46.012 | 46.48 | 46.937 | 47.396 | 47.855 | 48.313 | 48.768 | 49.191 | 49.629 | 50.082 | 50.554 | 51.043 | Stockton-on-Tees | Tees Valley
NG FES - Leading the Way | Total installed wind capacity (MW) | Sunderland | 6.09 | 6.086 | 6.087 | 6.088 | 6.088 | 6.09 | 6.09 | 6.955 | 7.754 | 8.593 | 9.479 | 10.438 | 11.451 | 12.518 | 13.639 | 14.825 | 16.077 | 17.395 | 18.786 | 20.253 | 21.803 | 23.438 | 25.022 | 26.615 | 28.21 | 29.799 | 31.372 | 32.836 | 34.353 | 35.926 | 37.556 | 39.247 | Sunderland | North Eastern
NG FES - Leading the Way | Total installed wind capacity (MW) | Wakefield | 2.482 | 2.709 | 2.899 | 3.022 | 3.15 | 3.272 | 3.395 | 7.141 | 11.146 | 15.376 | 19.84 | 24.666 | 29.757 | 35.123 | 39.175 | 42.039 | 45.06 | 48.247 | 51.609 | 55.157 | 58.9 | 62.849 | 66.689 | 70.548 | 74.41 | 78.258 | 82.083 | 85.646 | 89.337 | 93.162 | 97.128 | 101.236 | Wakefield | Leeds City Region
NG FES - Leading the Way | Total installed wind capacity (MW) | West Lindsey | 2.51 | 2.686 | 2.705 | 2.723 | 2.742 | 2.76 | 2.779 | 2.798 | 2.821 | 2.845 | 2.874 | 2.905 | 2.938 | 2.977 | 4.728 | 8.074 | 11.601 | 15.323 | 19.245 | 23.389 | 27.757 | 32.366 | 36.845 | 41.347 | 45.855 | 50.341 | 54.79 | 58.939 | 63.234 | 67.687 | 72.301 | 77.086 | West Lindsey | Greater Lincolnshire
NG FES - Leading the Way | Total installed wind capacity (MW) | York | 5.133 | 5.12 | 5.121 | 5.122 | 5.122 | 5.123 | 5.123 | 5.734 | 6.413 | 7.127 | 7.88 | 8.696 | 9.552 | 10.462 | 11.416 | 12.424 | 13.489 | 14.612 | 15.797 | 17.044 | 18.363 | 19.752 | 21.102 | 22.458 | 23.819 | 25.17 | 26.513 | 27.761 | 29.056 | 30.398 | 31.788 | 33.228 | York | Leeds City Region | York and North Yorkshire
NPg Planning Scenario | Total installed wind capacity (MW) | Barnsley | 27.498 | 27.693 | 27.72 | 27.767 | 27.82 | 27.868 | 27.918 | 29.018 | 30.197 | 31.443 | 32.758 | 34.181 | 35.682 | 37.268 | 39.232 | 41.552 | 44 | 46.585 | 49.31 | 52.186 | 55.223 | 58.424 | 61.536 | 64.667 | 67.803 | 70.924 | 74.021 | 76.912 | 79.908 | 83.01 | 86.227 | 89.564 | Barnsley | Leeds City Region | Sheffield City Region
NPg Planning Scenario | Total installed wind capacity (MW) | Bassetlaw | 0.012 | 0.04 | 0.042 | 0.046 | 0.05 | 0.052 | 0.055 | 0.059 | 0.063 | 0.067 | 0.071 | 0.076 | 0.081 | 0.088 | 0.095 | 0.102 | 0.109 | 0.116 | 0.125 | 0.134 | 0.143 | 0.152 | 0.163 | 0.174 | 0.185 | 0.196 | 0.209 | 0.222 | 0.234 | 0.248 | 0.262 | 0.276 | Bassetlaw | Derby, Derbyshire, Nottingham and Nottinghamshire | Sheffield City Region
NPg Planning Scenario | Total installed wind capacity (MW) | Bradford | 2.098 | 2.371 | 2.408 | 2.436 | 2.468 | 2.501 | 2.535 | 2.643 | 2.763 | 2.89 | 3.028 | 3.176 | 3.337 | 3.508 | 4.487 | 6.216 | 8.042 | 9.968 | 12 | 14.147 | 16.404 | 18.794 | 21.115 | 23.451 | 25.794 | 28.13 | 30.45 | 32.624 | 34.874 | 37.2 | 39.615 | 42.117 | Bradford | Leeds City Region
NPg Planning Scenario | Total installed wind capacity (MW) | Calderdale | 44.976 | 45.21 | 45.234 | 45.261 | 45.285 | 45.312 | 45.337 | 45.365 | 45.398 | 45.434 | 45.477 | 45.524 | 45.573 | 45.626 | 45.962 | 46.56 | 47.193 | 47.861 | 48.566 | 49.311 | 50.093 | 50.918 | 51.726 | 52.542 | 53.363 | 54.184 | 55.002 | 55.771 | 56.571 | 57.396 | 58.25 | 59.141 | Calderdale | Leeds City Region
NPg Planning Scenario | Total installed wind capacity (MW) | County Durham | 132.396 | 131.467 | 131.474 | 131.478 | 131.486 | 131.493 | 131.501 | 134.494 | 137.8 | 141.286 | 144.965 | 148.949 | 153.146 | 157.574 | 162.248 | 167.172 | 172.371 | 177.848 | 183.633 | 189.732 | 196.169 | 202.961 | 209.556 | 216.19 | 222.831 | 229.444 | 236.002 | 242.116 | 248.45 | 255.013 | 261.818 | 268.872 | County Durham | North Eastern
NPg Planning Scenario | Total installed wind capacity (MW) | Craven | 0.368 | 1.125 | 1.209 | 1.292 | 1.374 | 1.458 | 1.54 | 1.627 | 1.727 | 1.839 | 1.965 | 2.101 | 2.251 | 2.412 | 2.588 | 2.775 | 2.975 | 3.187 | 3.411 | 3.648 | 3.897 | 4.159 | 4.433 | 4.721 | 5.02 | 5.332 | 5.657 | 5.994 | 6.344 | 6.705 | 7.079 | 7.465 | Craven | Leeds City Region | York and North Yorkshire
NPg Planning Scenario | Total installed wind capacity (MW) | Darlington | 12.631 | 12.587 | 12.587 | 12.587 | 12.587 | 12.588 | 12.588 | 12.809 | 13.056 | 13.314 | 13.586 | 13.883 | 14.194 | 14.522 | 14.87 | 15.236 | 15.622 | 16.026 | 16.456 | 16.91 | 17.387 | 17.893 | 18.382 | 18.874 | 19.367 | 19.858 | 20.347 | 20.8 | 21.271 | 21.758 | 22.264 | 22.788 | Darlington | Tees Valley
NPg Planning Scenario | Total installed wind capacity (MW) | Doncaster | 60.234 | 60.596 | 60.632 | 60.675 | 60.718 | 60.761 | 60.806 | 60.968 | 61.147 | 61.336 | 61.542 | 61.759 | 61.998 | 62.248 | 64.093 | 67.413 | 70.917 | 74.611 | 78.51 | 82.624 | 86.962 | 91.54 | 95.99 | 100.473 | 104.954 | 109.428 | 113.864 | 118.008 | 122.299 | 126.751 | 131.362 | 136.142 | Doncaster | Sheffield City Region
NPg Planning Scenario | Total installed wind capacity (MW) | East Lindsey | 1.041 | 1.222 | 1.241 | 1.259 | 1.279 | 1.299 | 1.319 | 1.34 | 1.363 | 1.39 | 1.419 | 1.451 | 1.487 | 1.525 | 1.565 | 1.609 | 1.656 | 1.707 | 1.76 | 1.816 | 1.874 | 1.936 | 2 | 2.069 | 2.14 | 2.212 | 2.288 | 2.368 | 2.45 | 2.535 | 2.623 | 2.714 | East Lindsey | Greater Lincolnshire
NPg Planning Scenario | Total installed wind capacity (MW) | East Riding of Yorkshire | 182.609 | 184.189 | 184.381 | 184.793 | 185.208 | 185.618 | 186.031 | 195.512 | 205.673 | 216.398 | 227.714 | 239.97 | 252.894 | 266.527 | 279.009 | 290.51 | 302.64 | 315.442 | 328.946 | 343.194 | 358.222 | 374.076 | 389.51 | 405.034 | 420.587 | 436.098 | 451.497 | 465.884 | 480.797 | 496.249 | 512.27 | 528.865 | East Riding of Yorkshire | Humber | York and North Yorkshire
NPg Planning Scenario | Total installed wind capacity (MW) | Gateshead | 1.144 | 1.132 | 1.132 | 1.132 | 1.132 | 1.132 | 1.132 | 2.173 | 2.997 | 3.861 | 4.776 | 5.765 | 6.807 | 7.905 | 9.062 | 10.286 | 11.573 | 12.933 | 14.367 | 15.881 | 17.475 | 19.159 | 20.795 | 22.437 | 24.08 | 25.718 | 27.339 | 28.848 | 30.411 | 32.032 | 33.711 | 35.453 | Gateshead | North Eastern
NPg Planning Scenario | Total installed wind capacity (MW) | Hambleton | 0.231 | 0.211 | 0.214 | 0.22 | 0.223 | 0.225 | 0.229 | 1.154 | 2.176 | 3.258 | 4.398 | 5.632 | 6.934 | 8.31 | 9.76 | 11.288 | 12.904 | 14.605 | 16.401 | 18.295 | 20.294 | 22.402 | 24.454 | 26.517 | 28.583 | 30.64 | 32.687 | 34.594 | 36.572 | 38.621 | 40.747 | 42.949 | Hambleton | York and North Yorkshire
NPg Planning Scenario | Total installed wind capacity (MW) | Harrogate | 16.572 | 16.548 | 16.554 | 16.576 | 16.598 | 16.618 | 16.641 | 17.268 | 17.943 | 18.658 | 19.412 | 20.226 | 21.086 | 21.997 | 22.904 | 23.809 | 24.764 | 25.776 | 26.841 | 27.967 | 29.152 | 30.404 | 31.623 | 32.85 | 34.081 | 35.309 | 36.531 | 37.679 | 38.864 | 40.093 | 41.368 | 42.69 | Harrogate | Leeds City Region | York and North Yorkshire
NPg Planning Scenario | Total installed wind capacity (MW) | Hartlepool | 8.027 | 7.993 | 7.994 | 7.994 | 7.994 | 7.994 | 7.994 | 8.105 | 8.229 | 8.356 | 8.494 | 8.641 | 8.797 | 8.961 | 9.135 | 9.32 | 9.511 | 9.715 | 9.929 | 10.158 | 10.396 | 10.648 | 10.894 | 11.14 | 11.387 | 11.634 | 11.879 | 12.105 | 12.34 | 12.585 | 12.838 | 13.101 | Hartlepool | Tees Valley
NPg Planning Scenario | Total installed wind capacity (MW) | High Peak | 0 | 0.005 | 0.006 | 0.006 | 0.007 | 0.007 | 0.008 | 0.008 | 0.009 | 0.01 | 0.011 | 0.011 | 0.012 | 0.013 | 0.015 | 0.016 | 0.017 | 0.019 | 0.02 | 0.022 | 0.023 | 0.025 | 0.027 | 0.029 | 0.031 | 0.033 | 0.035 | 0.037 | 0.039 | 0.042 | 0.044 | 0.047 | High Peak | Derby, Derbyshire, Nottingham and Nottinghamshire,
NPg Planning Scenario | Total installed wind capacity (MW) | Kingston upon Hull, City of | 29.581 | 29.728 | 29.746 | 29.773 | 29.8 | 29.832 | 29.862 | 30.367 | 30.909 | 31.482 | 32.086 | 32.746 | 33.437 | 34.167 | 34.996 | 35.922 | 36.899 | 37.933 | 39.02 | 40.17 | 41.378 | 42.657 | 43.902 | 45.153 | 46.408 | 47.661 | 48.905 | 50.065 | 51.27 | 52.517 | 53.813 | 55.152 | Kingston upon Hull, City of | Humber
NPg Planning Scenario | Total installed wind capacity (MW) | Kirklees | 15.982 | 16.222 | 16.271 | 16.306 | 16.343 | 16.377 | 16.414 | 16.77 | 17.158 | 17.57 | 18.005 | 18.48 | 18.977 | 19.503 | 20.533 | 22.035 | 23.615 | 25.286 | 27.042 | 28.904 | 30.863 | 32.929 | 34.939 | 36.966 | 38.999 | 41.02 | 43.035 | 44.913 | 46.863 | 48.884 | 50.977 | 53.147 | Kirklees | Leeds City Region
NPg Planning Scenario | Total installed wind capacity (MW) | Leeds | 12.653 | 12.966 | 13.611 | 13.941 | 14.27 | 14.601 | 14.931 | 26.175 | 38.203 | 50.888 | 64.267 | 78.741 | 94.001 | 110.088 | 119.946 | 124.13 | 128.539 | 133.199 | 138.109 | 143.293 | 148.759 | 154.53 | 160.135 | 165.772 | 171.418 | 177.037 | 182.615 | 187.819 | 193.21 | 198.791 | 204.579 | 210.578 | Leeds | Leeds City Region
NPg Planning Scenario | Total installed wind capacity (MW) | Middlesbrough | 0.096 | 0.109 | 0.109 | 0.109 | 0.109 | 0.109 | 0.109 | 0.109 | 0.11 | 0.112 | 0.114 | 0.114 | 0.115 | 0.116 | 0.118 | 0.12 | 0.121 | 0.122 | 0.126 | 0.128 | 0.129 | 0.132 | 0.134 | 0.136 | 0.139 | 0.142 | 0.144 | 0.147 | 0.15 | 0.152 | 0.156 | 0.16 | Middlesbrough | Tees Valley
NPg Planning Scenario | Total installed wind capacity (MW) | Newcastle upon Tyne | 0.045 | 0.042 | 0.042 | 0.042 | 0.043 | 0.043 | 0.043 | 0.549 | 0.885 | 1.241 | 1.62 | 2.025 | 2.453 | 2.902 | 3.381 | 3.887 | 4.416 | 4.974 | 5.564 | 6.186 | 6.842 | 7.532 | 8.207 | 8.883 | 9.559 | 10.234 | 10.902 | 11.527 | 12.17 | 12.841 | 13.533 | 14.253 | Newcastle upon Tyne | North Eastern
NPg Planning Scenario | Total installed wind capacity (MW) | North East Derbyshire | 0.009 | 0.022 | 0.023 | 0.024 | 0.026 | 0.027 | 0.028 | 0.03 | 0.031 | 0.033 | 0.035 | 0.038 | 0.04 | 0.042 | 0.046 | 0.048 | 0.051 | 0.054 | 0.058 | 0.062 | 0.066 | 0.07 | 0.075 | 0.08 | 0.084 | 0.089 | 0.094 | 0.1 | 0.105 | 0.111 | 0.117 | 0.123 | North East Derbyshire | Derby, Derbyshire, Nottingham and Nottinghamshire | Sheffield City Region
NPg Planning Scenario | Total installed wind capacity (MW) | North East Lincolnshire | 59.18 | 59.308 | 59.319 | 59.333 | 59.348 | 59.36 | 59.373 | 59.39 | 59.404 | 59.424 | 59.443 | 59.466 | 59.491 | 59.518 | 60.112 | 61.232 | 62.415 | 63.658 | 64.977 | 66.362 | 67.827 | 69.372 | 70.872 | 72.383 | 73.896 | 75.405 | 76.902 | 78.299 | 79.748 | 81.25 | 82.807 | 84.417 | North East Lincolnshire | Greater Lincolnshire | Humber
NPg Planning Scenario | Total installed wind capacity (MW) | North Lincolnshire | 108.589 | 109.145 | 109.208 | 109.268 | 109.328 | 109.389 | 109.452 | 109.514 | 109.587 | 109.669 | 109.761 | 109.861 | 109.971 | 110.09 | 111.598 | 114.403 | 117.361 | 120.483 | 123.776 | 127.248 | 130.915 | 134.779 | 138.547 | 142.337 | 146.141 | 149.938 | 153.707 | 157.24 | 160.9 | 164.695 | 168.626 | 172.701 | North Lincolnshire | Greater Lincolnshire | Humber
NPg Planning Scenario | Total installed wind capacity (MW) | North Tyneside | 0.03 | 0.028 | 0.029 | 0.029 | 0.03 | 0.03 | 0.03 | 1.049 | 2.168 | 3.345 | 4.589 | 5.936 | 7.354 | 8.848 | 10.424 | 12.087 | 13.84 | 15.691 | 17.642 | 19.697 | 21.869 | 24.16 | 26.384 | 28.62 | 30.856 | 33.08 | 35.285 | 37.339 | 39.469 | 41.669 | 43.955 | 46.323 | North Tyneside | North Eastern
NPg Planning Scenario | Total installed wind capacity (MW) | Northumberland | 223.995 | 223.845 | 223.856 | 223.873 | 223.886 | 223.901 | 223.917 | 235.31 | 247.886 | 261.156 | 275.147 | 290.291 | 306.257 | 323.096 | 340.848 | 359.574 | 379.325 | 400.158 | 422.134 | 445.318 | 469.775 | 495.578 | 520.647 | 545.835 | 571.043 | 596.147 | 621.029 | 644.199 | 668.209 | 693.096 | 718.884 | 745.613 | Northumberland | North Eastern
NPg Planning Scenario | Total installed wind capacity (MW) | Pendle | 0.058 | 0.088 | 0.091 | 0.095 | 0.097 | 0.101 | 0.104 | 0.108 | 0.111 | 0.116 | 0.121 | 0.126 | 0.132 | 0.138 | 0.145 | 0.152 | 0.16 | 0.168 | 0.177 | 0.186 | 0.196 | 0.206 | 0.217 | 0.229 | 0.239 | 0.251 | 0.265 | 0.278 | 0.291 | 0.306 | 0.321 | 0.336 | Pendle | Lancashire
NPg Planning Scenario | Total installed wind capacity (MW) | Redcar and Cleveland | 2.125 | 1.805 | 1.807 | 1.807 | 1.808 | 1.809 | 1.81 | 2.624 | 3.527 | 4.48 | 5.484 | 6.57 | 7.715 | 8.923 | 10.198 | 11.541 | 12.958 | 14.453 | 16.029 | 17.693 | 19.449 | 21.299 | 23.098 | 24.905 | 26.713 | 28.514 | 30.298 | 31.959 | 33.68 | 35.465 | 37.316 | 39.229 | Redcar and Cleveland | Tees Valley
NPg Planning Scenario | Total installed wind capacity (MW) | Richmondshire | 0.318 | 0.277 | 0.28 | 0.285 | 0.289 | 0.292 | 0.296 | 0.316 | 0.337 | 0.364 | 0.392 | 0.423 | 0.457 | 0.493 | 0.531 | 0.573 | 0.619 | 0.666 | 0.715 | 0.77 | 0.826 | 0.882 | 0.946 | 1.01 | 1.076 | 1.148 | 1.22 | 1.295 | 1.373 | 1.456 | 1.538 | 1.626 | Richmondshire | York and North Yorkshire
NPg Planning Scenario | Total installed wind capacity (MW) | Rotherham | 4.996 | 5.167 | 5.193 | 5.233 | 5.28 | 5.322 | 5.368 | 6.344 | 7.39 | 8.495 | 9.665 | 10.927 | 12.256 | 13.665 | 15.182 | 16.814 | 18.532 | 20.348 | 22.264 | 24.283 | 26.414 | 28.663 | 30.848 | 33.049 | 35.253 | 37.449 | 39.627 | 41.661 | 43.769 | 45.955 | 48.218 | 50.565 | Rotherham | Sheffield City Region
NPg Planning Scenario | Total installed wind capacity (MW) | Ryedale | 2.211 | 1.978 | 1.985 | 2.011 | 2.037 | 2.061 | 2.087 | 4.492 | 7.134 | 9.919 | 12.857 | 16.038 | 19.39 | 22.926 | 26.463 | 30.023 | 33.778 | 37.74 | 41.918 | 46.326 | 50.977 | 55.884 | 60.653 | 65.448 | 70.246 | 75.025 | 79.765 | 84.182 | 88.761 | 93.505 | 98.423 | 103.518 | Ryedale | York and North Yorkshire
NPg Planning Scenario | Total installed wind capacity (MW) | Scarborough | 1.335 | 1.214 | 1.226 | 1.28 | 1.336 | 1.392 | 1.448 | 4.047 | 6.857 | 9.823 | 12.95 | 16.335 | 19.9 | 23.665 | 27.131 | 30.348 | 33.744 | 37.323 | 41.098 | 45.083 | 49.286 | 53.722 | 58.029 | 62.359 | 66.693 | 71.01 | 75.289 | 79.277 | 83.407 | 87.687 | 92.125 | 96.724 | Scarborough | York and North Yorkshire
NPg Planning Scenario | Total installed wind capacity (MW) | Selby | 34.002 | 34.365 | 34.408 | 34.477 | 34.55 | 34.621 | 34.693 | 35.935 | 37.267 | 38.678 | 40.167 | 41.779 | 43.48 | 45.277 | 48.079 | 51.828 | 55.782 | 59.953 | 64.352 | 68.994 | 73.893 | 79.057 | 84.083 | 89.137 | 94.197 | 99.242 | 104.244 | 108.915 | 113.756 | 118.772 | 123.971 | 129.36 | Selby | Leeds City Region | York and North Yorkshire
NPg Planning Scenario | Total installed wind capacity (MW) | Sheffield | 0.076 | 0.273 | 0.297 | 0.336 | 0.363 | 0.396 | 0.43 | 0.867 | 1.333 | 1.83 | 2.35 | 2.92 | 3.517 | 4.15 | 5.535 | 7.615 | 9.811 | 12.132 | 14.572 | 17.148 | 19.87 | 22.74 | 25.533 | 28.341 | 31.153 | 33.95 | 36.728 | 39.324 | 42.016 | 44.793 | 47.683 | 50.675 | Sheffield | Sheffield City Region
NPg Planning Scenario | Total installed wind capacity (MW) | South Tyneside | 0.012 | 0.012 | 0.012 | 0.012 | 0.012 | 0.012 | 0.012 | 0.453 | 0.822 | 1.21 | 1.621 | 2.065 | 2.531 | 3.022 | 3.54 | 4.086 | 4.665 | 5.273 | 5.916 | 6.592 | 7.309 | 8.061 | 8.793 | 9.53 | 10.263 | 10.997 | 11.724 | 12.397 | 13.096 | 13.823 | 14.572 | 15.355 | South Tyneside | North Eastern
NPg Planning Scenario | Total installed wind capacity (MW) | Stockton-on-Tees | 41.548 | 41.537 | 41.538 | 41.538 | 41.538 | 41.539 | 41.539 | 41.745 | 41.976 | 42.216 | 42.469 | 42.745 | 43.036 | 43.34 | 43.665 | 44.007 | 44.366 | 44.744 | 45.144 | 45.566 | 46.012 | 46.48 | 46.937 | 47.396 | 47.855 | 48.313 | 48.768 | 49.191 | 49.629 | 50.082 | 50.554 | 51.043 | Stockton-on-Tees | Tees Valley
NPg Planning Scenario | Total installed wind capacity (MW) | Sunderland | 6.09 | 6.086 | 6.087 | 6.088 | 6.088 | 6.09 | 6.09 | 6.955 | 7.754 | 8.593 | 9.479 | 10.438 | 11.451 | 12.518 | 13.639 | 14.825 | 16.077 | 17.395 | 18.786 | 20.253 | 21.803 | 23.438 | 25.022 | 26.615 | 28.21 | 29.799 | 31.372 | 32.836 | 34.353 | 35.926 | 37.556 | 39.247 | Sunderland | North Eastern
NPg Planning Scenario | Total installed wind capacity (MW) | Wakefield | 2.482 | 2.709 | 2.899 | 3.022 | 3.15 | 3.272 | 3.395 | 7.141 | 11.146 | 15.376 | 19.84 | 24.666 | 29.757 | 35.123 | 39.175 | 42.039 | 45.06 | 48.247 | 51.609 | 55.157 | 58.9 | 62.849 | 66.689 | 70.548 | 74.41 | 78.258 | 82.083 | 85.646 | 89.337 | 93.162 | 97.128 | 101.236 | Wakefield | Leeds City Region
NPg Planning Scenario | Total installed wind capacity (MW) | West Lindsey | 2.51 | 2.686 | 2.705 | 2.723 | 2.742 | 2.76 | 2.779 | 2.798 | 2.821 | 2.845 | 2.874 | 2.905 | 2.938 | 2.977 | 4.728 | 8.074 | 11.601 | 15.323 | 19.245 | 23.389 | 27.757 | 32.366 | 36.845 | 41.347 | 45.855 | 50.341 | 54.79 | 58.939 | 63.234 | 67.687 | 72.301 | 77.086 | West Lindsey | Greater Lincolnshire
NPg Planning Scenario | Total installed wind capacity (MW) | York | 5.133 | 5.12 | 5.121 | 5.122 | 5.122 | 5.123 | 5.123 | 5.734 | 6.413 | 7.127 | 7.88 | 8.696 | 9.552 | 10.462 | 11.416 | 12.424 | 13.489 | 14.612 | 15.797 | 17.044 | 18.363 | 19.752 | 21.102 | 22.458 | 23.819 | 25.17 | 26.513 | 27.761 | 29.056 | 30.398 | 31.788 | 33.228 | York | Leeds City Region | York and North Yorkshire
NG FES - Steady Progression | Total installed wind capacity (MW) | Barnsley | 27.498 | 27.693 | 27.704 | 27.715 | 27.734 | 27.758 | 27.778 | 27.897 | 28.017 | 28.137 | 28.256 | 28.375 | 28.498 | 28.62 | 28.74 | 28.865 | 28.99 | 29.116 | 29.242 | 29.368 | 29.501 | 29.628 | 29.76 | 29.889 | 30.021 | 30.153 | 30.284 | 30.418 | 30.552 | 30.682 | 30.82 | 30.954 | Barnsley | Leeds City Region | Sheffield City Region
NG FES - Steady Progression | Total installed wind capacity (MW) | Bassetlaw | 0.012 | 0.04 | 0.041 | 0.042 | 0.045 | 0.046 | 0.046 | 0.048 | 0.05 | 0.051 | 0.053 | 0.054 | 0.055 | 0.057 | 0.058 | 0.06 | 0.06 | 0.064 | 0.065 | 0.067 | 0.068 | 0.07 | 0.072 | 0.074 | 0.076 | 0.077 | 0.079 | 0.081 | 0.083 | 0.085 | 0.086 | 0.088 | Bassetlaw | Derby, Derbyshire, Nottingham and Nottinghamshire | Sheffield City Region
NG FES - Steady Progression | Total installed wind capacity (MW) | Bradford | 2.098 | 2.371 | 2.388 | 2.405 | 2.417 | 2.432 | 2.447 | 2.467 | 2.485 | 2.51 | 2.531 | 2.551 | 2.576 | 2.595 | 2.616 | 2.639 | 2.657 | 2.689 | 2.712 | 2.737 | 2.762 | 2.789 | 2.817 | 2.843 | 2.866 | 2.896 | 2.922 | 2.948 | 2.972 | 2.999 | 3.028 | 3.052 | Bradford | Leeds City Region
NG FES - Steady Progression | Total installed wind capacity (MW) | Calderdale | 44.976 | 45.21 | 45.221 | 45.232 | 45.242 | 45.253 | 45.266 | 45.277 | 45.289 | 45.3 | 45.314 | 45.326 | 45.336 | 45.347 | 45.359 | 45.37 | 45.382 | 45.399 | 45.414 | 45.427 | 45.443 | 45.458 | 45.475 | 45.49 | 45.507 | 45.523 | 45.538 | 45.555 | 45.569 | 45.584 | 45.599 | 45.616 | Calderdale | Leeds City Region
NG FES - Steady Progression | Total installed wind capacity (MW) | County Durham | 132.396 | 131.467 | 131.473 | 131.474 | 131.474 | 131.478 | 131.478 | 131.709 | 132.033 | 132.358 | 132.687 | 133.016 | 133.345 | 133.679 | 134.006 | 134.342 | 134.68 | 135.022 | 135.366 | 135.711 | 136.061 | 136.407 | 136.758 | 137.11 | 137.464 | 137.821 | 138.178 | 138.536 | 138.897 | 139.263 | 139.625 | 139.993 | County Durham | North Eastern
NG FES - Steady Progression | Total installed wind capacity (MW) | Craven | 0.368 | 1.125 | 1.163 | 1.2 | 1.235 | 1.272 | 1.31 | 1.347 | 1.384 | 1.422 | 1.46 | 1.496 | 1.533 | 1.573 | 1.609 | 1.646 | 1.684 | 1.734 | 1.784 | 1.834 | 1.883 | 1.933 | 1.984 | 2.034 | 2.083 | 2.134 | 2.183 | 2.234 | 2.283 | 2.333 | 2.382 | 2.432 | Craven | Leeds City Region | York and North Yorkshire
NG FES - Steady Progression | Total installed wind capacity (MW) | Darlington | 12.631 | 12.587 | 12.587 | 12.587 | 12.587 | 12.587 | 12.587 | 12.603 | 12.628 | 12.652 | 12.675 | 12.699 | 12.726 | 12.751 | 12.776 | 12.8 | 12.824 | 12.85 | 12.875 | 12.901 | 12.929 | 12.955 | 12.98 | 13.007 | 13.033 | 13.059 | 13.086 | 13.113 | 13.141 | 13.168 | 13.194 | 13.222 | Darlington | Tees Valley
NG FES - Steady Progression | Total installed wind capacity (MW) | Doncaster | 60.234 | 60.596 | 60.611 | 60.631 | 60.646 | 60.668 | 60.684 | 60.717 | 60.747 | 60.773 | 60.805 | 60.834 | 60.871 | 60.898 | 60.928 | 60.958 | 60.988 | 61.027 | 61.063 | 61.1 | 61.133 | 61.172 | 61.211 | 61.247 | 61.284 | 61.321 | 61.358 | 61.395 | 61.429 | 61.47 | 61.505 | 61.542 | Doncaster | Sheffield City Region
NG FES - Steady Progression | Total installed wind capacity (MW) | East Lindsey | 1.041 | 1.222 | 1.23 | 1.239 | 1.247 | 1.256 | 1.268 | 1.275 | 1.285 | 1.292 | 1.299 | 1.308 | 1.317 | 1.326 | 1.335 | 1.344 | 1.354 | 1.365 | 1.377 | 1.388 | 1.401 | 1.412 | 1.424 | 1.435 | 1.448 | 1.459 | 1.47 | 1.482 | 1.494 | 1.506 | 1.517 | 1.529 | East Lindsey | Greater Lincolnshire
NG FES - Steady Progression | Total installed wind capacity (MW) | East Riding of Yorkshire | 182.609 | 184.189 | 184.265 | 184.342 | 184.519 | 184.701 | 184.884 | 185.9 | 186.915 | 187.939 | 188.966 | 190.001 | 191.038 | 192.077 | 193.126 | 194.176 | 195.234 | 196.322 | 197.412 | 198.512 | 199.613 | 200.718 | 201.829 | 202.946 | 204.069 | 205.197 | 206.326 | 207.466 | 208.609 | 209.756 | 210.908 | 212.069 | East Riding of Yorkshire | Humber | York and North Yorkshire
NG FES - Steady Progression | Total installed wind capacity (MW) | Gateshead | 1.144 | 1.132 | 1.132 | 1.132 | 1.132 | 1.132 | 1.132 | 1.481 | 1.559 | 1.638 | 1.719 | 1.8 | 1.881 | 1.961 | 2.041 | 2.122 | 2.203 | 2.287 | 2.369 | 2.453 | 2.536 | 2.62 | 2.705 | 2.789 | 2.875 | 2.961 | 3.046 | 3.132 | 3.22 | 3.306 | 3.392 | 3.482 | Gateshead | North Eastern
NG FES - Steady Progression | Total installed wind capacity (MW) | Hambleton | 0.231 | 0.211 | 0.212 | 0.214 | 0.214 | 0.218 | 0.22 | 0.29 | 0.393 | 0.496 | 0.599 | 0.706 | 0.81 | 0.913 | 1.02 | 1.127 | 1.235 | 1.344 | 1.455 | 1.566 | 1.678 | 1.789 | 1.901 | 2.016 | 2.129 | 2.245 | 2.359 | 2.472 | 2.589 | 2.705 | 2.821 | 2.938 | Hambleton | York and North Yorkshire
NG FES - Steady Progression | Total installed wind capacity (MW) | Harrogate | 16.572 | 16.548 | 16.551 | 16.552 | 16.562 | 16.571 | 16.582 | 16.651 | 16.723 | 16.793 | 16.865 | 16.934 | 17.009 | 17.08 | 17.154 | 17.227 | 17.3 | 17.379 | 17.456 | 17.533 | 17.611 | 17.69 | 17.769 | 17.847 | 17.927 | 18.006 | 18.085 | 18.166 | 18.245 | 18.327 | 18.409 | 18.489 | Harrogate | Leeds City Region | York and North Yorkshire
NG FES - Steady Progression | Total installed wind capacity (MW) | Hartlepool | 8.027 | 7.993 | 7.993 | 7.994 | 7.994 | 7.994 | 7.994 | 8.001 | 8.013 | 8.025 | 8.038 | 8.051 | 8.064 | 8.075 | 8.087 | 8.1 | 8.112 | 8.126 | 8.139 | 8.151 | 8.165 | 8.178 | 8.19 | 8.204 | 8.218 | 8.23 | 8.244 | 8.257 | 8.271 | 8.284 | 8.298 | 8.312 | Hartlepool | Tees Valley
NG FES - Steady Progression | Total installed wind capacity (MW) | High Peak | 0 | 0.005 | 0.005 | 0.005 | 0.006 | 0.006 | 0.006 | 0.006 | 0.007 | 0.007 | 0.007 | 0.007 | 0.008 | 0.008 | 0.008 | 0.008 | 0.009 | 0.009 | 0.009 | 0.01 | 0.01 | 0.01 | 0.011 | 0.011 | 0.011 | 0.012 | 0.012 | 0.012 | 0.013 | 0.013 | 0.013 | 0.014 | High Peak | Derby, Derbyshire, Nottingham and Nottinghamshire,
NG FES - Steady Progression | Total installed wind capacity (MW) | Kingston upon Hull, City of | 29.581 | 29.728 | 29.737 | 29.743 | 29.755 | 29.767 | 29.779 | 29.835 | 29.892 | 29.949 | 30.008 | 30.066 | 30.125 | 30.183 | 30.241 | 30.298 | 30.357 | 30.418 | 30.478 | 30.54 | 30.603 | 30.664 | 30.726 | 30.791 | 30.855 | 30.92 | 30.984 | 31.046 | 31.11 | 31.176 | 31.24 | 31.306 | Kingston upon Hull, City of | Humber
NG FES - Steady Progression | Total installed wind capacity (MW) | Kirklees | 15.982 | 16.222 | 16.244 | 16.268 | 16.282 | 16.298 | 16.315 | 16.359 | 16.407 | 16.451 | 16.497 | 16.542 | 16.592 | 16.634 | 16.681 | 16.728 | 16.773 | 16.824 | 16.876 | 16.927 | 16.98 | 17.031 | 17.083 | 17.135 | 17.185 | 17.238 | 17.292 | 17.343 | 17.397 | 17.45 | 17.503 | 17.555 | Kirklees | Leeds City Region
NG FES - Steady Progression | Total installed wind capacity (MW) | Leeds | 12.653 | 12.966 | 13.267 | 13.568 | 13.72 | 13.871 | 14.013 | 15.161 | 16.31 | 17.465 | 18.626 | 19.795 | 20.966 | 22.15 | 23.332 | 24.524 | 25.719 | 26.929 | 28.143 | 29.361 | 30.586 | 31.821 | 33.057 | 34.3 | 35.547 | 36.804 | 38.065 | 39.335 | 40.61 | 41.891 | 43.175 | 44.471 | Leeds | Leeds City Region
NG FES - Steady Progression | Total installed wind capacity (MW) | Middlesbrough | 0.096 | 0.109 | 0.109 | 0.109 | 0.109 | 0.109 | 0.109 | 0.109 | 0.109 | 0.109 | 0.11 | 0.11 | 0.11 | 0.111 | 0.112 | 0.112 | 0.114 | 0.114 | 0.114 | 0.114 | 0.114 | 0.115 | 0.115 | 0.115 | 0.115 | 0.115 | 0.116 | 0.116 | 0.116 | 0.118 | 0.118 | 0.119 | Middlesbrough | Tees Valley
NG FES - Steady Progression | Total installed wind capacity (MW) | Newcastle upon Tyne | 0.045 | 0.042 | 0.042 | 0.042 | 0.042 | 0.042 | 0.042 | 0.266 | 0.299 | 0.331 | 0.363 | 0.397 | 0.43 | 0.462 | 0.496 | 0.53 | 0.566 | 0.603 | 0.638 | 0.672 | 0.707 | 0.741 | 0.777 | 0.812 | 0.848 | 0.884 | 0.919 | 0.955 | 0.993 | 1.031 | 1.067 | 1.104 | Newcastle upon Tyne | North Eastern
NG FES - Steady Progression | Total installed wind capacity (MW) | North East Derbyshire | 0.009 | 0.022 | 0.022 | 0.023 | 0.023 | 0.024 | 0.025 | 0.025 | 0.026 | 0.026 | 0.027 | 0.028 | 0.028 | 0.029 | 0.029 | 0.03 | 0.031 | 0.032 | 0.032 | 0.033 | 0.034 | 0.035 | 0.036 | 0.036 | 0.037 | 0.038 | 0.039 | 0.04 | 0.041 | 0.041 | 0.042 | 0.043 | North East Derbyshire | Derby, Derbyshire, Nottingham and Nottinghamshire | Sheffield City Region
NG FES - Steady Progression | Total installed wind capacity (MW) | North East Lincolnshire | 59.18 | 59.308 | 59.313 | 59.317 | 59.325 | 59.33 | 59.336 | 59.343 | 59.349 | 59.355 | 59.36 | 59.368 | 59.373 | 59.38 | 59.386 | 59.391 | 59.399 | 59.406 | 59.413 | 59.422 | 59.431 | 59.44 | 59.447 | 59.455 | 59.463 | 59.472 | 59.479 | 59.488 | 59.497 | 59.506 | 59.513 | 59.521 | North East Lincolnshire | Greater Lincolnshire | Humber
NG FES - Steady Progression | Total installed wind capacity (MW) | North Lincolnshire | 108.589 | 109.145 | 109.172 | 109.199 | 109.227 | 109.254 | 109.282 | 109.308 | 109.337 | 109.363 | 109.389 | 109.416 | 109.448 | 109.473 | 109.498 | 109.526 | 109.554 | 109.591 | 109.627 | 109.662 | 109.7 | 109.737 | 109.773 | 109.808 | 109.847 | 109.883 | 109.918 | 109.954 | 109.992 | 110.029 | 110.066 | 110.099 | North Lincolnshire | Greater Lincolnshire | Humber
NG FES - Steady Progression | Total installed wind capacity (MW) | North Tyneside | 0.03 | 0.028 | 0.028 | 0.029 | 0.029 | 0.029 | 0.029 | 0.11 | 0.216 | 0.323 | 0.432 | 0.539 | 0.648 | 0.758 | 0.867 | 0.976 | 1.088 | 1.202 | 1.316 | 1.428 | 1.542 | 1.655 | 1.771 | 1.887 | 2.002 | 2.117 | 2.235 | 2.352 | 2.469 | 2.588 | 2.708 | 2.827 | North Tyneside | North Eastern
NG FES - Steady Progression | Total installed wind capacity (MW) | Northumberland | 223.995 | 223.845 | 223.85 | 223.855 | 223.861 | 223.87 | 223.873 | 224.73 | 225.943 | 227.164 | 228.389 | 229.621 | 230.86 | 232.103 | 233.354 | 234.612 | 235.874 | 237.155 | 238.442 | 239.733 | 241.029 | 242.335 | 243.649 | 244.963 | 246.286 | 247.616 | 248.954 | 250.296 | 251.643 | 253.003 | 254.363 | 255.731 | Northumberland | North Eastern
NG FES - Steady Progression | Total installed wind capacity (MW) | Pendle | 0.058 | 0.088 | 0.089 | 0.091 | 0.092 | 0.094 | 0.095 | 0.096 | 0.098 | 0.1 | 0.101 | 0.103 | 0.104 | 0.105 | 0.107 | 0.108 | 0.109 | 0.112 | 0.113 | 0.116 | 0.117 | 0.12 | 0.122 | 0.123 | 0.125 | 0.128 | 0.129 | 0.131 | 0.134 | 0.135 | 0.137 | 0.138 | Pendle | Lancashire
NG FES - Steady Progression | Total installed wind capacity (MW) | Redcar and Cleveland | 2.125 | 1.805 | 1.805 | 1.806 | 1.807 | 1.807 | 1.807 | 1.865 | 1.951 | 2.04 | 2.126 | 2.214 | 2.304 | 2.393 | 2.48 | 2.572 | 2.661 | 2.754 | 2.846 | 2.938 | 3.03 | 3.123 | 3.218 | 3.31 | 3.405 | 3.502 | 3.596 | 3.691 | 3.788 | 3.885 | 3.983 | 4.081 | Redcar and Cleveland | Tees Valley
NG FES - Steady Progression | Total installed wind capacity (MW) | Richmondshire | 0.318 | 0.277 | 0.277 | 0.28 | 0.282 | 0.283 | 0.285 | 0.294 | 0.303 | 0.31 | 0.319 | 0.327 | 0.336 | 0.344 | 0.352 | 0.362 | 0.369 | 0.381 | 0.393 | 0.401 | 0.413 | 0.426 | 0.438 | 0.447 | 0.458 | 0.47 | 0.481 | 0.493 | 0.504 | 0.515 | 0.525 | 0.536 | Richmondshire | York and North Yorkshire
NG FES - Steady Progression | Total installed wind capacity (MW) | Rotherham | 4.996 | 5.167 | 5.175 | 5.187 | 5.205 | 5.224 | 5.243 | 5.349 | 5.455 | 5.56 | 5.667 | 5.776 | 5.882 | 5.99 | 6.098 | 6.205 | 6.319 | 6.429 | 6.542 | 6.656 | 6.77 | 6.886 | 7.002 | 7.113 | 7.233 | 7.353 | 7.468 | 7.586 | 7.706 | 7.822 | 7.944 | 8.065 | Rotherham | Sheffield City Region
NG FES - Steady Progression | Total installed wind capacity (MW) | Ryedale | 2.211 | 1.978 | 1.979 | 1.983 | 1.993 | 2.005 | 2.016 | 2.214 | 2.472 | 2.73 | 2.991 | 3.253 | 3.515 | 3.778 | 4.044 | 4.31 | 4.577 | 4.85 | 5.125 | 5.399 | 5.677 | 5.953 | 6.232 | 6.511 | 6.795 | 7.079 | 7.362 | 7.648 | 7.935 | 8.224 | 8.513 | 8.804 | Ryedale | York and North Yorkshire
NG FES - Steady Progression | Total installed wind capacity (MW) | Scarborough | 1.335 | 1.214 | 1.217 | 1.22 | 1.243 | 1.269 | 1.292 | 1.536 | 1.807 | 2.081 | 2.355 | 2.629 | 2.905 | 3.184 | 3.463 | 3.745 | 4.026 | 4.315 | 4.601 | 4.888 | 5.178 | 5.471 | 5.762 | 6.058 | 6.354 | 6.651 | 6.949 | 7.25 | 7.55 | 7.854 | 8.157 | 8.465 | Scarborough | York and North Yorkshire
NG FES - Steady Progression | Total installed wind capacity (MW) | Selby | 34.002 | 34.365 | 34.383 | 34.4 | 34.43 | 34.462 | 34.496 | 34.633 | 34.773 | 34.911 | 35.054 | 35.196 | 35.337 | 35.482 | 35.625 | 35.769 | 35.912 | 36.064 | 36.215 | 36.369 | 36.522 | 36.674 | 36.83 | 36.986 | 37.141 | 37.297 | 37.453 | 37.612 | 37.77 | 37.929 | 38.089 | 38.251 | Selby | Leeds City Region | York and North Yorkshire
NG FES - Steady Progression | Total installed wind capacity (MW) | Sheffield | 0.076 | 0.273 | 0.285 | 0.292 | 0.309 | 0.325 | 0.343 | 0.389 | 0.439 | 0.493 | 0.546 | 0.6 | 0.653 | 0.701 | 0.756 | 0.812 | 0.865 | 0.922 | 0.977 | 1.034 | 1.093 | 1.147 | 1.208 | 1.266 | 1.323 | 1.382 | 1.442 | 1.499 | 1.559 | 1.618 | 1.679 | 1.739 | Sheffield | Sheffield City Region
NG FES - Steady Progression | Total installed wind capacity (MW) | South Tyneside | 0.012 | 0.012 | 0.012 | 0.012 | 0.012 | 0.012 | 0.012 | 0.144 | 0.179 | 0.215 | 0.249 | 0.286 | 0.321 | 0.357 | 0.394 | 0.43 | 0.466 | 0.505 | 0.542 | 0.58 | 0.617 | 0.655 | 0.692 | 0.73 | 0.767 | 0.805 | 0.843 | 0.881 | 0.92 | 0.959 | 0.998 | 1.037 | South Tyneside | North Eastern
NG FES - Steady Progression | Total installed wind capacity (MW) | Stockton-on-Tees | 41.548 | 41.537 | 41.538 | 41.538 | 41.538 | 41.538 | 41.538 | 41.553 | 41.575 | 41.598 | 41.622 | 41.645 | 41.669 | 41.691 | 41.713 | 41.738 | 41.761 | 41.785 | 41.809 | 41.832 | 41.857 | 41.88 | 41.905 | 41.93 | 41.956 | 41.979 | 42.004 | 42.027 | 42.054 | 42.081 | 42.105 | 42.13 | Stockton-on-Tees | Tees Valley
NG FES - Steady Progression | Total installed wind capacity (MW) | Sunderland | 6.09 | 6.086 | 6.087 | 6.087 | 6.087 | 6.088 | 6.088 | 6.288 | 6.363 | 6.439 | 6.515 | 6.595 | 6.672 | 6.75 | 6.83 | 6.908 | 6.987 | 7.068 | 7.148 | 7.229 | 7.31 | 7.391 | 7.473 | 7.557 | 7.641 | 7.725 | 7.809 | 7.893 | 7.976 | 8.06 | 8.146 | 8.231 | Sunderland | North Eastern
NG FES - Steady Progression | Total installed wind capacity (MW) | Wakefield | 2.482 | 2.709 | 2.799 | 2.885 | 2.94 | 2.996 | 3.051 | 3.437 | 3.828 | 4.214 | 4.608 | 5 | 5.394 | 5.791 | 6.193 | 6.596 | 6.999 | 7.407 | 7.82 | 8.229 | 8.647 | 9.063 | 9.48 | 9.902 | 10.323 | 10.752 | 11.176 | 11.608 | 12.039 | 12.468 | 12.905 | 13.343 | Wakefield | Leeds City Region
NG FES - Steady Progression | Total installed wind capacity (MW) | West Lindsey | 2.51 | 2.686 | 2.694 | 2.702 | 2.711 | 2.719 | 2.728 | 2.734 | 2.745 | 2.751 | 2.76 | 2.769 | 2.777 | 2.784 | 2.795 | 2.803 | 2.811 | 2.822 | 2.834 | 2.845 | 2.857 | 2.868 | 2.879 | 2.89 | 2.901 | 2.914 | 2.923 | 2.935 | 2.945 | 2.958 | 2.969 | 2.98 | West Lindsey | Greater Lincolnshire
NG FES - Steady Progression | Total installed wind capacity (MW) | York | 5.133 | 5.12 | 5.12 | 5.121 | 5.122 | 5.122 | 5.122 | 5.164 | 5.232 | 5.297 | 5.362 | 5.428 | 5.497 | 5.566 | 5.634 | 5.701 | 5.768 | 5.839 | 5.908 | 5.978 | 6.048 | 6.121 | 6.19 | 6.26 | 6.333 | 6.407 | 6.48 | 6.552 | 6.625 | 6.698 | 6.77 | 6.844 | York | Leeds City Region | York and North Yorkshire
NG FES - System Transformation | Total installed wind capacity (MW) | Barnsley | 27.498 | 27.693 | 27.72 | 27.767 | 27.82 | 27.868 | 27.918 | 28.209 | 28.558 | 28.919 | 29.281 | 29.767 | 30.267 | 30.772 | 31.285 | 31.812 | 32.348 | 32.898 | 33.459 | 34.028 | 34.61 | 35.204 | 35.812 | 36.427 | 37.063 | 37.706 | 38.434 | 39.317 | 40.217 | 41.136 | 42.071 | 43.024 | Barnsley | Leeds City Region | Sheffield City Region
NG FES - System Transformation | Total installed wind capacity (MW) | Bassetlaw | 0.012 | 0.04 | 0.042 | 0.046 | 0.05 | 0.052 | 0.055 | 0.057 | 0.06 | 0.061 | 0.064 | 0.066 | 0.068 | 0.07 | 0.073 | 0.076 | 0.077 | 0.081 | 0.083 | 0.086 | 0.088 | 0.092 | 0.095 | 0.098 | 0.102 | 0.104 | 0.108 | 0.111 | 0.116 | 0.12 | 0.123 | 0.127 | Bassetlaw | Derby, Derbyshire, Nottingham and Nottinghamshire | Sheffield City Region
NG FES - System Transformation | Total installed wind capacity (MW) | Bradford | 2.098 | 2.371 | 2.408 | 2.436 | 2.468 | 2.501 | 2.535 | 2.574 | 2.612 | 2.656 | 2.71 | 2.764 | 2.819 | 2.877 | 2.939 | 2.994 | 3.06 | 3.124 | 3.188 | 3.256 | 3.318 | 3.389 | 3.464 | 3.54 | 3.612 | 3.694 | 3.964 | 4.629 | 5.302 | 5.99 | 6.691 | 7.409 | Bradford | Leeds City Region
NG FES - System Transformation | Total installed wind capacity (MW) | Calderdale | 44.976 | 45.21 | 45.234 | 45.261 | 45.285 | 45.312 | 45.337 | 45.351 | 45.367 | 45.387 | 45.408 | 45.427 | 45.448 | 45.467 | 45.488 | 45.508 | 45.531 | 45.553 | 45.579 | 45.603 | 45.628 | 45.651 | 45.678 | 45.705 | 45.734 | 45.763 | 45.86 | 46.094 | 46.334 | 46.574 | 46.822 | 47.075 | Calderdale | Leeds City Region
NG FES - System Transformation | Total installed wind capacity (MW) | County Durham | 132.396 | 131.467 | 131.474 | 131.478 | 131.486 | 131.493 | 131.501 | 132.214 | 133.19 | 134.181 | 135.191 | 136.547 | 137.932 | 139.343 | 140.778 | 142.248 | 143.744 | 145.272 | 146.834 | 148.423 | 150.046 | 151.7 | 153.387 | 155.111 | 156.87 | 158.659 | 160.488 | 162.355 | 164.262 | 166.204 | 168.184 | 170.205 | County Durham | North Eastern
NG FES - System Transformation | Total installed wind capacity (MW) | Craven | 0.368 | 1.125 | 1.209 | 1.292 | 1.374 | 1.458 | 1.54 | 1.589 | 1.638 | 1.702 | 1.765 | 1.827 | 1.888 | 1.952 | 2.013 | 2.077 | 2.14 | 2.214 | 2.289 | 2.364 | 2.438 | 2.513 | 2.601 | 2.687 | 2.775 | 2.863 | 2.949 | 3.05 | 3.149 | 3.249 | 3.348 | 3.449 | Craven | Leeds City Region | York and North Yorkshire
NG FES - System Transformation | Total installed wind capacity (MW) | Darlington | 12.631 | 12.587 | 12.587 | 12.587 | 12.587 | 12.588 | 12.588 | 12.641 | 12.712 | 12.786 | 12.863 | 12.964 | 13.065 | 13.17 | 13.276 | 13.387 | 13.498 | 13.611 | 13.726 | 13.845 | 13.965 | 14.089 | 14.214 | 14.34 | 14.473 | 14.605 | 14.741 | 14.88 | 15.021 | 15.166 | 15.313 | 15.462 | Darlington | Tees Valley
NG FES - System Transformation | Total installed wind capacity (MW) | Doncaster | 60.234 | 60.596 | 60.632 | 60.675 | 60.718 | 60.761 | 60.806 | 60.86 | 60.919 | 60.988 | 61.057 | 61.142 | 61.224 | 61.309 | 61.394 | 61.485 | 61.571 | 61.667 | 61.763 | 61.862 | 61.96 | 62.058 | 62.169 | 62.275 | 62.387 | 62.501 | 63.005 | 64.27 | 65.56 | 66.875 | 68.216 | 69.583 | Doncaster | Sheffield City Region
NG FES - System Transformation | Total installed wind capacity (MW) | East Lindsey | 1.041 | 1.222 | 1.241 | 1.259 | 1.279 | 1.299 | 1.319 | 1.332 | 1.342 | 1.358 | 1.372 | 1.386 | 1.402 | 1.417 | 1.432 | 1.444 | 1.461 | 1.479 | 1.497 | 1.512 | 1.531 | 1.548 | 1.569 | 1.588 | 1.609 | 1.631 | 1.652 | 1.674 | 1.699 | 1.721 | 1.745 | 1.771 | East Lindsey | Greater Lincolnshire
NG FES - System Transformation | Total installed wind capacity (MW) | East Riding of Yorkshire | 182.609 | 184.189 | 184.381 | 184.793 | 185.208 | 185.618 | 186.031 | 188.531 | 191.547 | 194.63 | 197.759 | 201.947 | 206.213 | 210.566 | 215.005 | 219.528 | 224.141 | 228.867 | 233.684 | 238.594 | 243.602 | 248.705 | 253.932 | 259.263 | 264.695 | 270.23 | 275.401 | 279.796 | 284.27 | 288.835 | 293.485 | 298.225 | East Riding of Yorkshire | Humber | York and North Yorkshire
NG FES - System Transformation | Total installed wind capacity (MW) | Gateshead | 1.144 | 1.132 | 1.132 | 1.132 | 1.132 | 1.132 | 1.132 | 1.602 | 1.845 | 2.091 | 2.34 | 2.675 | 3.018 | 3.366 | 3.724 | 4.087 | 4.458 | 4.835 | 5.222 | 5.614 | 6.015 | 6.424 | 6.841 | 7.268 | 7.704 | 8.145 | 8.596 | 9.06 | 9.529 | 10.007 | 10.498 | 10.998 | Gateshead | North Eastern
NG FES - System Transformation | Total installed wind capacity (MW) | Hambleton | 0.231 | 0.211 | 0.214 | 0.22 | 0.223 | 0.225 | 0.229 | 0.451 | 0.753 | 1.065 | 1.381 | 1.803 | 2.234 | 2.672 | 3.119 | 3.576 | 4.04 | 4.518 | 5.003 | 5.5 | 6.003 | 6.519 | 7.045 | 7.582 | 8.129 | 8.688 | 9.259 | 9.841 | 10.434 | 11.039 | 11.66 | 12.286 | Hambleton | York and North Yorkshire
NG FES - System Transformation | Total installed wind capacity (MW) | Harrogate | 16.572 | 16.548 | 16.554 | 16.576 | 16.598 | 16.618 | 16.641 | 16.81 | 17.011 | 17.22 | 17.431 | 17.712 | 17.998 | 18.29 | 18.587 | 18.888 | 19.2 | 19.515 | 19.84 | 20.169 | 20.505 | 20.846 | 21.199 | 21.557 | 21.922 | 22.293 | 22.658 | 23.01 | 23.365 | 23.726 | 24.096 | 24.472 | Harrogate | Leeds City Region | York and North Yorkshire
NG FES - System Transformation | Total installed wind capacity (MW) | Hartlepool | 8.027 | 7.993 | 7.994 | 7.994 | 7.994 | 7.994 | 7.994 | 8.019 | 8.057 | 8.094 | 8.131 | 8.182 | 8.234 | 8.286 | 8.338 | 8.394 | 8.45 | 8.506 | 8.565 | 8.624 | 8.684 | 8.744 | 8.808 | 8.872 | 8.938 | 9.005 | 9.071 | 9.142 | 9.212 | 9.286 | 9.359 | 9.434 | Hartlepool | Tees Valley
NG FES - System Transformation | Total installed wind capacity (MW) | High Peak | 0 | 0.005 | 0.006 | 0.006 | 0.007 | 0.007 | 0.008 | 0.008 | 0.008 | 0.009 | 0.009 | 0.01 | 0.01 | 0.01 | 0.011 | 0.011 | 0.012 | 0.012 | 0.013 | 0.013 | 0.014 | 0.014 | 0.015 | 0.015 | 0.016 | 0.016 | 0.017 | 0.018 | 0.018 | 0.019 | 0.02 | 0.02 | High Peak | Derby, Derbyshire, Nottingham and Nottinghamshire,
NG FES - System Transformation | Total installed wind capacity (MW) | Kingston upon Hull, City of | 29.581 | 29.728 | 29.746 | 29.773 | 29.8 | 29.832 | 29.862 | 29.997 | 30.159 | 30.328 | 30.496 | 30.72 | 30.95 | 31.184 | 31.422 | 31.666 | 31.916 | 32.17 | 32.43 | 32.694 | 32.963 | 33.237 | 33.518 | 33.805 | 34.099 | 34.399 | 34.717 | 35.07 | 35.436 | 35.803 | 36.177 | 36.561 | Kingston upon Hull, City of | Humber
NG FES - System Transformation | Total installed wind capacity (MW) | Kirklees | 15.982 | 16.222 | 16.271 | 16.306 | 16.343 | 16.377 | 16.414 | 16.512 | 16.631 | 16.758 | 16.886 | 17.048 | 17.219 | 17.391 | 17.563 | 17.737 | 17.919 | 18.106 | 18.298 | 18.493 | 18.689 | 18.89 | 19.096 | 19.307 | 19.526 | 19.744 | 20.085 | 20.657 | 21.243 | 21.841 | 22.448 | 23.066 | Kirklees | Leeds City Region
NG FES - System Transformation | Total installed wind capacity (MW) | Leeds | 12.653 | 12.966 | 13.611 | 13.941 | 14.27 | 14.601 | 14.931 | 17.843 | 21.369 | 24.956 | 28.593 | 33.51 | 38.528 | 43.648 | 48.859 | 54.179 | 59.606 | 65.145 | 70.794 | 76.558 | 82.434 | 88.426 | 94.546 | 100.786 | 107.149 | 113.635 | 118.492 | 120.076 | 121.695 | 123.346 | 125.038 | 126.753 | Leeds | Leeds City Region
NG FES - System Transformation | Total installed wind capacity (MW) | Middlesbrough | 0.096 | 0.109 | 0.109 | 0.109 | 0.109 | 0.109 | 0.109 | 0.109 | 0.11 | 0.11 | 0.111 | 0.112 | 0.114 | 0.114 | 0.114 | 0.114 | 0.115 | 0.115 | 0.115 | 0.116 | 0.116 | 0.118 | 0.119 | 0.12 | 0.12 | 0.121 | 0.121 | 0.121 | 0.122 | 0.124 | 0.125 | 0.126 | Middlesbrough | Tees Valley
NG FES - System Transformation | Total installed wind capacity (MW) | Newcastle upon Tyne | 0.045 | 0.042 | 0.042 | 0.042 | 0.043 | 0.043 | 0.043 | 0.316 | 0.415 | 0.515 | 0.618 | 0.756 | 0.9 | 1.045 | 1.191 | 1.339 | 1.492 | 1.646 | 1.806 | 1.967 | 2.133 | 2.303 | 2.475 | 2.652 | 2.833 | 3.016 | 3.201 | 3.391 | 3.583 | 3.782 | 3.984 | 4.19 | Newcastle upon Tyne | North Eastern
NG FES - System Transformation | Total installed wind capacity (MW) | North East Derbyshire | 0.009 | 0.022 | 0.023 | 0.024 | 0.026 | 0.027 | 0.028 | 0.029 | 0.03 | 0.031 | 0.032 | 0.033 | 0.034 | 0.035 | 0.036 | 0.037 | 0.038 | 0.039 | 0.041 | 0.042 | 0.043 | 0.044 | 0.046 | 0.047 | 0.048 | 0.049 | 0.051 | 0.052 | 0.054 | 0.055 | 0.057 | 0.059 | North East Derbyshire | Derby, Derbyshire, Nottingham and Nottinghamshire | Sheffield City Region
NG FES - System Transformation | Total installed wind capacity (MW) | North East Lincolnshire | 59.18 | 59.308 | 59.319 | 59.333 | 59.348 | 59.36 | 59.373 | 59.383 | 59.391 | 59.402 | 59.411 | 59.422 | 59.432 | 59.443 | 59.452 | 59.462 | 59.472 | 59.487 | 59.498 | 59.508 | 59.522 | 59.535 | 59.547 | 59.562 | 59.577 | 59.592 | 59.746 | 60.174 | 60.611 | 61.053 | 61.505 | 61.964 | North East Lincolnshire | Greater Lincolnshire | Humber
NG FES - System Transformation | Total installed wind capacity (MW) | North Lincolnshire | 108.589 | 109.145 | 109.208 | 109.268 | 109.328 | 109.389 | 109.452 | 109.486 | 109.522 | 109.568 | 109.615 | 109.66 | 109.706 | 109.751 | 109.797 | 109.843 | 109.888 | 109.942 | 109.997 | 110.051 | 110.105 | 110.16 | 110.225 | 110.289 | 110.353 | 110.416 | 110.825 | 111.904 | 113.001 | 114.118 | 115.258 | 116.419 | North Lincolnshire | Greater Lincolnshire | Humber
NG FES - System Transformation | Total installed wind capacity (MW) | North Tyneside | 0.03 | 0.028 | 0.029 | 0.029 | 0.03 | 0.03 | 0.03 | 0.274 | 0.603 | 0.936 | 1.273 | 1.729 | 2.194 | 2.672 | 3.158 | 3.653 | 4.157 | 4.672 | 5.195 | 5.731 | 6.276 | 6.832 | 7.399 | 7.981 | 8.572 | 9.174 | 9.79 | 10.417 | 11.058 | 11.71 | 12.376 | 13.054 | North Tyneside | North Eastern
NG FES - System Transformation | Total installed wind capacity (MW) | Northumberland | 223.995 | 223.845 | 223.856 | 223.873 | 223.886 | 223.901 | 223.917 | 226.611 | 230.311 | 234.075 | 237.893 | 243.043 | 248.298 | 253.651 | 259.114 | 264.686 | 270.366 | 276.172 | 282.092 | 288.126 | 294.283 | 300.56 | 306.973 | 313.512 | 320.179 | 326.981 | 333.913 | 340.996 | 348.22 | 355.587 | 363.096 | 370.755 | Northumberland | North Eastern
NG FES - System Transformation | Total installed wind capacity (MW) | Pendle | 0.058 | 0.088 | 0.091 | 0.095 | 0.097 | 0.101 | 0.104 | 0.107 | 0.108 | 0.11 | 0.113 | 0.116 | 0.118 | 0.12 | 0.122 | 0.125 | 0.128 | 0.131 | 0.134 | 0.136 | 0.14 | 0.142 | 0.146 | 0.149 | 0.152 | 0.156 | 0.16 | 0.162 | 0.167 | 0.171 | 0.174 | 0.178 | Pendle | Lancashire
NG FES - System Transformation | Total installed wind capacity (MW) | Redcar and Cleveland | 2.125 | 1.805 | 1.807 | 1.807 | 1.808 | 1.809 | 1.81 | 1.998 | 2.264 | 2.535 | 2.808 | 3.178 | 3.554 | 3.938 | 4.331 | 4.729 | 5.138 | 5.553 | 5.979 | 6.412 | 6.853 | 7.304 | 7.764 | 8.231 | 8.71 | 9.198 | 9.695 | 10.203 | 10.722 | 11.249 | 11.788 | 12.337 | Redcar and Cleveland | Tees Valley
NG FES - System Transformation | Total installed wind capacity (MW) | Richmondshire | 0.318 | 0.277 | 0.28 | 0.285 | 0.289 | 0.292 | 0.296 | 0.307 | 0.319 | 0.333 | 0.346 | 0.362 | 0.374 | 0.388 | 0.401 | 0.415 | 0.43 | 0.447 | 0.464 | 0.481 | 0.498 | 0.513 | 0.533 | 0.553 | 0.573 | 0.592 | 0.612 | 0.636 | 0.656 | 0.679 | 0.702 | 0.724 | Richmondshire | York and North Yorkshire
NG FES - System Transformation | Total installed wind capacity (MW) | Rotherham | 4.996 | 5.167 | 5.193 | 5.233 | 5.28 | 5.322 | 5.368 | 5.625 | 5.934 | 6.254 | 6.577 | 7.011 | 7.448 | 7.901 | 8.357 | 8.822 | 9.301 | 9.785 | 10.285 | 10.79 | 11.308 | 11.832 | 12.373 | 12.923 | 13.484 | 14.057 | 14.646 | 15.267 | 15.9 | 16.544 | 17.205 | 17.876 | Rotherham | Sheffield City Region
NG FES - System Transformation | Total installed wind capacity (MW) | Ryedale | 2.211 | 1.978 | 1.985 | 2.011 | 2.037 | 2.061 | 2.087 | 2.671 | 3.449 | 4.242 | 5.047 | 6.131 | 7.236 | 8.36 | 9.51 | 10.68 | 11.875 | 13.094 | 14.342 | 15.61 | 16.906 | 18.226 | 19.574 | 20.95 | 22.354 | 23.783 | 25.194 | 26.544 | 27.921 | 29.324 | 30.755 | 32.214 | Ryedale | York and North Yorkshire
NG FES - System Transformation | Total installed wind capacity (MW) | Scarborough | 1.335 | 1.214 | 1.226 | 1.28 | 1.336 | 1.392 | 1.448 | 2.102 | 2.929 | 3.77 | 4.624 | 5.775 | 6.949 | 8.145 | 9.365 | 10.612 | 11.881 | 13.178 | 14.502 | 15.849 | 17.227 | 18.628 | 20.061 | 21.521 | 23.012 | 24.532 | 25.958 | 27.175 | 28.419 | 29.683 | 30.976 | 32.293 | Scarborough | York and North Yorkshire
NG FES - System Transformation | Total installed wind capacity (MW) | Selby | 34.002 | 34.365 | 34.408 | 34.477 | 34.55 | 34.621 | 34.693 | 35.024 | 35.424 | 35.836 | 36.254 | 36.81 | 37.374 | 37.949 | 38.536 | 39.134 | 39.743 | 40.369 | 41.009 | 41.66 | 42.322 | 42.997 | 43.691 | 44.399 | 45.119 | 45.854 | 46.825 | 48.254 | 49.707 | 51.19 | 52.703 | 54.242 | Selby | Leeds City Region | York and North Yorkshire
NG FES - System Transformation | Total installed wind capacity (MW) | Sheffield | 0.076 | 0.273 | 0.297 | 0.336 | 0.363 | 0.396 | 0.43 | 0.548 | 0.692 | 0.839 | 0.989 | 1.183 | 1.388 | 1.588 | 1.798 | 2.009 | 2.221 | 2.446 | 2.673 | 2.905 | 3.137 | 3.376 | 3.626 | 3.873 | 4.133 | 4.392 | 4.836 | 5.629 | 6.438 | 7.257 | 8.098 | 8.955 | Sheffield | Sheffield City Region
NG FES - System Transformation | Total installed wind capacity (MW) | South Tyneside | 0.012 | 0.012 | 0.012 | 0.012 | 0.012 | 0.012 | 0.012 | 0.199 | 0.306 | 0.416 | 0.527 | 0.678 | 0.831 | 0.99 | 1.15 | 1.313 | 1.478 | 1.647 | 1.819 | 1.995 | 2.174 | 2.358 | 2.543 | 2.734 | 2.928 | 3.129 | 3.33 | 3.536 | 3.748 | 3.963 | 4.183 | 4.405 | South Tyneside | North Eastern
NG FES - System Transformation | Total installed wind capacity (MW) | Stockton-on-Tees | 41.548 | 41.537 | 41.538 | 41.538 | 41.538 | 41.539 | 41.539 | 41.588 | 41.657 | 41.727 | 41.796 | 41.89 | 41.985 | 42.082 | 42.182 | 42.283 | 42.387 | 42.493 | 42.601 | 42.71 | 42.823 | 42.938 | 43.054 | 43.173 | 43.296 | 43.418 | 43.546 | 43.674 | 43.806 | 43.94 | 44.077 | 44.218 | Stockton-on-Tees | Tees Valley
NG FES - System Transformation | Total installed wind capacity (MW) | Sunderland | 6.09 | 6.086 | 6.087 | 6.088 | 6.088 | 6.09 | 6.09 | 6.405 | 6.637 | 6.877 | 7.118 | 7.443 | 7.774 | 8.114 | 8.461 | 8.812 | 9.171 | 9.541 | 9.915 | 10.298 | 10.685 | 11.083 | 11.487 | 11.9 | 12.322 | 12.753 | 13.191 | 13.639 | 14.095 | 14.563 | 15.037 | 15.52 | Sunderland | North Eastern
NG FES - System Transformation | Total installed wind capacity (MW) | Wakefield | 2.482 | 2.709 | 2.899 | 3.022 | 3.15 | 3.272 | 3.395 | 4.364 | 5.547 | 6.748 | 7.964 | 9.607 | 11.284 | 12.99 | 14.734 | 16.507 | 18.321 | 20.171 | 22.06 | 23.986 | 25.946 | 27.949 | 29.992 | 32.076 | 34.207 | 36.373 | 38.186 | 39.274 | 40.384 | 41.516 | 42.67 | 43.843 | Wakefield | Leeds City Region
NG FES - System Transformation | Total installed wind capacity (MW) | West Lindsey | 2.51 | 2.686 | 2.705 | 2.723 | 2.742 | 2.76 | 2.779 | 2.792 | 2.801 | 2.816 | 2.829 | 2.843 | 2.858 | 2.871 | 2.885 | 2.899 | 2.915 | 2.931 | 2.947 | 2.964 | 2.98 | 2.999 | 3.017 | 3.038 | 3.057 | 3.077 | 3.523 | 4.789 | 6.082 | 7.399 | 8.744 | 10.112 | West Lindsey | Greater Lincolnshire
NG FES - System Transformation | Total installed wind capacity (MW) | York | 5.133 | 5.12 | 5.121 | 5.122 | 5.122 | 5.123 | 5.123 | 5.268 | 5.465 | 5.669 | 5.876 | 6.154 | 6.436 | 6.726 | 7.02 | 7.319 | 7.627 | 7.937 | 8.258 | 8.584 | 8.915 | 9.253 | 9.596 | 9.951 | 10.307 | 10.679 | 11.049 | 11.434 | 11.821 | 12.217 | 12.625 | 13.037 | York | Leeds City Region | York and North Yorkshire
NG FES - Consumer Transformation | Domestic Base Energy Demand (MWh) | Barnsley | 351584.804 | 351920.412 | 335987.033 | 309219.781 | 295846.405 | 290835.561 | 287320.115 | 284746.21 | 283217.9 | 282136.952 | 281141.432 | 280132.842 | 278968.41 | 277812.761 | 276548.931 | 275273.139 | 274142.283 | 273419.86 | 272865.053 | 272261.857 | 271601.843 | 271083.719 | 271011.48 | 271001.885 | 271147.988 | 271762.913 | 272482.988 | 273228.669 | 274007.913 | 274827.335 | 275681.853 | 276563.26 | Barnsley | Leeds City Region | Sheffield City Region
NG FES - Consumer Transformation | Domestic Base Energy Demand (MWh) | Bassetlaw | 25976.659 | 25971.369 | 24766.454 | 22731.502 | 21722.075 | 21352.957 | 21098.252 | 20915.527 | 20812.795 | 20744.209 | 20682.07 | 20618.804 | 20540.54 | 20462.753 | 20376.638 | 20289.453 | 20213.278 | 20171.454 | 20137.283 | 20099.269 | 20056.883 | 20025.365 | 20027.997 | 20035.599 | 20055.376 | 20111.005 | 20174.361 | 20239.496 | 20306.858 | 20377.282 | 20450.346 | 20525.444 | Bassetlaw | Derby, Derbyshire, Nottingham and Nottinghamshire | Sheffield City Region
NG FES - Consumer Transformation | Domestic Base Energy Demand (MWh) | Bradford | 781811.406 | 782038.521 | 748684.324 | 693004.945 | 664949.852 | 654137.333 | 646408.998 | 640622.28 | 636990.718 | 634281.101 | 631747.672 | 629187.455 | 626490.658 | 623819.156 | 620924.1 | 618009.154 | 615395.663 | 613461.801 | 612165.7 | 610775.864 | 609268.923 | 608053.335 | 607754.982 | 607576.71 | 607701.078 | 608793.526 | 610121.886 | 611512.606 | 612990.731 | 614555.01 | 616193.193 | 617888.083 | Bradford | Leeds City Region
NG FES - Consumer Transformation | Domestic Base Energy Demand (MWh) | Calderdale | 353922.414 | 354429 | 339640.555 | 314953.841 | 302512.279 | 297713.42 | 294280.919 | 291708.049 | 290089.71 | 288878.979 | 287745.47 | 286598.986 | 285418.178 | 284248.841 | 282979.678 | 281701.606 | 280557.065 | 279693.064 | 279151.461 | 278568.7 | 277933.69 | 277427.485 | 277327.617 | 277279.75 | 277363.047 | 277875.886 | 278496.057 | 279145.072 | 279835.183 | 280564.228 | 281326.128 | 282113.297 | Calderdale | Leeds City Region
NG FES - Consumer Transformation | Domestic Base Energy Demand (MWh) | County Durham | 771749.144 | 770995.133 | 735673.673 | 676307.887 | 646674.035 | 635602.771 | 627851.358 | 622190.461 | 618850.663 | 616504.315 | 614347.985 | 612163.218 | 609599.692 | 607054.952 | 604270.781 | 601459.834 | 598970.352 | 597414.107 | 596179.574 | 594837.042 | 593368.81 | 592215.771 | 592052.162 | 592029.082 | 592354.744 | 593719.789 | 595314.645 | 596964.655 | 598686.058 | 600495.776 | 602383.053 | 604329.7 | County Durham | North Eastern
NG FES - Consumer Transformation | Domestic Base Energy Demand (MWh) | Craven | 69100.613 | 69021.616 | 65924.888 | 60707.204 | 58113.196 | 57156.48 | 56492.313 | 56012.037 | 55736.036 | 55547.06 | 55374.392 | 55198.642 | 54993.597 | 54790.049 | 54565.185 | 54337.758 | 54138.528 | 54019.463 | 53933.952 | 53838.919 | 53732.76 | 53654.274 | 53662.745 | 53683.471 | 53734.222 | 53876.367 | 54039.134 | 54206.855 | 54381.1 | 54563.343 | 54752.338 | 54946.537 | Craven | Leeds City Region | York and North Yorkshire
NG FES - Consumer Transformation | Domestic Base Energy Demand (MWh) | Darlington | 167934.518 | 167405.208 | 159877.907 | 147266.515 | 140945.278 | 138550.765 | 136858.795 | 135609.343 | 134850.99 | 134303.008 | 133795.443 | 133282.173 | 132702.709 | 132127.966 | 131502.703 | 130872.343 | 130310.291 | 129932.383 | 129645.396 | 129336.148 | 129000.396 | 128731.258 | 128671.229 | 128640.177 | 128681.591 | 128942.901 | 129254.254 | 129578.039 | 129918.388 | 130277.557 | 130653.276 | 131041.645 | Darlington | Tees Valley
NG FES - Consumer Transformation | Domestic Base Energy Demand (MWh) | Doncaster | 448853.437 | 447819.203 | 427953.357 | 394613.356 | 377926.974 | 371638.83 | 367209.741 | 363950.96 | 361992.142 | 360589.236 | 359292.228 | 357978.5 | 356504.072 | 355041.393 | 353443.581 | 351831.252 | 350399.409 | 349447.967 | 348756.216 | 348004.969 | 347182.717 | 346536.675 | 346445.254 | 346430.204 | 346605.575 | 347365.027 | 348258.825 | 349186.168 | 350158.429 | 351181.476 | 352248.49 | 353349.247 | Doncaster | Sheffield City Region
NG FES - Consumer Transformation | Domestic Base Energy Demand (MWh) | East Lindsey | 64691.233 | 64726.732 | 61844.037 | 56931.015 | 54526.968 | 53687.973 | 53127.854 | 52742.379 | 52551.333 | 52442.261 | 52347.796 | 52249.108 | 52119.662 | 51990.771 | 51840.966 | 51687.874 | 51561.22 | 51517.061 | 51497.665 | 51468.679 | 51428.857 | 51415.312 | 51484.62 | 51565.943 | 51675.67 | 51872.456 | 52088.603 | 52309.107 | 52535.2 | 52769.238 | 53009.497 | 53254.629 | East Lindsey | Greater Lincolnshire
NG FES - Consumer Transformation | Domestic Base Energy Demand (MWh) | East Riding of Yorkshire | 526225.757 | 525863.646 | 502121.733 | 462112.109 | 442222.816 | 434890.693 | 429802.418 | 426124.931 | 424014.606 | 422572.306 | 421255.493 | 419915.546 | 418338.635 | 416773.011 | 415044.043 | 413295.342 | 411762.925 | 410854.697 | 410185.761 | 409443.476 | 408615.856 | 408000.649 | 408052.845 | 408199.573 | 408578.149 | 409658.003 | 410894.873 | 412169.235 | 413492.599 | 414876.973 | 416313.175 | 417789.268 | East Riding of Yorkshire | Humber | York and North Yorkshire
NG FES - Consumer Transformation | Domestic Base Energy Demand (MWh) | Gateshead | 308470.517 | 307836.401 | 294828.257 | 273158.694 | 262210.77 | 257954.618 | 254896.128 | 252591.685 | 251124.182 | 250014.932 | 248974.739 | 247924.693 | 246835.847 | 245757.726 | 244593.362 | 243422.007 | 242368.315 | 241570.26 | 241037.959 | 240469.971 | 239856.947 | 239357.26 | 239213.605 | 239116.555 | 239136.019 | 239531.481 | 240020.012 | 240533.617 | 241082.374 | 241665.33 | 242277.329 | 242911.744 | Gateshead | North Eastern
NG FES - Consumer Transformation | Domestic Base Energy Demand (MWh) | Hambleton | 129463.29 | 129331.984 | 123470.247 | 113563.92 | 108659.702 | 106876.849 | 105651.446 | 104776.222 | 104290.153 | 103969.575 | 103679.75 | 103383.609 | 103024.76 | 102668.248 | 102270.951 | 101868.339 | 101519.228 | 101330.184 | 101193.198 | 101037.716 | 100860.972 | 100736.96 | 100778.653 | 100844.111 | 100967.276 | 101264.462 | 101600.22 | 101944.98 | 102301.36 | 102672.987 | 103057.347 | 103451.547 | Hambleton | York and North Yorkshire
NG FES - Consumer Transformation | Domestic Base Energy Demand (MWh) | Harrogate | 252121.884 | 251502.37 | 240475.645 | 222046.39 | 212789.911 | 209256.325 | 206746.747 | 204881.758 | 203731.546 | 202887.081 | 202101.002 | 201306.134 | 200441.349 | 199584.423 | 198654.002 | 197716.853 | 196879.404 | 196286.337 | 195867.957 | 195418.245 | 194930.212 | 194538.863 | 194450.792 | 194403.475 | 194458.331 | 194832.264 | 195281.561 | 195750.158 | 196245.378 | 196768.359 | 197315.384 | 197880.777 | Harrogate | Leeds City Region | York and North Yorkshire
NG FES - Consumer Transformation | Domestic Base Energy Demand (MWh) | Hartlepool | 142696.102 | 142510.028 | 136026.986 | 125154.656 | 119711.37 | 117657.611 | 116210.316 | 115145.06 | 114503.869 | 114044.384 | 113619.891 | 113190.55 | 112697.391 | 112208.076 | 111675.207 | 111137.789 | 110659.305 | 110346.262 | 110100.571 | 109835.442 | 109547.446 | 109317.046 | 109267.335 | 109243.059 | 109282.107 | 109511.061 | 109782.541 | 110064.429 | 110359.935 | 110671.634 | 110997.608 | 111334.504 | Hartlepool | Tees Valley
NG FES - Consumer Transformation | Domestic Base Energy Demand (MWh) | High Peak | 6107.208 | 6121.523 | 5853.437 | 5392.939 | 5170.108 | 5095.458 | 5047.164 | 5015.321 | 5001.826 | 4996 | 4991.488 | 4986.48 | 4978.644 | 4970.805 | 4960.952 | 4950.731 | 4942.984 | 4943.35 | 4945.854 | 4947.423 | 4947.956 | 4950.965 | 4961.792 | 4973.779 | 4988.406 | 5011.251 | 5035.928 | 5061.002 | 5086.575 | 5112.938 | 5139.874 | 5167.269 | High Peak | Derby, Derbyshire, Nottingham and Nottinghamshire,
NG FES - Consumer Transformation | Domestic Base Energy Demand (MWh) | Kingston upon Hull, City of | 427768.283 | 426216.843 | 408360.712 | 378626.413 | 363590.881 | 357730.164 | 353511.132 | 350325.698 | 348287.645 | 346740.649 | 345288.064 | 343821.729 | 342315.053 | 340823.285 | 339212.764 | 337592.666 | 336133.846 | 335012.721 | 334277.903 | 333494.273 | 332648.498 | 331957.894 | 331755.6 | 331616.287 | 331635.437 | 332170.726 | 332835.015 | 333534.286 | 334283.075 | 335078.791 | 335914.38 | 336780.687 | Kingston upon Hull, City of | Humber
NG FES - Consumer Transformation | Domestic Base Energy Demand (MWh) | Kirklees | 642672.605 | 643343.822 | 615279.024 | 568320.981 | 544732.219 | 535732.043 | 529341.082 | 524592.963 | 521668.624 | 519524.678 | 517529.886 | 515512.572 | 513319.363 | 511145.311 | 508782.279 | 506400.954 | 504273.852 | 502773.124 | 501718.246 | 500582.136 | 499346.886 | 498358.539 | 498147.049 | 498039.963 | 498195.012 | 499168.823 | 500336.054 | 501552.983 | 502838.083 | 504194.843 | 505613.669 | 507080.041 | Kirklees | Leeds City Region
NG FES - Consumer Transformation | Domestic Base Energy Demand (MWh) | Leeds | 1317367.954 | 1316862.796 | 1265867.718 | 1181149.18 | 1138120.167 | 1121113.316 | 1108755.707 | 1099321.052 | 1093134.643 | 1088332.549 | 1083790.409 | 1079199.76 | 1074849.48 | 1070547.894 | 1065900.871 | 1061228.163 | 1057013.438 | 1053456.862 | 1051550.984 | 1049513 | 1047294.077 | 1045511.298 | 1045112.92 | 1044875.169 | 1045049.392 | 1046696.447 | 1048747.425 | 1050914.922 | 1053256.646 | 1055739.566 | 1058337.778 | 1061025.2 | Leeds | Leeds City Region
NG FES - Consumer Transformation | Domestic Base Energy Demand (MWh) | Middlesbrough | 211702.269 | 211088.448 | 201752.989 | 186131.59 | 178285.475 | 175293.523 | 173170.066 | 171593.618 | 170624.405 | 169915.28 | 169256.199 | 168590.042 | 167855.304 | 167126.815 | 166335.756 | 165538.618 | 164826.167 | 164331.722 | 163968.875 | 163578.808 | 163155.914 | 162815.375 | 162733.534 | 162687.106 | 162729.158 | 163043.632 | 163421.419 | 163815.288 | 164230.837 | 164670.121 | 165130.065 | 165605.858 | Middlesbrough | Tees Valley
NG FES - Consumer Transformation | Domestic Base Energy Demand (MWh) | Newcastle upon Tyne | 464049.934 | 464268.7 | 446459.108 | 416934.306 | 401900.004 | 395909.154 | 391534.743 | 388176.54 | 385947.436 | 384199.628 | 382542.669 | 380869.256 | 379301.303 | 377751.427 | 376081.978 | 374404.488 | 372886.817 | 371582.312 | 370882.254 | 370137.224 | 369329.713 | 368673.837 | 368498.638 | 368378.717 | 368399.981 | 368932.915 | 369608.344 | 370325.398 | 371104.877 | 371934.144 | 372803.728 | 373704.609 | Newcastle upon Tyne | North Eastern
NG FES - Consumer Transformation | Domestic Base Energy Demand (MWh) | North East Derbyshire | 26789.517 | 26763.485 | 25786.527 | 24169.848 | 23343.983 | 23011.647 | 22767.441 | 22578.584 | 22451.269 | 22350.112 | 22253.814 | 22156.5 | 22069.635 | 21983.848 | 21891.428 | 21798.596 | 21714.496 | 21638.069 | 21601.964 | 21563.493 | 21521.557 | 21487.846 | 21480.354 | 21475.643 | 21478.141 | 21508.674 | 21547.484 | 21588.795 | 21633.962 | 21681.952 | 21732.174 | 21784.131 | North East Derbyshire | Derby, Derbyshire, Nottingham and Nottinghamshire | Sheffield City Region
NG FES - Consumer Transformation | Domestic Base Energy Demand (MWh) | North East Lincolnshire | 230560.01 | 229759.026 | 219560.135 | 202463.657 | 193898.005 | 190657.952 | 188370.336 | 186682.377 | 185660.172 | 184922.804 | 184239.834 | 183548.571 | 182776.632 | 182011.04 | 181176.536 | 180334.932 | 179585.881 | 179080.14 | 178710.909 | 178311.511 | 177875.955 | 177530.626 | 177468.948 | 177446.201 | 177520.709 | 177893.801 | 178335.758 | 178794.979 | 179277.432 | 179785.756 | 180316.566 | 180864.6 | North East Lincolnshire | Greater Lincolnshire | Humber
NG FES - Consumer Transformation | Domestic Base Energy Demand (MWh) | North Lincolnshire | 245150.81 | 245066.856 | 233930.792 | 215159.744 | 205827.628 | 202387.537 | 200000.341 | 198275.362 | 197286.106 | 196610.724 | 195994.485 | 195367.705 | 194623.439 | 193884.324 | 193068.567 | 192243.468 | 191519.883 | 191094.261 | 190771.503 | 190414.084 | 190016.539 | 189718.785 | 189734.688 | 189795.262 | 189965.566 | 190465.44 | 191038.455 | 191628.829 | 192241.681 | 192883.027 | 193548.759 | 194233.251 | North Lincolnshire | Greater Lincolnshire | Humber
NG FES - Consumer Transformation | Domestic Base Energy Demand (MWh) | North Tyneside | 331545.827 | 331662.855 | 317492.424 | 293838.108 | 281917.955 | 277322.323 | 274036.942 | 271576.467 | 270031.685 | 268878.699 | 267800.735 | 266711.532 | 265562.324 | 264423.841 | 263190.484 | 261948.681 | 260835.009 | 260012.799 | 259457.401 | 258862.125 | 258217.143 | 257696.018 | 257564.69 | 257484.62 | 257533.466 | 257993.705 | 258553.97 | 259140.65 | 259764.214 | 260424.446 | 261116.119 | 261831.935 | North Tyneside | North Eastern
NG FES - Consumer Transformation | Domestic Base Energy Demand (MWh) | Northumberland | 483290.979 | 482788.541 | 461492.534 | 425537.046 | 407702.092 | 401175.652 | 396668.095 | 393428.405 | 391598.357 | 390367.255 | 389246.975 | 388102.932 | 386777.599 | 385461.684 | 383996.948 | 382513.238 | 381223.662 | 380477.083 | 379989.31 | 379435.283 | 378803.617 | 378362.675 | 378522.587 | 378766.565 | 379215.253 | 380296.304 | 381522.163 | 382782.981 | 384090.254 | 385454.026 | 386864.43 | 388310.94 | Northumberland | North Eastern
NG FES - Consumer Transformation | Domestic Base Energy Demand (MWh) | Pendle | 27744.666 | 27678.946 | 26389.663 | 24215.452 | 23136.27 | 22740.472 | 22466.844 | 22270.07 | 22158.621 | 22083.597 | 22015.46 | 21946.148 | 21860.865 | 21776.145 | 21682.61 | 21587.993 | 21505.136 | 21458.636 | 21420.537 | 21378.4 | 21331.656 | 21296.498 | 21297.647 | 21304.07 | 21323.42 | 21380.83 | 21446.453 | 21513.964 | 21583.862 | 21656.988 | 21732.909 | 21810.972 | Pendle | Lancashire
NG FES - Consumer Transformation | Domestic Base Energy Demand (MWh) | Redcar and Cleveland | 203215.499 | 202353.712 | 193043.579 | 177403.259 | 169593.278 | 166671.637 | 164624.464 | 163128.008 | 162242.857 | 161619.457 | 161046.254 | 160465.769 | 159783.418 | 159106.111 | 158365.964 | 157618.9 | 156956.556 | 156541.463 | 156207.911 | 155845.996 | 155451.118 | 155139.277 | 155087.845 | 155073.52 | 155151.239 | 155502.384 | 155913.77 | 156339.587 | 156784.01 | 157251.599 | 157739.59 | 158243.19 | Redcar and Cleveland | Tees Valley
NG FES - Consumer Transformation | Domestic Base Energy Demand (MWh) | Richmondshire | 76204.257 | 75784.097 | 72361.517 | 66558.047 | 63702.696 | 62685.676 | 61996.721 | 61513.47 | 61258.803 | 61100.879 | 60960.54 | 60815.851 | 60634.189 | 60453.621 | 60248.943 | 60040.879 | 59864.083 | 59782.822 | 59730.922 | 59668.088 | 59592.793 | 59548.409 | 59601.054 | 59667.718 | 59767.878 | 59969.789 | 60194.262 | 60423.871 | 60660.117 | 60905.432 | 61158.057 | 61416.356 | Richmondshire | York and North Yorkshire
NG FES - Consumer Transformation | Domestic Base Energy Demand (MWh) | Rotherham | 350730.976 | 350244.222 | 334763.227 | 308807.669 | 295800.763 | 290878.559 | 287402.007 | 284835.663 | 283280.17 | 282157.14 | 281116.66 | 280063.484 | 278891.93 | 277729.965 | 276463.084 | 275185.291 | 274048.023 | 273277.378 | 272719.965 | 272116.638 | 271458.188 | 270936.723 | 270846.381 | 270815.017 | 270931.13 | 271501.347 | 272176.697 | 272878.511 | 273615.998 | 274392.969 | 275204.207 | 276041.722 | Rotherham | Sheffield City Region
NG FES - Consumer Transformation | Domestic Base Energy Demand (MWh) | Ryedale | 84652.141 | 84642.07 | 80747.667 | 74170.72 | 70911.774 | 69723.49 | 68905.176 | 68319.428 | 67992.04 | 67774.721 | 67578.031 | 67377.444 | 67131.212 | 66886.561 | 66615.008 | 66340.015 | 66100.57 | 65970.103 | 65868.408 | 65754.413 | 65626.376 | 65533.392 | 65550.416 | 65583.368 | 65655.127 | 65842.311 | 66054.672 | 66272.844 | 66498.406 | 66733.927 | 66977.908 | 67228.401 | Ryedale | York and North Yorkshire
NG FES - Consumer Transformation | Domestic Base Energy Demand (MWh) | Scarborough | 191941.628 | 191127.715 | 182397.127 | 167769.837 | 160447.947 | 157684.656 | 155737.253 | 154303.722 | 153439.953 | 152820.254 | 152247.444 | 151668.123 | 151002.6 | 150342.503 | 149624.226 | 148900.154 | 148255.257 | 147830.42 | 147497.656 | 147139.148 | 146750.245 | 146438.626 | 146368.914 | 146333.091 | 146381.855 | 146684.462 | 147043.931 | 147417.275 | 147808.954 | 148222.045 | 148654.09 | 149100.568 | Scarborough | York and North Yorkshire
NG FES - Consumer Transformation | Domestic Base Energy Demand (MWh) | Selby | 128460.878 | 128925.384 | 123145.682 | 113368.543 | 108532.723 | 106780.51 | 105578.76 | 104722.632 | 104250.812 | 103942.2 | 103663.727 | 103378.662 | 103035.529 | 102694.593 | 102313.119 | 101926.22 | 101592.107 | 101414.122 | 101292.561 | 101152.661 | 100991.628 | 100882.642 | 100937.447 | 101015.636 | 101150.407 | 101457.35 | 101802.835 | 102157.372 | 102523.657 | 102905.231 | 103299.408 | 103703.349 | Selby | Leeds City Region | York and North Yorkshire
NG FES - Consumer Transformation | Domestic Base Energy Demand (MWh) | Sheffield | 782569.564 | 782983.976 | 751401.684 | 698815.598 | 672201.075 | 661798.43 | 654293.65 | 648611.796 | 644954.97 | 642162.561 | 639533.772 | 636876.917 | 634247.084 | 631644.552 | 628828.888 | 625995.863 | 623447.358 | 621411.758 | 620213.814 | 618930.805 | 617536.118 | 616414.197 | 616155.102 | 616001.946 | 616117.959 | 617148.832 | 618418.268 | 619754.146 | 621186.827 | 622704.611 | 624293.263 | 625936.589 | Sheffield | Sheffield City Region
NG FES - Consumer Transformation | Domestic Base Energy Demand (MWh) | South Tyneside | 215537.486 | 215073.959 | 205403.782 | 189195.437 | 181072.186 | 177996.993 | 175824.891 | 174221.647 | 173249.936 | 172548.777 | 171899.638 | 171243.158 | 170500.682 | 169764.148 | 168962.543 | 168154.25 | 167433.788 | 166951.919 | 166584.678 | 166188.652 | 165758.438 | 165413.931 | 165338.631 | 165300.754 | 165356.334 | 165695.118 | 166098.238 | 166517.329 | 166957.592 | 167422.166 | 167908.094 | 168410.368 | South Tyneside | North Eastern
NG FES - Consumer Transformation | Domestic Base Energy Demand (MWh) | Stockton-on-Tees | 278300.437 | 278069.203 | 265518.83 | 244496.503 | 233956.703 | 229960.809 | 227135.936 | 225048.74 | 223780.177 | 222862.427 | 222012.285 | 221152.881 | 220180.06 | 219215.142 | 218166.235 | 217108.92 | 216165.548 | 215532.592 | 215045.375 | 214521.051 | 213952.675 | 213495.424 | 213386.72 | 213326.609 | 213387.716 | 213815.262 | 214325.864 | 214857.062 | 215415.518 | 216005.357 | 216622.81 | 217261.388 | Stockton-on-Tees | Tees Valley
NG FES - Consumer Transformation | Domestic Base Energy Demand (MWh) | Sunderland | 438900.058 | 438074.274 | 419077.392 | 387291.04 | 371317.103 | 365215.545 | 360879.458 | 357654.923 | 355664.791 | 354202.79 | 352841.691 | 351465.183 | 349977.777 | 348503.373 | 346900.714 | 345285.577 | 343842.561 | 342818.277 | 342107.067 | 341340.824 | 340507.221 | 339840.73 | 339700.535 | 339630.792 | 339737.945 | 340400.202 | 341194.368 | 342022.622 | 342897.734 | 343821.737 | 344787.927 | 345786.495 | Sunderland | North Eastern
NG FES - Consumer Transformation | Domestic Base Energy Demand (MWh) | Wakefield | 548930.802 | 548742.108 | 525429.16 | 486458.302 | 466846.631 | 459320.808 | 453955.825 | 449950.82 | 447456.316 | 445607.431 | 443881.378 | 442135.551 | 440295.311 | 438471.96 | 436490.949 | 434495.072 | 432710.139 | 431404.275 | 430544.775 | 429618.856 | 428610.217 | 427805.767 | 427645.215 | 427569.033 | 427705.01 | 428521.078 | 429502.942 | 430528.531 | 431615.299 | 432762.964 | 433962.525 | 435201.993 | Wakefield | Leeds City Region
NG FES - Consumer Transformation | Domestic Base Energy Demand (MWh) | West Lindsey | 94534.097 | 94772.87 | 90537.024 | 83337.179 | 79799.66 | 78547.172 | 77702.14 | 77112.527 | 76807.198 | 76622.065 | 76458.68 | 76289.627 | 76075.867 | 75863.196 | 75620.17 | 75372.608 | 75163.857 | 75074.706 | 75022.591 | 74956.585 | 74874.809 | 74831.5 | 74909.401 | 75004.854 | 75142.059 | 75406.663 | 75699.606 | 75999.016 | 76306.716 | 76625.953 | 76954.386 | 77290.005 | West Lindsey | Greater Lincolnshire
NG FES - Consumer Transformation | Domestic Base Energy Demand (MWh) | York | 285740.484 | 286344.162 | 274021.629 | 253417.346 | 243058.309 | 239094.384 | 236274.099 | 234173.682 | 232872.428 | 231912.891 | 231018.452 | 230113.795 | 229146.593 | 228188.148 | 227146.664 | 226097.333 | 225159.51 | 224484.11 | 224026.648 | 223533.944 | 222997.733 | 222569.594 | 222481.728 | 222438.921 | 222509.401 | 222938.797 | 223454.467 | 223992.614 | 224561.996 | 225163.121 | 225791.508 | 226440.807 | York | Leeds City Region | York and North Yorkshire
NG FES - Leading the Way | Domestic Base Energy Demand (MWh) | Barnsley | 351584.804 | 351920.412 | 334234.508 | 300122.58 | 277891.781 | 267791.528 | 259904.609 | 253409.096 | 247646.124 | 242592.806 | 238764.555 | 235895.149 | 234077.076 | 232319.021 | 230586.337 | 229008.593 | 227910.179 | 226907.968 | 225925.911 | 224955.808 | 223938.178 | 223074.608 | 222639.391 | 222257.244 | 221880.791 | 221543.174 | 221074.888 | 220404.412 | 220190.262 | 219991.892 | 219790.111 | 219595.561 | Barnsley | Leeds City Region | Sheffield City Region
NG FES - Leading the Way | Domestic Base Energy Demand (MWh) | Bassetlaw | 25976.659 | 25971.369 | 24633.339 | 22036.945 | 20350.122 | 19592.131 | 19003.489 | 18521.233 | 18094.937 | 17722.83 | 17444.443 | 17239.367 | 17109.47 | 16984.094 | 16860.598 | 16748.854 | 16673.773 | 16606.62 | 16538.714 | 16471.724 | 16401.041 | 16342.019 | 16315.712 | 16293.496 | 16271.75 | 16253.097 | 16224.413 | 16180.151 | 16171.054 | 16163.206 | 16154.982 | 16147.284 | Bassetlaw | Derby, Derbyshire, Nottingham and Nottinghamshire | Sheffield City Region
NG FES - Leading the Way | Domestic Base Energy Demand (MWh) | Bradford | 781811.406 | 782038.521 | 745007.092 | 674122.824 | 627748.986 | 606388.592 | 589594.669 | 575671.615 | 563260.937 | 552314.689 | 543893.801 | 537448.864 | 533496.993 | 529669.569 | 525896.423 | 522445.991 | 519984.895 | 517722.496 | 515609.794 | 513519.438 | 511333.979 | 509474.794 | 508503.774 | 507643.851 | 506793.077 | 506012.817 | 504962.251 | 503498.599 | 502955.788 | 502444.561 | 501932.82 | 501437.128 | Bradford | Leeds City Region
NG FES - Leading the Way | Domestic Base Energy Demand (MWh) | Calderdale | 353922.414 | 354429 | 338001.575 | 306565.38 | 285993.719 | 276509.517 | 269048.622 | 262859.145 | 257339.073 | 252466.946 | 248713.324 | 245834.44 | 244107.998 | 242436.154 | 240788.172 | 239283.137 | 238216.678 | 237242.146 | 236345.898 | 235458.791 | 234529.691 | 233746.473 | 233357.87 | 233019.054 | 232683.74 | 232377.957 | 231951.696 | 231342.304 | 231137.806 | 230947.274 | 230757.292 | 230574.443 | Calderdale | Leeds City Region
NG FES - Leading the Way | Domestic Base Energy Demand (MWh) | County Durham | 771749.144 | 770995.133 | 731795.176 | 656138.799 | 606857.735 | 584503.4 | 567062.975 | 552712.02 | 539987.928 | 528839.897 | 520411.427 | 514111.655 | 510086.18 | 506194.403 | 502359.11 | 498867.572 | 496439.543 | 494223.054 | 492034.218 | 489872.759 | 487605.727 | 485679.141 | 484701.853 | 483841.984 | 482995.428 | 482236.984 | 481189.308 | 479693.033 | 479212.49 | 478767.138 | 478313.259 | 477875.379 | County Durham | North Eastern
NG FES - Leading the Way | Domestic Base Energy Demand (MWh) | Craven | 69100.613 | 69021.616 | 65581.515 | 58925.443 | 54597.287 | 52644.525 | 51125.075 | 49877.743 | 48773.609 | 47807.989 | 47081.744 | 46542.566 | 46211.385 | 45891.787 | 45577.123 | 45292.612 | 45101.742 | 44932.158 | 44765.204 | 44600.48 | 44426.553 | 44282.884 | 44222.93 | 44173.635 | 44125.434 | 44084.619 | 44018.165 | 43912.207 | 43894.659 | 43880.327 | 43865.374 | 43851.835 | Craven | Leeds City Region | York and North Yorkshire
NG FES - Leading the Way | Domestic Base Energy Demand (MWh) | Darlington | 167934.518 | 167405.208 | 159052.651 | 142990.915 | 132509.99 | 127725.243 | 123980.497 | 120889.813 | 118143.735 | 115731.507 | 113894.712 | 112508.387 | 111627.367 | 110774.864 | 109934.575 | 109167.397 | 108625.279 | 108126.605 | 107643.152 | 107165.442 | 106665.673 | 106238.552 | 106012.545 | 105811.385 | 105612.886 | 105432.397 | 105190.81 | 104854.779 | 104732.22 | 104616.978 | 104500.462 | 104387.443 | Darlington | Tees Valley
NG FES - Leading the Way | Domestic Base Energy Demand (MWh) | Doncaster | 448853.437 | 447819.203 | 425762.535 | 383277.496 | 355564.162 | 342934.228 | 333055.744 | 324906.664 | 317667.817 | 311310.736 | 306476.713 | 302834.662 | 300559.464 | 298358.515 | 296189.03 | 294212.455 | 292832.323 | 291573.302 | 290357.124 | 289155.028 | 287893.977 | 286826.05 | 286292.175 | 285824.647 | 285363.55 | 284948.858 | 284370.986 | 283541.651 | 283276.794 | 283031.374 | 282782.709 | 282543.124 | Doncaster | Sheffield City Region
NG FES - Leading the Way | Domestic Base Energy Demand (MWh) | East Lindsey | 64691.233 | 64726.732 | 61516.939 | 55229.106 | 51167.145 | 49376.189 | 47998.617 | 46879.931 | 45897.085 | 45045.315 | 44421.39 | 43974.997 | 43723.347 | 43482.147 | 43245.304 | 43036.665 | 42917.249 | 42823.629 | 42726.166 | 42630.485 | 42525.905 | 42450.198 | 42454.398 | 42469.275 | 42485.133 | 42507.795 | 42505.569 | 42465.209 | 42508.517 | 42555.151 | 42601.009 | 42648.117 | East Lindsey | Greater Lincolnshire
NG FES - Leading the Way | Domestic Base Energy Demand (MWh) | East Riding of Yorkshire | 526225.757 | 525863.646 | 499492.293 | 448455.008 | 415268.942 | 400300.393 | 388654.942 | 379096.674 | 370636.703 | 363239.416 | 357678.502 | 353553.033 | 351001.189 | 348538.297 | 346113.145 | 343919.246 | 342443.669 | 341128.513 | 339828.704 | 338546.253 | 337192.913 | 336071.029 | 335591.068 | 335192.44 | 334802.376 | 334469.728 | 333940.569 | 333108.091 | 332955.879 | 332828.228 | 332695.371 | 332573.292 | East Riding of Yorkshire | Humber | York and North Yorkshire
NG FES - Leading the Way | Domestic Base Energy Demand (MWh) | Gateshead | 308470.517 | 307836.401 | 293396.37 | 265821.834 | 247761.242 | 239408.255 | 232828.42 | 227363.482 | 222486.373 | 218178.267 | 214850.78 | 212290.52 | 210722.112 | 209202.374 | 207704.292 | 206331.974 | 205344.013 | 204436.214 | 203591.963 | 202756.436 | 201884.55 | 201140.186 | 200741.008 | 200385.591 | 200033.845 | 199709.034 | 199279.482 | 198690.113 | 198456.633 | 198235.829 | 198015.504 | 197801.782 | Gateshead | North Eastern
NG FES - Leading the Way | Domestic Base Energy Demand (MWh) | Hambleton | 129463.29 | 129331.984 | 122818.078 | 110171.653 | 101963.302 | 98283.573 | 95429.61 | 93093.976 | 91030.956 | 89231.533 | 87888.131 | 86900.925 | 86298.37 | 85717.682 | 85146.234 | 84631.961 | 84296.053 | 84002.663 | 83708.595 | 83418.746 | 83111.246 | 82861.14 | 82770.398 | 82700.1 | 82631.963 | 82578.123 | 82475.33 | 82297.012 | 82287.521 | 82284.288 | 82279.61 | 82277.564 | Hambleton | York and North Yorkshire
NG FES - Leading the Way | Domestic Base Energy Demand (MWh) | Harrogate | 252121.884 | 251502.37 | 239264.305 | 215799.145 | 200476.188 | 193456.233 | 187953.377 | 183404.468 | 179358.496 | 175799.259 | 173077.754 | 171011.483 | 169727.22 | 168484.787 | 167260.722 | 166143.624 | 165354 | 164629.804 | 163942.184 | 163262.789 | 162552.138 | 161948.631 | 161638.078 | 161364.265 | 161094.104 | 160848.668 | 160514.516 | 160044.083 | 159879.839 | 159726.276 | 159571.95 | 159422.959 | Harrogate | Leeds City Region | York and North Yorkshire
NG FES - Leading the Way | Domestic Base Energy Demand (MWh) | Hartlepool | 142696.102 | 142510.028 | 135316.899 | 121468.393 | 112436.28 | 108320.926 | 105103.187 | 102449.972 | 100094.186 | 98026.579 | 96455.827 | 95274.081 | 94516.777 | 93784.074 | 93061.858 | 92402.657 | 91937.773 | 91510.607 | 91092.375 | 90679.185 | 90246.842 | 89876.911 | 89680.479 | 89505.466 | 89332.861 | 89176.183 | 88966.778 | 88675.656 | 88569.684 | 88470.103 | 88369.184 | 88271.263 | Hartlepool | Tees Valley
NG FES - Leading the Way | Domestic Base Energy Demand (MWh) | High Peak | 6107.208 | 6121.523 | 5822.453 | 5231.705 | 4851.809 | 4686.973 | 4561.231 | 4459.916 | 4371.397 | 4295.192 | 4240.49 | 4202.497 | 4183.139 | 4164.725 | 4146.706 | 4131.314 | 4124.353 | 4120.366 | 4115.592 | 4110.956 | 4105.48 | 4102.751 | 4107.583 | 4113.481 | 4119.467 | 4126.065 | 4130.276 | 4130.857 | 4139.249 | 4147.986 | 4156.648 | 4165.425 | High Peak | Derby, Derbyshire, Nottingham and Nottinghamshire,
NG FES - Leading the Way | Domestic Base Energy Demand (MWh) | Kingston upon Hull, City of | 427768.283 | 426216.843 | 406392.751 | 368556.993 | 343763.208 | 332278.954 | 323225.102 | 315699.314 | 308978.906 | 303038.244 | 298441.959 | 294897.594 | 292736.772 | 290642.38 | 288577.397 | 286684.854 | 285319.432 | 284062.346 | 282901.079 | 281751.334 | 280551.534 | 279527.027 | 278976.415 | 278485.587 | 277999.352 | 277549.214 | 276955.015 | 276141.439 | 275815.074 | 275505.731 | 275197.306 | 274897.804 | Kingston upon Hull, City of | Humber
NG FES - Leading the Way | Domestic Base Energy Demand (MWh) | Kirklees | 642672.605 | 643343.822 | 612188.532 | 552385.828 | 513315.949 | 495408.75 | 481364.165 | 469748.028 | 459410.864 | 450312.479 | 443351.068 | 438062.054 | 434776.197 | 431595.467 | 428459.986 | 425596.572 | 423569.935 | 421709.363 | 419941.88 | 418194.094 | 416364.839 | 414808.781 | 414002.621 | 413289.701 | 412585.336 | 411943.796 | 411073.866 | 409853.18 | 409418.513 | 409010.739 | 408600.386 | 408203.214 | Kirklees | Leeds City Region
NG FES - Leading the Way | Domestic Base Energy Demand (MWh) | Leeds | 1317367.954 | 1316862.796 | 1260161.788 | 1152331.121 | 1081483.181 | 1048386.09 | 1022173.101 | 1000283.325 | 980667.885 | 963253.175 | 949644.452 | 939010.85 | 932941.857 | 927055.595 | 921250.556 | 915935.509 | 912117.815 | 908628.708 | 905599.092 | 902592.878 | 899446.027 | 896812.683 | 895537.229 | 894435.254 | 893338.607 | 892322.482 | 890889.538 | 888833.924 | 888123.527 | 887458.921 | 886807.318 | 886181.129 | Leeds | Leeds City Region
NG FES - Leading the Way | Domestic Base Energy Demand (MWh) | Middlesbrough | 211702.269 | 211088.448 | 200728.128 | 180836.539 | 167842.934 | 161890.732 | 157224.022 | 153365.684 | 149933.267 | 146913.438 | 144605.08 | 142853.659 | 141750.641 | 140682.787 | 139630.085 | 138667.927 | 137984.274 | 137355.691 | 136752.229 | 136155.585 | 135531.779 | 134998.442 | 134714.366 | 134461.26 | 134211.248 | 133982.829 | 133678.613 | 133257.613 | 133099.46 | 132950.399 | 132800.183 | 132654.387 | Middlesbrough | Tees Valley
NG FES - Leading the Way | Domestic Base Energy Demand (MWh) | Newcastle upon Tyne | 464049.934 | 464268.7 | 444468.751 | 406905.522 | 382198.695 | 370611.753 | 361418.514 | 353728.642 | 346830.236 | 340697.386 | 335887.525 | 332111.658 | 329959.766 | 327871.773 | 325812.683 | 323924.478 | 322556.838 | 321306.538 | 320225.86 | 319153.251 | 318032.481 | 317091.331 | 316622.463 | 316214.548 | 315808.453 | 315429.41 | 314905.706 | 314166.438 | 313891.775 | 313633.343 | 313380.354 | 313136.564 | Newcastle upon Tyne | North Eastern
NG FES - Leading the Way | Domestic Base Energy Demand (MWh) | North East Derbyshire | 26789.517 | 26763.485 | 25676.267 | 23619.148 | 22263.584 | 21624.038 | 21115.017 | 20687.909 | 20303.875 | 19961.487 | 19691.208 | 19477.248 | 19360.372 | 19246.914 | 19135.012 | 19032.451 | 18958.329 | 18890.893 | 18835.2 | 18779.829 | 18721.853 | 18673.897 | 18651.894 | 18633.27 | 18614.647 | 18597.215 | 18571.785 | 18534.595 | 18522.267 | 18510.795 | 18499.76 | 18489.231 | North East Derbyshire | Derby, Derbyshire, Nottingham and Nottinghamshire | Sheffield City Region
NG FES - Leading the Way | Domestic Base Energy Demand (MWh) | North East Lincolnshire | 230560.01 | 229759.026 | 218437.688 | 196657.842 | 182446.188 | 175959.995 | 170883.726 | 166693.844 | 162970.738 | 159699.748 | 157208.831 | 155328.395 | 154150.08 | 153010.096 | 151886.496 | 150861.921 | 150142.647 | 149484.407 | 148850.183 | 148223.375 | 147566.626 | 147008.85 | 146724.288 | 146473.672 | 146226.432 | 146002.962 | 145696.247 | 145261.242 | 145114.713 | 144978.125 | 144840.033 | 144706.667 | North East Lincolnshire | Greater Lincolnshire | Humber
NG FES - Leading the Way | Domestic Base Energy Demand (MWh) | North Lincolnshire | 245150.81 | 245066.856 | 232698.977 | 208755.243 | 193184.754 | 186161.76 | 180697.666 | 176212.836 | 172243.24 | 168772.377 | 166163.565 | 164228.857 | 163021.753 | 161856.377 | 160708.574 | 159669.25 | 158967.187 | 158338.876 | 157715.202 | 157099.727 | 156450.731 | 155910.015 | 155670.629 | 155469.166 | 155271.766 | 155101.728 | 154839.401 | 154434.384 | 154350.073 | 154277.22 | 154201.655 | 154131.087 | North Lincolnshire | Greater Lincolnshire | Humber
NG FES - Leading the Way | Domestic Base Energy Demand (MWh) | North Tyneside | 331545.827 | 331662.855 | 315931.007 | 285818.388 | 266116.968 | 257040.948 | 249904.749 | 243988.121 | 238714.016 | 234062.087 | 230483.11 | 227743.707 | 226059.827 | 224428.838 | 222820.93 | 221350.122 | 220299.681 | 219334.103 | 218430.412 | 217536.25 | 216601.663 | 215805.616 | 215386.888 | 215015.4 | 214647.869 | 214310.456 | 213858.216 | 213230.41 | 212994.17 | 212771.439 | 212548.425 | 212332.254 | North Tyneside | North Eastern
NG FES - Leading the Way | Domestic Base Energy Demand (MWh) | Northumberland | 483290.979 | 482788.541 | 459113.476 | 413212.944 | 383387.498 | 369968.688 | 359540.174 | 350988.117 | 343422.452 | 336810.541 | 331850.384 | 328180.239 | 325986.856 | 323871.946 | 321790.242 | 319915.889 | 318688.436 | 317617.993 | 316568.808 | 315533.687 | 314434.674 | 313545.767 | 313236.412 | 313001.69 | 312773.828 | 312595.074 | 312237.771 | 311606.471 | 311582.97 | 311581.918 | 311576.94 | 311581.576 | Northumberland | North Eastern
NG FES - Leading the Way | Domestic Base Energy Demand (MWh) | Pendle | 27744.666 | 27678.946 | 26247.646 | 23474.478 | 21672.955 | 20862.862 | 20233.707 | 19718.249 | 19262.652 | 18864.992 | 18567.319 | 18347.83 | 18208.413 | 18073.894 | 17941.446 | 17821.579 | 17740.77 | 17668.349 | 17595.295 | 17523.271 | 17447.378 | 17383.934 | 17355.288 | 17331.016 | 17307.274 | 17286.843 | 17255.799 | 17208.268 | 17198.059 | 17189.196 | 17179.958 | 17171.302 | Pendle | Lancashire
NG FES - Leading the Way | Domestic Base Energy Demand (MWh) | Redcar and Cleveland | 203215.499 | 202353.712 | 192023.022 | 172093.919 | 159111.783 | 153220.738 | 148624.145 | 144841.517 | 141487.663 | 138549.167 | 136326.936 | 134665.365 | 133598.492 | 132567.006 | 131550.536 | 130624.68 | 129978.815 | 129388.136 | 128804.044 | 128227.322 | 127622.897 | 127108.023 | 126842.909 | 126608.676 | 126378.048 | 126170.803 | 125887.596 | 125486.459 | 125352.856 | 125228.539 | 125101.96 | 124979.626 | Redcar and Cleveland | Tees Valley
NG FES - Leading the Way | Domestic Base Energy Demand (MWh) | Richmondshire | 76204.257 | 75784.097 | 71977.722 | 64560.804 | 59760.703 | 57628.302 | 55982.379 | 54641.498 | 53461.012 | 52435.335 | 51677.581 | 51128.72 | 50806.1 | 50496.214 | 50191.787 | 49920.816 | 49754.543 | 49616.224 | 49475.174 | 49336.556 | 49187.718 | 49072.727 | 49051.234 | 49042.1 | 49034.27 | 49034.672 | 49006.289 | 48933.645 | 48959.214 | 48988.638 | 49017.244 | 49047.406 | Richmondshire | York and North Yorkshire
NG FES - Leading the Way | Domestic Base Energy Demand (MWh) | Rotherham | 350730.976 | 350244.222 | 333057.585 | 299989.878 | 278408.113 | 268553.837 | 260839.221 | 254469.661 | 248808.191 | 243832.698 | 240041.55 | 237177.378 | 235387.191 | 233654.941 | 231947.335 | 230389.983 | 229296.411 | 228295.591 | 227333.236 | 226381.871 | 225384.828 | 224538.222 | 224106.95 | 223727.195 | 223352.389 | 223013.414 | 222547.682 | 221886.738 | 221664.094 | 221456.466 | 221246.586 | 221043.829 | Rotherham | Sheffield City Region
NG FES - Leading the Way | Domestic Base Energy Demand (MWh) | Ryedale | 84652.141 | 84642.07 | 80316.401 | 71923.301 | 66474.072 | 64028.944 | 62131.777 | 60578.733 | 59206.757 | 58009.945 | 57115.879 | 56458.414 | 56048.766 | 55653.759 | 55264.936 | 54914.108 | 54681.631 | 54476.18 | 54268.943 | 54064.655 | 53848.626 | 53670.469 | 53597.906 | 53538.762 | 53481.144 | 53433.313 | 53353.14 | 53222.883 | 53205.271 | 53191.786 | 53177.226 | 53164.415 | Ryedale | York and North Yorkshire
NG FES - Leading the Way | Domestic Base Energy Demand (MWh) | Scarborough | 191941.628 | 191127.715 | 181442.745 | 162814.718 | 150670.796 | 145140.331 | 140818.338 | 137256.5 | 134095.483 | 131322.574 | 129217.406 | 127634.785 | 126620.84 | 125640.401 | 124674.467 | 123793.454 | 123173.161 | 122602.869 | 122045.72 | 121495.7 | 120920.4 | 120428.996 | 120170.034 | 119939.883 | 119713.136 | 119507.825 | 119232.233 | 118847.711 | 118710.632 | 118582.144 | 118452.033 | 118326.03 | Scarborough | York and North Yorkshire
NG FES - Leading the Way | Domestic Base Energy Demand (MWh) | Selby | 128460.878 | 128925.384 | 122500.012 | 110014.057 | 101911.704 | 98283.174 | 95470.016 | 93168.451 | 91135.795 | 89363.11 | 88040.741 | 87070.006 | 86486.616 | 85924.592 | 85371.563 | 84874.894 | 84554.499 | 84277.737 | 84001.03 | 83728.262 | 83438.007 | 83204.66 | 83129.01 | 83073.733 | 83020.474 | 82981.026 | 82892.969 | 82730.099 | 82733.591 | 82743.314 | 82751.681 | 82762.633 | Selby | Leeds City Region | York and North Yorkshire
NG FES - Leading the Way | Domestic Base Energy Demand (MWh) | Sheffield | 782569.564 | 782983.976 | 747889.676 | 680949.404 | 637049.441 | 616667.786 | 600576.563 | 587180.925 | 575204.13 | 564600.712 | 556370.026 | 549994.92 | 546243.646 | 542607.422 | 539021.854 | 535740.635 | 533391.322 | 531240.041 | 529309.446 | 527396.107 | 525394.205 | 523706.45 | 522860.163 | 522120.462 | 521386.36 | 520709.534 | 519775.21 | 518452.389 | 517980.319 | 517537.367 | 517098.664 | 516675.45 | Sheffield | Sheffield City Region
NG FES - Leading the Way | Domestic Base Energy Demand (MWh) | South Tyneside | 215537.486 | 215073.959 | 204343.011 | 183698.711 | 170226.686 | 164077.173 | 159264.221 | 155291.786 | 151762.092 | 148661.396 | 146300.627 | 144519.182 | 143386.247 | 142289.83 | 141208.975 | 140222.035 | 139524.624 | 138883.461 | 138260.748 | 137645.306 | 137001.342 | 136450.741 | 136158.961 | 135899.129 | 135642.68 | 135409.438 | 135097.442 | 134663.685 | 134504.979 | 134355.705 | 134204.696 | 134058.158 | South Tyneside | North Eastern
NG FES - Leading the Way | Domestic Base Energy Demand (MWh) | Stockton-on-Tees | 278300.437 | 278069.203 | 264144.624 | 237373.588 | 219903.091 | 211925.243 | 205680.809 | 200526.623 | 195947.007 | 191924.013 | 188860.219 | 186547.364 | 185070.834 | 183641.956 | 182233.542 | 180947.03 | 180035.635 | 179196.878 | 178381.38 | 177575.58 | 176733.065 | 176011.499 | 175624.996 | 175279.935 | 174939.434 | 174629.207 | 174217.278 | 173647.992 | 173434.851 | 173234.012 | 173030.978 | 172833.825 | Stockton-on-Tees | Tees Valley
NG FES - Leading the Way | Domestic Base Energy Demand (MWh) | Sunderland | 438900.058 | 438074.274 | 416982.886 | 376500.316 | 350044.461 | 337909.369 | 328387.367 | 320508.068 | 313493.686 | 307317.144 | 302586.881 | 298988.56 | 296761.23 | 294604.716 | 292478.597 | 290536.537 | 289161.135 | 287899.153 | 286703.587 | 285520.972 | 284283.013 | 283230.332 | 282685.909 | 282204.691 | 281729.021 | 281295.388 | 280706.698 | 279880.135 | 279585.502 | 279309.041 | 279030.983 | 278761.826 | Sunderland | North Eastern
NG FES - Leading the Way | Domestic Base Energy Demand (MWh) | Wakefield | 548930.802 | 548742.108 | 522850.769 | 473219.172 | 440760.906 | 425834.688 | 414107.134 | 404389.878 | 395730.908 | 388096.775 | 382232.45 | 377752.825 | 375025.412 | 372384.284 | 369780.426 | 367402.154 | 365717.765 | 364176.186 | 362736.579 | 361311.931 | 359819.991 | 358556.849 | 357917.234 | 357355.706 | 356800.252 | 356293.82 | 355596.898 | 354609.132 | 354267.672 | 353948.397 | 353628.507 | 353319.657 | Wakefield | Leeds City Region
NG FES - Leading the Way | Domestic Base Energy Demand (MWh) | West Lindsey | 94534.097 | 94772.87 | 90059.253 | 80852.177 | 74893.912 | 72251.124 | 70212.071 | 68551.372 | 67089.325 | 65819.107 | 64882.01 | 64204.693 | 63811.92 | 63434.593 | 63063.725 | 62734.24 | 62535.213 | 62372.18 | 62204.986 | 62040.495 | 61862.998 | 61727.644 | 61709.08 | 61705.951 | 61704.286 | 61712.705 | 61684.862 | 61601.355 | 61640.577 | 61684.606 | 61727.519 | 61772.294 | West Lindsey | Greater Lincolnshire
NG FES - Leading the Way | Domestic Base Energy Demand (MWh) | York | 285740.484 | 286344.162 | 272661.902 | 246421.977 | 229271.944 | 221399.141 | 215219.593 | 210104.422 | 205549.781 | 201537.915 | 198462.484 | 196119.715 | 194680.891 | 193288.048 | 191915.104 | 190661.524 | 189774.741 | 188962.103 | 188197.685 | 187441.62 | 186650.053 | 185978.945 | 185636.926 | 185336.035 | 185038.656 | 184767.953 | 184396.964 | 183872.451 | 183690.583 | 183520.477 | 183349.737 | 183184.834 | York | Leeds City Region | York and North Yorkshire
NPg Planning Scenario | Domestic Base Energy Demand (MWh) | Barnsley | 351584.34 | 351897.635 | 336301.616 | 332442.978 | 330315.346 | 329265.27 | 327994.129 | 327399.926 | 328352.934 | 329551.577 | 330763.545 | 331942.678 | 332545.731 | 333231.701 | 333756.57 | 334110.986 | 334528.124 | 335173.873 | 336169.607 | 337316.28 | 338258.512 | 339378.239 | 340757.264 | 342097.569 | 343441.978 | 344790.615 | 346156.092 | 347501.047 | 349102.715 | 351123.116 | 353173.862 | 355977.23 | Barnsley | Leeds City Region | Sheffield City Region
NPg Planning Scenario | Domestic Base Energy Demand (MWh) | Bassetlaw | 25976.682 | 25968.8 | 24720.271 | 24375.698 | 24166.449 | 24040.895 | 23902.86 | 23805.139 | 23821.799 | 23861.704 | 23902.059 | 23941.065 | 23930.241 | 23918.294 | 23902.627 | 23882.655 | 23867.689 | 23868.532 | 23892.965 | 23929.597 | 23952.801 | 23988.676 | 24043.589 | 24095.701 | 24148.14 | 24200.911 | 24254.921 | 24307.459 | 24378.539 | 24479.718 | 24583.33 | 24741.234 | Bassetlaw | Derby, Derbyshire, Nottingham and Nottinghamshire | Sheffield City Region
NPg Planning Scenario | Domestic Base Energy Demand (MWh) | Bradford | 781807.845 | 782002.264 | 749172 | 740692.006 | 735981.881 | 733607.88 | 730957.059 | 729704.449 | 731646.554 | 734203.965 | 736740.785 | 739223.754 | 740240.498 | 741310.342 | 742230.533 | 743019.753 | 744067.734 | 745542.395 | 747751.553 | 750340.315 | 752510.271 | 755009.241 | 758044.258 | 761001.576 | 763969.562 | 766948.601 | 769964.867 | 772941.391 | 776450.627 | 780827.725 | 785244.884 | 791191.115 | Bradford | Leeds City Region
NPg Planning Scenario | Domestic Base Energy Demand (MWh) | Calderdale | 353920.98 | 354408.674 | 340199.974 | 336747.003 | 334939.114 | 334086.541 | 333138.204 | 332712.419 | 333633.53 | 334793.1 | 335892.377 | 336996.545 | 337441.229 | 337891.735 | 338276.434 | 338565.813 | 339031.43 | 339652.316 | 340600.372 | 341714.5 | 342613.992 | 343691.339 | 345006.446 | 346287.46 | 347573.537 | 348864.865 | 350173.033 | 351464.016 | 352990.901 | 354901.636 | 356826.259 | 359421.869 | Calderdale | Leeds City Region
NPg Planning Scenario | Domestic Base Energy Demand (MWh) | County Durham | 771748.257 | 770958.099 | 734645.884 | 724331.203 | 717914.826 | 713965.253 | 709779.839 | 707140.696 | 707768.203 | 708881.648 | 709848.463 | 710896.912 | 710563.372 | 710122.87 | 709453.389 | 708548.736 | 708003.292 | 707990.738 | 708686.631 | 709816.126 | 710466.548 | 711485.321 | 713058.33 | 714550.455 | 716052.756 | 717565.406 | 719114.913 | 720622.368 | 722670.742 | 725597.193 | 728586.715 | 733149.688 | County Durham | North Eastern
NPg Planning Scenario | Domestic Base Energy Demand (MWh) | Craven | 69100.572 | 69009.43 | 65820.163 | 64935.389 | 64403.275 | 64086.647 | 63762.638 | 63582.644 | 63675.024 | 63807.945 | 63943.629 | 64100.389 | 64117.389 | 64120.762 | 64092.013 | 64050.074 | 64039.748 | 64066.593 | 64146.055 | 64245.081 | 64306.16 | 64413.521 | 64569.724 | 64718.847 | 64868.905 | 65019.916 | 65174.212 | 65324.852 | 65523.103 | 65798.582 | 66079.35 | 66498.113 | Craven | Leeds City Region | York and North Yorkshire
NPg Planning Scenario | Domestic Base Energy Demand (MWh) | Darlington | 167934.006 | 167401.395 | 159407.356 | 156970.564 | 155288.118 | 154174.395 | 152993.375 | 152125.186 | 151975.699 | 151938.369 | 151895.933 | 151881.237 | 151578.153 | 151289.548 | 150946.215 | 150593.151 | 150332.658 | 150181.462 | 150168.051 | 150219.23 | 150193.733 | 150246.798 | 150414.346 | 150565.579 | 150719.242 | 150875.376 | 151039.413 | 151195.189 | 151461.981 | 151908.406 | 152365.314 | 153140.464 | Darlington | Tees Valley
NPg Planning Scenario | Domestic Base Energy Demand (MWh) | Doncaster | 448852.572 | 447798.554 | 426929.417 | 420688.312 | 416714.006 | 414122.215 | 411346.919 | 409382.748 | 409259.943 | 409549.784 | 409889.39 | 410180.135 | 409710.313 | 409267.504 | 408798.997 | 408256.571 | 407760.587 | 407525.376 | 407673.642 | 408050.064 | 408217.15 | 408565.803 | 409222.224 | 409835.284 | 410455.343 | 411082.534 | 411731.503 | 412358.772 | 413285.608 | 414697.318 | 416137.307 | 418435.738 | Doncaster | Sheffield City Region
NPg Planning Scenario | Domestic Base Energy Demand (MWh) | East Lindsey | 64691.482 | 64699.447 | 61738.376 | 60979.503 | 60591.05 | 60420.164 | 60232.521 | 60192.92 | 60418.412 | 60721.286 | 61008.144 | 61307.078 | 61480.791 | 61626.922 | 61765.056 | 61883.987 | 62024.23 | 62198.101 | 62426.108 | 62677.896 | 62896.275 | 63152.067 | 63454.964 | 63750.809 | 64047.368 | 64344.658 | 64644.944 | 64941.471 | 65284.208 | 65702.168 | 66126.299 | 66686.458 | East Lindsey | Greater Lincolnshire
NPg Planning Scenario | Domestic Base Energy Demand (MWh) | East Riding of Yorkshire | 526225.752 | 525797.121 | 501429.876 | 494876.417 | 490919.399 | 488554.479 | 485952.806 | 484359.204 | 485075.167 | 486082.002 | 486988.518 | 487852.045 | 487793.484 | 487665.196 | 487366.536 | 486857.251 | 486444.724 | 486280.991 | 486543.609 | 486985.214 | 487124.346 | 487611.154 | 488471.802 | 489279.005 | 490093.991 | 490916.854 | 491765.349 | 492586.588 | 493770.636 | 495542.102 | 497354.526 | 500216.058 | East Riding of Yorkshire | Humber | York and North Yorkshire
NPg Planning Scenario | Domestic Base Energy Demand (MWh) | Gateshead | 308467.696 | 307826.43 | 294520.398 | 290623.322 | 288075.234 | 286368.575 | 284558.41 | 283315.353 | 283275.196 | 283362.97 | 283487.267 | 283674.082 | 283437.445 | 283210.724 | 282891.734 | 282580.86 | 282395.85 | 282405.031 | 282698.016 | 283063.741 | 283250.398 | 283613.583 | 284176.201 | 284710.72 | 285249.83 | 285793.639 | 286351.711 | 286895.783 | 287635.124 | 288690.93 | 289757.356 | 291374.838 | Gateshead | North Eastern
NPg Planning Scenario | Domestic Base Energy Demand (MWh) | Hambleton | 129463.493 | 129300.565 | 123151.169 | 121396.5 | 120286.989 | 119585.049 | 118870.494 | 118355.721 | 118380.066 | 118479.846 | 118551.967 | 118666.41 | 118517.504 | 118330.778 | 118111.147 | 117838.076 | 117636.606 | 117477.916 | 117419.41 | 117430.744 | 117370.5 | 117383.658 | 117487.866 | 117579.147 | 117672.377 | 117767.571 | 117869.018 | 117963.896 | 118146.506 | 118470.85 | 118805.61 | 119393.902 | Hambleton | York and North Yorkshire
NPg Planning Scenario | Domestic Base Energy Demand (MWh) | Harrogate | 252120.974 | 251488.33 | 239943.827 | 236550.601 | 234316.995 | 232791.353 | 231294.554 | 230258.082 | 230237.846 | 230340.521 | 230418.976 | 230571.972 | 230311.127 | 230012.487 | 229659.542 | 229268.033 | 228989.916 | 228855.067 | 228920.353 | 229069.13 | 229098.856 | 229259.177 | 229587.481 | 229891.598 | 230199.097 | 230510.048 | 230832.462 | 231142.576 | 231615.927 | 232353.64 | 233103.15 | 234317.014 | Harrogate | Leeds City Region | York and North Yorkshire
NPg Planning Scenario | Domestic Base Energy Demand (MWh) | Hartlepool | 142695.675 | 142506.768 | 135783.564 | 133798.076 | 132449.02 | 131534.48 | 130627.368 | 130006.345 | 129965.853 | 129997.593 | 130045.537 | 130088.042 | 129929.191 | 129759.582 | 129531.908 | 129262.223 | 129048.024 | 128942.619 | 128944.997 | 128993.794 | 128969.012 | 129026.26 | 129183.356 | 129326.207 | 129471.165 | 129618.257 | 129772.218 | 129918.938 | 130162.504 | 130562.826 | 130973.406 | 131663.073 | Hartlepool | Tees Valley
NPg Planning Scenario | Domestic Base Energy Demand (MWh) | High Peak | 6107.229 | 6119.074 | 5849.432 | 5790.307 | 5762.5 | 5753.119 | 5738.873 | 5734.715 | 5757.814 | 5785.072 | 5812.623 | 5836.589 | 5850.504 | 5862.667 | 5870.477 | 5875.465 | 5881.597 | 5889.056 | 5900.313 | 5915.08 | 5927.193 | 5942.625 | 5962.464 | 5981.659 | 6000.935 | 6020.292 | 6039.939 | 6059.251 | 6082.84 | 6113.363 | 6144.438 | 6187.998 | High Peak | Derby, Derbyshire, Nottingham and Nottinghamshire,
NPg Planning Scenario | Domestic Base Energy Demand (MWh) | Kingston upon Hull, City of | 427766.582 | 426196.371 | 407447.137 | 401654.232 | 397670.176 | 395027.204 | 392118.538 | 390095.144 | 389818.471 | 389794.316 | 389801.511 | 389756.595 | 389141.215 | 388693.346 | 388026.926 | 387292.116 | 386602.773 | 386231.929 | 386280.345 | 386447.218 | 386396.222 | 386537.088 | 386949.741 | 387327.119 | 387713.326 | 388108.5 | 388525.489 | 388926.357 | 389591.629 | 390682.906 | 391788.917 | 393632.609 | Kingston upon Hull, City of | Humber
NPg Planning Scenario | Domestic Base Energy Demand (MWh) | Kirklees | 642670.963 | 643316.139 | 616182.474 | 609619.109 | 606087.182 | 604370.716 | 602356.073 | 601549.88 | 603388.808 | 605630.173 | 607850.783 | 609920.556 | 610991.491 | 611962.147 | 612772.046 | 613459.111 | 614251.55 | 615508.619 | 617319.358 | 619505.095 | 621378.634 | 623472.88 | 626022.706 | 628506.011 | 630997.927 | 633498.748 | 636030.692 | 638528.272 | 641478.267 | 645165.606 | 648894.964 | 653933.732 | Kirklees | Leeds City Region
NPg Planning Scenario | Domestic Base Energy Demand (MWh) | Leeds | 1317351.272 | 1316769.384 | 1267091.494 | 1254304.724 | 1247049.496 | 1243372.451 | 1239397.893 | 1237888.518 | 1241384.04 | 1245525.874 | 1249640.537 | 1253833.046 | 1256216.097 | 1258889.574 | 1260949.982 | 1262677.808 | 1264799.581 | 1267809.842 | 1272195.133 | 1277101.004 | 1281383.122 | 1286031.758 | 1291494.159 | 1296840.506 | 1302205.11 | 1307588.9 | 1313031.976 | 1318417.705 | 1324617.315 | 1332142.56 | 1339669.381 | 1349457.3 | Leeds | Leeds City Region
NPg Planning Scenario | Domestic Base Energy Demand (MWh) | Middlesbrough | 211700.848 | 211083.644 | 201263.908 | 198257.138 | 196261.519 | 194944.242 | 193585.376 | 192686.806 | 192622.079 | 192725.218 | 192809.769 | 192940.541 | 192795.372 | 192597.33 | 192366.617 | 192046.422 | 191834.831 | 191746.749 | 191847.047 | 192034.773 | 192089.498 | 192263.437 | 192580.797 | 192877.633 | 193177.465 | 193480.349 | 193793.136 | 194095.498 | 194537.659 | 195206.365 | 195887.071 | 196967.925 | Middlesbrough | Tees Valley
NPg Planning Scenario | Domestic Base Energy Demand (MWh) | Newcastle upon Tyne | 464038.011 | 464234.585 | 447006.344 | 442417.99 | 439768.823 | 438433.667 | 437113.647 | 436702.104 | 437924.396 | 439461.878 | 440876.105 | 442373.034 | 443245.667 | 444030.538 | 444568.239 | 444887.345 | 445377.517 | 446200.269 | 447375.275 | 448734.369 | 449863.336 | 451171.748 | 452760.477 | 454308.2 | 455861.284 | 457420.018 | 458998.185 | 460555.596 | 462391.835 | 464682.213 | 466967.614 | 470022.248 | Newcastle upon Tyne | North Eastern
NPg Planning Scenario | Domestic Base Energy Demand (MWh) | North East Derbyshire | 26789.486 | 26759.769 | 25801.272 | 25531.422 | 25367.528 | 25277.698 | 25173.687 | 25110.994 | 25132.624 | 25166.505 | 25207.379 | 25244.469 | 25242.206 | 25240.438 | 25224.435 | 25207.181 | 25197.357 | 25201.927 | 25225.521 | 25256.732 | 25281.252 | 25314.52 | 25363.148 | 25410.169 | 25458.034 | 25506.765 | 25557.086 | 25606.903 | 25671.843 | 25760.962 | 25849.882 | 25978.867 | North East Derbyshire | Derby, Derbyshire, Nottingham and Nottinghamshire | Sheffield City Region
NPg Planning Scenario | Domestic Base Energy Demand (MWh) | North East Lincolnshire | 230559.695 | 229749.868 | 218835.288 | 215428.683 | 213101.279 | 211511.761 | 209867.493 | 208643.885 | 208357.95 | 208197.676 | 208085.72 | 208017.912 | 207604.036 | 207187.515 | 206689.87 | 206178.066 | 205734.317 | 205425.677 | 205293.081 | 205257.404 | 205154.81 | 205132.076 | 205264.166 | 205374.998 | 205489.804 | 205608.641 | 205738.808 | 205858.603 | 206128.024 | 206638.833 | 207163.14 | 208113.09 | North East Lincolnshire | Greater Lincolnshire | Humber
NPg Planning Scenario | Domestic Base Energy Demand (MWh) | North Lincolnshire | 245150.954 | 245038.725 | 233588.963 | 230419.635 | 228480.132 | 227297.024 | 226112.699 | 225352.013 | 225635.129 | 226069.792 | 226451.524 | 226874.414 | 226812.122 | 226674.353 | 226472.152 | 226201.43 | 226031.885 | 225956.333 | 226078.596 | 226297.202 | 226421.157 | 226668.252 | 227090.847 | 227488.331 | 227889.454 | 228294.261 | 228711.093 | 229115.095 | 229689.605 | 230540.284 | 231411.094 | 232776.25 | North Lincolnshire | Greater Lincolnshire | Humber
NPg Planning Scenario | Domestic Base Energy Demand (MWh) | North Tyneside | 331543.198 | 331654.303 | 317794.269 | 314203.103 | 312195.553 | 311104.953 | 309925.828 | 309363.065 | 310058.849 | 311018.602 | 311897.792 | 312804.83 | 313169.504 | 313422.218 | 313654.46 | 313812.823 | 314068.454 | 314511.417 | 315165.741 | 316008.601 | 316680.842 | 317507.355 | 318559.235 | 319577.571 | 320599.614 | 321625.507 | 322666.225 | 323689.404 | 324935.391 | 326544.404 | 328167.674 | 330428.585 | North Tyneside | North Eastern
NPg Planning Scenario | Domestic Base Energy Demand (MWh) | Northumberland | 483289.988 | 482694.519 | 460487.762 | 454208.062 | 450217.107 | 447737.271 | 445190.25 | 443429.932 | 443605.621 | 444170.726 | 444641.411 | 445176.117 | 444843.343 | 444343.494 | 443751.436 | 442967.598 | 442387.492 | 441981.068 | 441943.924 | 442096.869 | 441979.504 | 442168.695 | 442689.724 | 443163.421 | 443644.099 | 444131.849 | 444642.377 | 445128.89 | 445936.186 | 447262.175 | 448619.409 | 450896.612 | Northumberland | North Eastern
NPg Planning Scenario | Domestic Base Energy Demand (MWh) | Pendle | 27744.678 | 27677.374 | 26322.293 | 25933.095 | 25665.607 | 25503.472 | 25316.29 | 25187.636 | 25179.171 | 25184.979 | 25196.818 | 25206.093 | 25164.912 | 25125.003 | 25079.059 | 25027.857 | 24991.943 | 24972.456 | 24982.39 | 25009.859 | 25018.604 | 25039.854 | 25081.049 | 25119.348 | 25158.022 | 25197.071 | 25237.443 | 25276.311 | 25334.503 | 25423.997 | 25515.976 | 25664.289 | Pendle | Lancashire
NPg Planning Scenario | Domestic Base Energy Demand (MWh) | Redcar and Cleveland | 203215.339 | 202346.62 | 192183.651 | 188988.135 | 186721.586 | 185138.128 | 183437.224 | 182147.251 | 181644.274 | 181250.807 | 180872.287 | 180490.779 | 179821.162 | 179154.523 | 178433.536 | 177650.3 | 176990.522 | 176475.744 | 176143.244 | 175893.844 | 175530.209 | 175271.304 | 175150.958 | 175011.543 | 174875.593 | 174743.115 | 174620.563 | 174488.628 | 174489.016 | 174702.31 | 174930.021 | 175535.965 | Redcar and Cleveland | Tees Valley
NPg Planning Scenario | Domestic Base Energy Demand (MWh) | Richmondshire | 76204.545 | 75755.825 | 71922.727 | 70702.733 | 69783.931 | 69114.147 | 68425.362 | 67904.479 | 67711.821 | 67560.011 | 67429.385 | 67312.895 | 67063.05 | 66796.123 | 66511.327 | 66207.405 | 65953.814 | 65739.883 | 65590.444 | 65483.53 | 65348.329 | 65238.01 | 65179.291 | 65113.396 | 65048.719 | 64985.263 | 64925.422 | 64862.005 | 64847.734 | 64912.539 | 64983.281 | 65195.288 | Richmondshire | York and North Yorkshire
NPg Planning Scenario | Domestic Base Energy Demand (MWh) | Rotherham | 350730.275 | 350227.593 | 334186.008 | 329597.756 | 326744.847 | 324899.208 | 322967.878 | 321623.599 | 321782.552 | 322207.523 | 322647.323 | 323017.088 | 322821.321 | 322688.036 | 322481.6 | 322202.565 | 321969.039 | 321966.336 | 322279.615 | 322805.169 | 323135.84 | 323601.25 | 324308.908 | 324982.355 | 325661.274 | 326345.787 | 327047.485 | 327732.019 | 328653.51 | 329959.055 | 331287.172 | 333295.788 | Rotherham | Sheffield City Region
NPg Planning Scenario | Domestic Base Energy Demand (MWh) | Ryedale | 84652.322 | 84622.514 | 80618.805 | 79561.951 | 78942.273 | 78632.427 | 78281.983 | 78085.539 | 78271.459 | 78494.98 | 78718.383 | 78948.016 | 79011.522 | 79057.295 | 79058.906 | 79034.416 | 79030.659 | 79083.995 | 79219.559 | 79371.825 | 79478.446 | 79638.267 | 79860.175 | 80072.91 | 80286.684 | 80501.511 | 80720.361 | 80934.374 | 81208.958 | 81581.938 | 81962.886 | 82521.409 | Ryedale | York and North Yorkshire
NPg Planning Scenario | Domestic Base Energy Demand (MWh) | Scarborough | 191941.282 | 191118.259 | 181639.819 | 178692.816 | 176709.725 | 175365.754 | 173968.466 | 172951.641 | 172805.778 | 172745.66 | 172686.098 | 172635.682 | 172274.607 | 171924.077 | 171466.984 | 170987.326 | 170543.594 | 170232.048 | 170077.094 | 169990.704 | 169835.199 | 169759.267 | 169814.969 | 169852.046 | 169892.009 | 169934.88 | 169986.861 | 170029.455 | 170198.766 | 170572.664 | 170959.463 | 171709.5 | Scarborough | York and North Yorkshire
NPg Planning Scenario | Domestic Base Energy Demand (MWh) | Selby | 128461.227 | 128879.238 | 123318.086 | 122128.143 | 121556.741 | 121407.892 | 121157.126 | 121087.931 | 121612.972 | 122207.334 | 122793.545 | 123356.828 | 123672.553 | 123979.222 | 124229.671 | 124451.159 | 124683.21 | 124964.78 | 125357.911 | 125803.007 | 126145.102 | 126591.006 | 127131.786 | 127658.427 | 128186.576 | 128716.266 | 129252.079 | 129780.392 | 130402.055 | 131175.749 | 131961.327 | 133021.084 | Selby | Leeds City Region | York and North Yorkshire
NPg Planning Scenario | Domestic Base Energy Demand (MWh) | Sheffield | 782561.948 | 782945.66 | 752352.589 | 744571.719 | 740245.994 | 738301.641 | 736196.68 | 735499.459 | 737846.667 | 740654.303 | 743417.972 | 746272.144 | 747955.63 | 749832.627 | 751207.891 | 752250.618 | 753606.17 | 755530.291 | 758290.736 | 761407.521 | 764181.186 | 767130.051 | 770587.244 | 773969.494 | 777360.97 | 780762.154 | 784198.132 | 787595.589 | 791501.502 | 796237.418 | 800989.571 | 807179.653 | Sheffield | Sheffield City Region
NPg Planning Scenario | Domestic Base Energy Demand (MWh) | South Tyneside | 215536.773 | 215071.089 | 204995.158 | 202036.056 | 200164.89 | 198927.232 | 197604.894 | 196699.519 | 196711.819 | 196898.974 | 197040.347 | 197177.514 | 196931.538 | 196712.562 | 196437.23 | 196173.279 | 195950.674 | 195856.477 | 195972.733 | 196171.33 | 196272.634 | 196464.686 | 196806.399 | 197126.484 | 197449.507 | 197775.521 | 198111.674 | 198436.724 | 198907.64 | 199615.081 | 200336.764 | 201478.603 | South Tyneside | North Eastern
NPg Planning Scenario | Domestic Base Energy Demand (MWh) | Stockton-on-Tees | 278299.353 | 278062.943 | 265190.045 | 261606.978 | 259332.058 | 257895.949 | 256357.22 | 255309.865 | 255491.778 | 255853.522 | 256145.092 | 256475.637 | 256345.319 | 256182.752 | 255990.334 | 255688.286 | 255535.466 | 255548.601 | 255788.126 | 256171.062 | 256387.851 | 256751.963 | 257311.947 | 257843.463 | 258378.699 | 258917.721 | 259469.925 | 260007.418 | 260736.398 | 261776.244 | 262835.733 | 264448.897 | Stockton-on-Tees | Tees Valley
NPg Planning Scenario | Domestic Base Energy Demand (MWh) | Sunderland | 438897.715 | 438065.497 | 418397.031 | 412634.431 | 408862.535 | 406413.65 | 403808.767 | 402024.087 | 402111.747 | 402370.457 | 402655.161 | 402889.719 | 402445.69 | 402151.523 | 401599.103 | 400987.935 | 400496.901 | 400283.14 | 400537.159 | 400905.018 | 401009.215 | 401350.294 | 401983.957 | 402575.535 | 403173.069 | 403776.703 | 404400.436 | 405002.806 | 405890.429 | 407240.342 | 408609.653 | 410789.605 | Sunderland | North Eastern
NPg Planning Scenario | Domestic Base Energy Demand (MWh) | Wakefield | 548928.06 | 548701.3 | 525408.34 | 519143.078 | 515342.053 | 513222.447 | 510803.887 | 509356.254 | 510076.129 | 511122.728 | 512297.854 | 513417.046 | 513671.163 | 513956.987 | 514099.049 | 514162.084 | 514326.579 | 514818.871 | 515795.018 | 517045.525 | 518064.249 | 519266.373 | 520838.275 | 522358.371 | 523887.312 | 525425.34 | 526990.309 | 528529.638 | 530433.635 | 532929.507 | 535452.257 | 539014.117 | Wakefield | Leeds City Region
NPg Planning Scenario | Domestic Base Energy Demand (MWh) | West Lindsey | 94534.47 | 94731.559 | 90569.257 | 89619.518 | 89159.524 | 89005.726 | 88785.596 | 88754.322 | 89134.648 | 89593.725 | 90044.535 | 90495.343 | 90782.293 | 91051.897 | 91264.802 | 91429.723 | 91590.634 | 91783.267 | 92049.237 | 92329.778 | 92565.019 | 92871.089 | 93246.672 | 93611.92 | 93978.282 | 94345.78 | 94717.751 | 95084.249 | 95518.805 | 96064.069 | 96618.286 | 97372.417 | West Lindsey | Greater Lincolnshire
NPg Planning Scenario | Domestic Base Energy Demand (MWh) | York | 285737.839 | 286328.893 | 274591.903 | 271844.339 | 270398.285 | 269863.2 | 269231.965 | 269068.416 | 270127.418 | 271351.597 | 272521.28 | 273706.739 | 274420.338 | 275130.442 | 275639.421 | 276046.89 | 276595.884 | 277371.999 | 278447.535 | 279667.527 | 280717.048 | 281871.836 | 283227.499 | 284552.275 | 285879.547 | 287209.456 | 288551.916 | 289877.749 | 291404.192 | 293258.92 | 295129.104 | 297580.809 | York | Leeds City Region | York and North Yorkshire
NG FES - Steady Progression | Domestic Base Energy Demand (MWh) | Barnsley | 351584.804 | 351920.412 | 347787.755 | 356493.431 | 357570.563 | 356428.77 | 353683.028 | 346643.133 | 340818.973 | 336122.554 | 331837.742 | 329115.194 | 329722.575 | 330364.041 | 331197.919 | 331966.311 | 332713.969 | 333625.25 | 334982.615 | 336473.148 | 337930.659 | 339514.389 | 341531.901 | 343601.511 | 345711.601 | 347859.994 | 350014.988 | 352175.735 | 354332.375 | 356489.774 | 358655.659 | 360821.34 | Barnsley | Leeds City Region | Sheffield City Region
NG FES - Steady Progression | Domestic Base Energy Demand (MWh) | Bassetlaw | 25976.659 | 25971.369 | 25667.278 | 26340.666 | 26429.893 | 26349.037 | 26145.152 | 25612.107 | 25173.391 | 24820.986 | 24500.072 | 24298.805 | 24352.705 | 24409.904 | 24481.87 | 24548.787 | 24614.136 | 24692.818 | 24804.944 | 24927.216 | 25047.051 | 25176.724 | 25339.603 | 25506.564 | 25676.635 | 25849.656 | 26023.145 | 26197.053 | 26370.569 | 26544.19 | 26718.45 | 26892.697 | Bassetlaw | Derby, Derbyshire, Nottingham and Nottinghamshire | Sheffield City Region
NG FES - Steady Progression | Domestic Base Energy Demand (MWh) | Bradford | 781811.406 | 782038.521 | 773185.071 | 791131.921 | 793347.66 | 790996.725 | 785351.812 | 770870.508 | 758823.64 | 749104.323 | 740236.361 | 734588.235 | 735797.881 | 737033.511 | 738664.038 | 740159.898 | 741611.787 | 743392.889 | 746096.809 | 749076.92 | 751982.962 | 755137.891 | 759187.401 | 763342.332 | 767580.052 | 771894.421 | 776222.808 | 780562.43 | 784893.421 | 789226.058 | 793575.768 | 797924.924 | Bradford | Leeds City Region
NG FES - Steady Progression | Domestic Base Energy Demand (MWh) | Calderdale | 353922.414 | 354429 | 350525.412 | 358547.996 | 359596.671 | 358621.685 | 356187.955 | 349838.056 | 344556.753 | 340307.178 | 336435.084 | 333990.196 | 334585.518 | 335185.611 | 335960.541 | 336675.525 | 337370.766 | 338215.481 | 339465.329 | 340837.75 | 342176.393 | 343623.722 | 345467.955 | 347359.125 | 349286.965 | 351248.385 | 353215.917 | 355188.164 | 357156.055 | 359125.05 | 361101.488 | 363077.702 | Calderdale | Leeds City Region
NG FES - Steady Progression | Domestic Base Energy Demand (MWh) | County Durham | 771749.144 | 770995.133 | 761836.746 | 781115.546 | 783461.906 | 780882.431 | 774741.618 | 759069.608 | 746110.203 | 735654.397 | 726112.652 | 720038.572 | 721354.274 | 722753.862 | 724580.686 | 726262.377 | 727898.347 | 729895.615 | 732884.871 | 736169.227 | 739381.355 | 742875.333 | 747331.133 | 751902.309 | 756563.162 | 761309.209 | 766069.729 | 770843.042 | 775607.403 | 780373.012 | 785157.353 | 789941.044 | County Durham | North Eastern
NG FES - Steady Progression | Domestic Base Energy Demand (MWh) | Craven | 69100.613 | 69021.616 | 68236.457 | 69966.155 | 70201.903 | 70003.335 | 69491.173 | 68139.041 | 67025.006 | 66131.974 | 65319.881 | 64813.576 | 64958.645 | 65109.931 | 65298.836 | 65474.835 | 65646.779 | 65853.25 | 66144.281 | 66461.2 | 66771.561 | 67106.377 | 67525.8 | 67955.537 | 68393.093 | 68837.949 | 69283.899 | 69730.764 | 70176.442 | 70622.377 | 71069.825 | 71517.156 | Craven | Leeds City Region | York and North Yorkshire
NG FES - Steady Progression | Domestic Base Energy Demand (MWh) | Darlington | 167934.518 | 167405.208 | 165424.908 | 169484.924 | 169963.13 | 169400.168 | 168084.984 | 164755.47 | 161994.376 | 159763.15 | 157725.547 | 156421.333 | 156679.243 | 156951.683 | 157314.325 | 157646.382 | 157968.682 | 158365.095 | 158973.138 | 159643.751 | 160298.639 | 161012.28 | 161929.282 | 162870.348 | 163830.295 | 164808.094 | 165789.027 | 166772.669 | 167754.572 | 168736.595 | 169722.557 | 170708.344 | Darlington | Tees Valley
NG FES - Steady Progression | Domestic Base Energy Demand (MWh) | Doncaster | 448853.437 | 447819.203 | 442658.133 | 453521.29 | 454898.069 | 453516.383 | 450141.518 | 441427.11 | 434210.462 | 428395.898 | 423092.866 | 419732.5 | 420513.93 | 421329.534 | 422384.222 | 423357.315 | 424304.337 | 425455.843 | 427160.936 | 429032.083 | 430861.117 | 432845.328 | 435369.844 | 437959.27 | 440599.168 | 443286.489 | 445982.189 | 448685.033 | 451382.654 | 454081.586 | 456791.143 | 459500.608 | Doncaster | Sheffield City Region
NG FES - Steady Progression | Domestic Base Energy Demand (MWh) | East Lindsey | 64691.233 | 64726.732 | 64051.722 | 65774.888 | 66069.147 | 65947.744 | 65526.434 | 64301.398 | 63305.525 | 62520.885 | 61813.794 | 61399.06 | 61607.599 | 61822.264 | 62072.938 | 62310.968 | 62545.132 | 62818.846 | 63166.926 | 63539.466 | 63905.731 | 64295.359 | 64765.746 | 65246.564 | 65734.823 | 66229.868 | 66725.63 | 67221.927 | 67716.314 | 68211.362 | 68707.675 | 69203.847 | East Lindsey | Greater Lincolnshire
NG FES - Steady Progression | Domestic Base Energy Demand (MWh) | East Riding of Yorkshire | 526225.757 | 525863.646 | 519839.007 | 533081.03 | 534865.771 | 533318.877 | 529365.642 | 518968.355 | 510401.388 | 503529.038 | 497276.922 | 493370.218 | 494460.373 | 495601.32 | 497030.967 | 498361.683 | 499661.383 | 501223.83 | 503437.488 | 505849.814 | 508212.288 | 510763.278 | 513963.518 | 517242.874 | 520582.362 | 523978.199 | 527382.623 | 530794.316 | 534197.333 | 537602.213 | 541018.889 | 544434.768 | East Riding of Yorkshire | Humber | York and North Yorkshire
NG FES - Steady Progression | Domestic Base Energy Demand (MWh) | Gateshead | 308470.517 | 307836.401 | 304349.073 | 311287.486 | 312121.453 | 311184.165 | 308970.095 | 303328.798 | 298627.256 | 294829.374 | 291362.521 | 289145.201 | 289588.571 | 290038.997 | 290642.907 | 291194.815 | 291729.968 | 292396.358 | 293417.696 | 294546.514 | 295646.554 | 296842.739 | 298386.311 | 299971.368 | 301588.881 | 303236.265 | 304889.325 | 306546.91 | 308201.078 | 309856.53 | 311518.873 | 313181.371 | Gateshead | North Eastern
NG FES - Steady Progression | Domestic Base Energy Demand (MWh) | Hambleton | 129463.29 | 129331.984 | 127870.946 | 131191.648 | 131664.034 | 131308.029 | 130353.791 | 127797.563 | 125698.175 | 124020.069 | 122496.297 | 121555.531 | 121856.873 | 122171.555 | 122558.026 | 122919.777 | 123273.848 | 123696.303 | 124277.541 | 124907.969 | 125526.08 | 126191.152 | 127017.417 | 127863.596 | 128724.674 | 129599.66 | 130476.589 | 131355.149 | 132231.173 | 133107.818 | 133987.283 | 134866.511 | Hambleton | York and North Yorkshire
NG FES - Steady Progression | Domestic Base Energy Demand (MWh) | Harrogate | 252121.884 | 251502.37 | 248583.206 | 254511.36 | 255218.765 | 254410.985 | 252510.502 | 247681.152 | 243671.733 | 240435.833 | 237483.781 | 235599.949 | 235987.981 | 236390.787 | 236924.519 | 237413.795 | 237888.722 | 238471.218 | 239360.463 | 240340.619 | 241296.833 | 242336.38 | 243670.867 | 245039.709 | 246435.47 | 247856.358 | 249281.428 | 250709.888 | 252135.294 | 253560.589 | 254991.129 | 256421.026 | Harrogate | Leeds City Region | York and North Yorkshire
NG FES - Steady Progression | Domestic Base Energy Demand (MWh) | Hartlepool | 142696.102 | 142510.028 | 140809.038 | 144310.322 | 144719.969 | 144230.522 | 143091.206 | 140212.208 | 137826.38 | 135897.781 | 134136.157 | 133007.673 | 133228.174 | 133462.847 | 133775.507 | 134061.757 | 134339.662 | 134682.366 | 135207.284 | 135786.202 | 136351.816 | 136968.648 | 137761.145 | 138574.61 | 139404.472 | 140249.897 | 141098.062 | 141948.635 | 142797.721 | 143647.011 | 144499.775 | 145352.46 | Hartlepool | Tees Valley
NG FES - Steady Progression | Domestic Base Energy Demand (MWh) | High Peak | 6107.208 | 6121.523 | 6062.582 | 6230.78 | 6263.62 | 6257.082 | 6222.167 | 6111.135 | 6021.816 | 5952.501 | 5890.554 | 5856.286 | 5881.055 | 5906.348 | 5935.053 | 5962.538 | 5989.659 | 6021.126 | 6059.034 | 6099.234 | 6138.834 | 6180.628 | 6230.057 | 6280.524 | 6331.695 | 6383.49 | 6435.324 | 6487.18 | 6538.784 | 6590.493 | 6642.307 | 6694.107 | High Peak | Derby, Derbyshire, Nottingham and Nottinghamshire,
NG FES - Steady Progression | Domestic Base Energy Demand (MWh) | Kingston upon Hull, City of | 427768.283 | 426216.843 | 421427.156 | 430956.453 | 432115.491 | 430845.839 | 427825.45 | 420104.912 | 413666.703 | 408467.079 | 403720.699 | 400687.544 | 401303.472 | 401925.686 | 402758.089 | 403518.971 | 404256.515 | 405171.782 | 406575.709 | 408127.16 | 409638.522 | 411280.9 | 413400.05 | 415575.759 | 417795.873 | 420056.789 | 422325.504 | 424600.37 | 426870.626 | 429142.444 | 431423.634 | 433704.935 | Kingston upon Hull, City of | Humber
NG FES - Steady Progression | Domestic Base Energy Demand (MWh) | Kirklees | 642672.605 | 643343.822 | 635953.443 | 651131.185 | 652999.857 | 651001.979 | 646212.636 | 633940.97 | 623752.353 | 615532.23 | 608031.367 | 603255.248 | 604284.198 | 605349.672 | 606749.823 | 608035.97 | 609285.255 | 610813.382 | 613123.67 | 615667.203 | 618149.995 | 620847.092 | 624301.143 | 627844.811 | 631458.746 | 635138.342 | 638829.759 | 642530.987 | 646225.22 | 649920.638 | 653630.675 | 657340.275 | Kirklees | Leeds City Region
NG FES - Steady Progression | Domestic Base Energy Demand (MWh) | Leeds | 1317367.954 | 1316862.796 | 1303265.563 | 1330925.815 | 1334833.233 | 1331858.806 | 1323933.286 | 1302679.902 | 1284916.864 | 1270665.84 | 1257698.889 | 1249591.598 | 1251843.767 | 1254023.968 | 1256797.379 | 1259365.272 | 1261862.994 | 1264879.69 | 1269263.466 | 1274069.21 | 1278748.491 | 1283778.318 | 1290167.61 | 1296717.5 | 1303393.277 | 1310180.7 | 1316990.494 | 1323815.839 | 1330624.925 | 1337441.264 | 1344283.472 | 1351126.321 | Leeds | Leeds City Region
NG FES - Steady Progression | Domestic Base Energy Demand (MWh) | Middlesbrough | 211702.269 | 211088.448 | 208622.587 | 213648.049 | 214245.619 | 213556.359 | 211937.721 | 207828.862 | 204417.089 | 201660.211 | 199142.589 | 197531.62 | 197852.406 | 198187.939 | 198635.009 | 199044.232 | 199441.358 | 199931.745 | 200682.317 | 201510.474 | 202318.874 | 203199.337 | 204331.684 | 205494.054 | 206679.933 | 207887.893 | 209099.858 | 210315.221 | 211528.365 | 212741.993 | 213960.603 | 215179.171 | Middlesbrough | Tees Valley
NG FES - Steady Progression | Domestic Base Energy Demand (MWh) | Newcastle upon Tyne | 464049.934 | 464268.7 | 459475.192 | 469057.783 | 470385.908 | 469323.887 | 466543.601 | 459135.322 | 452932.239 | 447950.234 | 443415.392 | 440569.043 | 441320.651 | 442042.216 | 442969.854 | 443826.232 | 444658.343 | 445673.375 | 447160.316 | 448793.998 | 450383.245 | 452093.076 | 454275.021 | 456512.94 | 458794.609 | 461114.82 | 463442.804 | 465776.075 | 468103.407 | 470433.63 | 472772.823 | 475112.356 | Newcastle upon Tyne | North Eastern
NG FES - Steady Progression | Domestic Base Energy Demand (MWh) | North East Derbyshire | 26789.517 | 26763.485 | 26501.311 | 27032.197 | 27112.454 | 27062.372 | 26918.726 | 26522.593 | 26190.304 | 25924.647 | 25683.386 | 25534.275 | 25581.616 | 25626.133 | 25681.859 | 25733.664 | 25784.096 | 25844.703 | 25930.813 | 26024.977 | 26116.55 | 26214.425 | 26338.151 | 26464.934 | 26594.103 | 26725.322 | 26856.966 | 26988.876 | 27120.421 | 27252.16 | 27384.379 | 27516.621 | North East Derbyshire | Derby, Derbyshire, Nottingham and Nottinghamshire | Sheffield City Region
NG FES - Steady Progression | Domestic Base Energy Demand (MWh) | North East Lincolnshire | 230560.01 | 229759.026 | 227092.199 | 232634.209 | 233317.861 | 232589.369 | 230840.879 | 226359.857 | 222645.923 | 219650.492 | 216917.545 | 215179.341 | 215560.614 | 215959.162 | 216480.031 | 216959.249 | 217425.138 | 217993.9 | 218847.425 | 219785.892 | 220702.709 | 221698.707 | 222970.851 | 224275.879 | 225606.568 | 226961.377 | 228320.408 | 229683.023 | 231043.018 | 232403.436 | 233769.181 | 235134.746 | North East Lincolnshire | Greater Lincolnshire | Humber
NG FES - Steady Progression | Domestic Base Energy Demand (MWh) | North Lincolnshire | 245150.81 | 245066.856 | 242238.554 | 248440.472 | 249266.688 | 248529.063 | 246661.296 | 241767.882 | 237735.032 | 234496.928 | 231549.284 | 229702.343 | 230201.441 | 230725.944 | 231386.046 | 231999.732 | 232598.874 | 233320.264 | 234348.866 | 235470.834 | 236569.667 | 237757.567 | 239250.603 | 240780.866 | 242339.524 | 243924.907 | 245514.492 | 247107.705 | 248697.132 | 250287.446 | 251883.469 | 253479.236 | North Lincolnshire | Greater Lincolnshire | Humber
NG FES - Steady Progression | Domestic Base Energy Demand (MWh) | North Tyneside | 331545.827 | 331662.855 | 327898.341 | 335515.097 | 336449.569 | 335444.005 | 333038.967 | 326879.81 | 321755.458 | 317619.728 | 313845.557 | 311439.188 | 311946.337 | 312465.048 | 313151.605 | 313780.97 | 314391.722 | 315143.248 | 316286.135 | 317546.383 | 318775.314 | 320110.218 | 321825.286 | 323585.333 | 325380.655 | 327208.655 | 329042.663 | 330881.513 | 332716.696 | 334552.726 | 336396.089 | 338239.312 | North Tyneside | North Eastern
NG FES - Steady Progression | Domestic Base Energy Demand (MWh) | Northumberland | 483290.979 | 482788.541 | 477479.983 | 489580.083 | 491359.632 | 490138.455 | 486751.2 | 477558.725 | 470001.702 | 463970.46 | 458497.732 | 455137.447 | 456280.068 | 457459.49 | 458898.845 | 460248.314 | 461569.551 | 463141.709 | 465286.245 | 467609.708 | 469887.08 | 472332.282 | 475363.102 | 478466.515 | 481624.228 | 484832.126 | 488047.34 | 491268.458 | 494480.121 | 497694.746 | 500919.768 | 504144.238 | Northumberland | North Eastern
NG FES - Steady Progression | Domestic Base Energy Demand (MWh) | Pendle | 27744.666 | 27678.946 | 27350.927 | 28065.815 | 28157.278 | 28067.388 | 27846.43 | 27274.817 | 26804.097 | 26425.623 | 26080.924 | 25863.854 | 25918.573 | 25976.832 | 26050.817 | 26119.442 | 26186.406 | 26267.308 | 26384.005 | 26511.479 | 26636.337 | 26771.619 | 26942.146 | 27116.939 | 27294.989 | 27476.129 | 27657.729 | 27839.736 | 28021.308 | 28202.928 | 28385.186 | 28567.382 | Pendle | Lancashire
NG FES - Steady Progression | Domestic Base Energy Demand (MWh) | Redcar and Cleveland | 203215.499 | 202353.712 | 199931.109 | 204992.916 | 205595.895 | 204901.911 | 203270.328 | 199129.665 | 195704.525 | 192938.867 | 190414.155 | 188802.529 | 189136.137 | 189492.459 | 189961.275 | 190391.957 | 190810.655 | 191323.94 | 192098.83 | 192951.363 | 193784.964 | 194692.854 | 195853.749 | 197044.932 | 198259.672 | 199496.828 | 200737.77 | 201982.073 | 203224.053 | 204466.28 | 205713.415 | 206960.344 | Redcar and Cleveland | Tees Valley
NG FES - Steady Progression | Domestic Base Energy Demand (MWh) | Richmondshire | 76204.257 | 75784.097 | 74953.064 | 76936.573 | 77242.165 | 77060.145 | 76526.501 | 75050.897 | 73845.304 | 72888.206 | 72022.599 | 71500.185 | 71708.045 | 71923.595 | 72181.334 | 72424.436 | 72663.047 | 72944.75 | 73316.618 | 73717.16 | 74110.361 | 74530.913 | 75045.776 | 75572.422 | 76107.643 | 76650.763 | 77194.734 | 77739.358 | 78281.996 | 78825.063 | 79369.555 | 79913.762 | Richmondshire | York and North Yorkshire
NG FES - Steady Progression | Domestic Base Energy Demand (MWh) | Rotherham | 350730.976 | 350244.222 | 346202.041 | 354630.427 | 355683.236 | 354591.816 | 351951.296 | 345160.418 | 339531.524 | 334992.925 | 330852.2 | 328221.81 | 328810.929 | 329425.173 | 330225.205 | 330961.904 | 331678.284 | 332551.563 | 333857.034 | 335291.702 | 336693.412 | 338215.359 | 340157.299 | 342149.431 | 344180.748 | 346248.861 | 348323.554 | 350403.831 | 352480.22 | 354557.475 | 356642.988 | 358728.399 | Rotherham | Sheffield City Region
NG FES - Steady Progression | Domestic Base Energy Demand (MWh) | Ryedale | 84652.141 | 84642.07 | 83663.126 | 85849.191 | 86145.988 | 85893.185 | 85243.281 | 83530.533 | 82122.373 | 80993.66 | 79967.263 | 79327.624 | 79511.918 | 79706.145 | 79948.024 | 80173.573 | 80394.062 | 80658.639 | 81029.899 | 81433.8 | 81829.682 | 82256.995 | 82791.217 | 83338.557 | 83895.794 | 84462.347 | 85030.244 | 85599.305 | 86166.856 | 86734.714 | 87304.484 | 87874.098 | Ryedale | York and North Yorkshire
NG FES - Steady Progression | Domestic Base Energy Demand (MWh) | Scarborough | 191941.628 | 191127.715 | 188826.906 | 193519.053 | 194053.294 | 193379.516 | 191833.376 | 187952.151 | 184736.014 | 182135.764 | 179761.262 | 178237.795 | 178524.625 | 178830.745 | 179241.42 | 179616.769 | 179980.911 | 180429.51 | 181124.349 | 181891.386 | 182640.373 | 183457.617 | 184509.623 | 185589.058 | 186690.011 | 187811.395 | 188936.125 | 190063.755 | 191189.248 | 192314.441 | 193443.909 | 194572.862 | Scarborough | York and North Yorkshire
NG FES - Steady Progression | Domestic Base Energy Demand (MWh) | Selby | 128460.878 | 128925.384 | 127497.137 | 130800.072 | 131288.838 | 130959.065 | 130038.245 | 127534.113 | 125479.569 | 123841.074 | 122354.924 | 121444.799 | 121762.514 | 122092.308 | 122493.05 | 122869.257 | 123237.839 | 123675.978 | 124269.162 | 124910.981 | 125540.507 | 126216.257 | 127051.51 | 127906.674 | 128776.629 | 129660.306 | 130545.889 | 131433.037 | 132317.495 | 133202.778 | 134090.86 | 134978.767 | Selby | Leeds City Region | York and North Yorkshire
NG FES - Steady Progression | Domestic Base Energy Demand (MWh) | Sheffield | 782569.564 | 782983.976 | 774585.191 | 791667.998 | 793955.907 | 791953.164 | 786859.781 | 773459.263 | 762283.172 | 753294.908 | 745106.449 | 739945.635 | 741237.51 | 742515.026 | 744163.013 | 745683.479 | 747161.292 | 748958.368 | 751612.719 | 754528.657 | 757369.919 | 760436.692 | 764348.354 | 768360.043 | 772450.089 | 776610.974 | 780785.538 | 784970.264 | 789145.686 | 793324.605 | 797519.73 | 801715.016 | Sheffield | Sheffield City Region
NG FES - Steady Progression | Domestic Base Energy Demand (MWh) | South Tyneside | 215537.486 | 215073.959 | 212534.42 | 217759.472 | 218379.868 | 217661.332 | 215975.145 | 211697.773 | 208150.943 | 205284.962 | 202667.494 | 200993.009 | 201328.108 | 201682.051 | 202152.09 | 202582.733 | 203000.842 | 203515.329 | 204301.325 | 205167.887 | 206014.329 | 206936.572 | 208120.751 | 209336.15 | 210576.009 | 211838.999 | 213106.129 | 214376.855 | 215645.375 | 216914.26 | 218188.343 | 219462.344 | South Tyneside | North Eastern
NG FES - Steady Progression | Domestic Base Energy Demand (MWh) | Stockton-on-Tees | 278300.437 | 278069.203 | 274759.839 | 281511.03 | 282293.416 | 281340.688 | 279134.331 | 273571.156 | 268956.585 | 265225.046 | 261816.244 | 259629.616 | 260046.169 | 260487.79 | 261079.828 | 261620.953 | 262145.916 | 262795.037 | 263796.36 | 264901.951 | 265981.534 | 267159.301 | 268675.951 | 270232.848 | 271821.28 | 273439.56 | 275063.107 | 276691.222 | 278316.454 | 279941.989 | 281574.151 | 283206.093 | Stockton-on-Tees | Tees Valley
NG FES - Steady Progression | Domestic Base Energy Demand (MWh) | Sunderland | 438900.058 | 438074.274 | 433076.566 | 443367.487 | 444651.646 | 443318.764 | 440096.314 | 431808.095 | 424925.276 | 419374.046 | 414308.913 | 411087.917 | 411797.613 | 412529.904 | 413488.802 | 414370.396 | 415226.967 | 416274.163 | 417849.462 | 419582.907 | 421275.065 | 423112.122 | 425462.374 | 427873.713 | 430332.893 | 432836.696 | 435348.682 | 437867.448 | 440381.476 | 442896.7 | 445422.016 | 447947.266 | Sunderland | North Eastern
NG FES - Steady Progression | Domestic Base Energy Demand (MWh) | Wakefield | 548930.802 | 548742.108 | 542605.733 | 555259.741 | 556886.455 | 555310.655 | 551424.127 | 541338.307 | 532956.679 | 526205.459 | 520049.731 | 516151.462 | 517064.805 | 517995.502 | 519203.28 | 520316.232 | 521398.232 | 522716.7 | 524677.806 | 526832.795 | 528935.851 | 531213.769 | 534120.294 | 537101.685 | 540141.584 | 543235.541 | 546339.466 | 549451.383 | 552556.966 | 555664.423 | 558784.098 | 561903.732 | Wakefield | Leeds City Region
NG FES - Steady Progression | Domestic Base Energy Demand (MWh) | West Lindsey | 94534.097 | 94772.87 | 93760.409 | 96250.374 | 96654.441 | 96451.634 | 95810.765 | 93996.13 | 92515.627 | 91343.414 | 90284.215 | 89651.896 | 89929.826 | 90216.819 | 90556.423 | 90877.655 | 91193.251 | 91564.735 | 92046.837 | 92564.793 | 93073.648 | 93616.755 | 94277.987 | 94954.36 | 95641.682 | 96339.059 | 97037.635 | 97737.159 | 98434.185 | 99132.11 | 99831.999 | 100531.746 | West Lindsey | Greater Lincolnshire
NG FES - Steady Progression | Domestic Base Energy Demand (MWh) | York | 285740.484 | 286344.162 | 283098.031 | 289770.625 | 290608.593 | 289752.192 | 287673.182 | 282315.518 | 277865.447 | 274278.502 | 271007.136 | 268930.104 | 269397.229 | 269876.742 | 270502.817 | 271078.865 | 271638.651 | 272321.471 | 273345.916 | 274472.657 | 275572.261 | 276764.842 | 278289.193 | 279852.777 | 281447.074 | 283069.901 | 284697.849 | 286329.948 | 287958.775 | 289588.198 | 291223.939 | 292859.452 | York | Leeds City Region | York and North Yorkshire
NG FES - System Transformation | Domestic Base Energy Demand (MWh) | Barnsley | 351584.804 | 351920.412 | 340475.748 | 326356.305 | 314784.394 | 306606.803 | 301474.644 | 300204.825 | 299742.429 | 299538.475 | 299286.918 | 298859.629 | 298065.69 | 297333.466 | 296741.679 | 296072.851 | 295355.168 | 294747.025 | 294662.339 | 294650.312 | 294616.248 | 294717.677 | 295287.019 | 295900.371 | 296641.384 | 297754.839 | 298857.39 | 299935.113 | 301013.036 | 302051.991 | 303076.75 | 304094.035 | Barnsley | Leeds City Region | Sheffield City Region
NG FES - System Transformation | Domestic Base Energy Demand (MWh) | Bassetlaw | 25976.659 | 25971.369 | 25110.279 | 24040.048 | 23164.703 | 22548.951 | 22166.689 | 22080.645 | 22057.251 | 22053.919 | 22046.853 | 22026.266 | 21977.649 | 21934.231 | 21901.858 | 21863.651 | 21821.842 | 21791.728 | 21793.329 | 21800.453 | 21806.061 | 21821.938 | 21873.59 | 21928.525 | 21993.326 | 22087.013 | 22180.112 | 22270.81 | 22361.234 | 22448.573 | 22534.779 | 22620.345 | Bassetlaw | Derby, Derbyshire, Nottingham and Nottinghamshire | Sheffield City Region
NG FES - System Transformation | Domestic Base Energy Demand (MWh) | Bradford | 781811.406 | 782038.521 | 757935.814 | 728561.709 | 704450.715 | 687355.425 | 676521.87 | 673622.252 | 672335.43 | 671559.734 | 670687.43 | 669450.993 | 667451.377 | 665543.585 | 663902.372 | 662091.211 | 660165.214 | 658285.704 | 657981.895 | 657828.13 | 657616.688 | 657690.998 | 658732.534 | 659873.71 | 661271.539 | 663410.94 | 665507.777 | 667584.841 | 669676.804 | 671697.733 | 673691.12 | 675673.369 | Bradford | Leeds City Region
NG FES - System Transformation | Domestic Base Energy Demand (MWh) | Calderdale | 353922.414 | 354429 | 343741.332 | 330748.461 | 320088.744 | 312540.318 | 307764.718 | 306501.857 | 305946.128 | 305613.111 | 305236.853 | 304698.005 | 303818.959 | 302974.513 | 302244.156 | 301435.784 | 300573.545 | 299708.242 | 299612.176 | 299582.311 | 299524.771 | 299594.798 | 300094.135 | 300639.329 | 301297.255 | 302279.932 | 303240.188 | 304196.32 | 305160.791 | 306095.425 | 307017.927 | 307936.094 | Calderdale | Leeds City Region
NG FES - System Transformation | Domestic Base Energy Demand (MWh) | County Durham | 771749.144 | 770995.133 | 745637.775 | 714302.786 | 688623.585 | 670477.485 | 659095.113 | 656290.52 | 655287.52 | 654862.386 | 654331.643 | 653411.773 | 651680.12 | 650092.343 | 648820.652 | 647380.575 | 645835.081 | 644562.678 | 644364.315 | 644327.391 | 644244.009 | 644460.132 | 645713.609 | 647062.864 | 648696.446 | 651160.664 | 653604.44 | 655987.546 | 658368.737 | 660661.629 | 662922.774 | 665166.555 | County Durham | North Eastern
NG FES - System Transformation | Domestic Base Energy Demand (MWh) | Craven | 69100.613 | 69021.616 | 66804.008 | 64063.499 | 61822.578 | 60246.662 | 59267.111 | 59043.271 | 58976.982 | 58960.748 | 58934.932 | 58874.332 | 58741.7 | 58620.423 | 58526.058 | 58416.048 | 58295.969 | 58197.223 | 58203.873 | 58224.594 | 58240.819 | 58283.563 | 58417.633 | 58560.604 | 58728.348 | 58968.241 | 59205.433 | 59438.102 | 59670.71 | 59895.984 | 60118.406 | 60339.4 | Craven | Leeds City Region | York and North Yorkshire
NG FES - System Transformation | Domestic Base Energy Demand (MWh) | Darlington | 167934.518 | 167405.208 | 161985.265 | 155320.08 | 149852.428 | 145979.836 | 143536.749 | 142905.878 | 142652.263 | 142519.45 | 142364.568 | 142127.484 | 141718.359 | 141337.281 | 141021.532 | 140669.623 | 140294.586 | 139962.902 | 139896.16 | 139863.68 | 139820.535 | 139841.212 | 140081.435 | 140342.43 | 140663.078 | 141157.488 | 141646.245 | 142124.497 | 142603.55 | 143064.504 | 143518.912 | 143969.955 | Darlington | Tees Valley
NG FES - System Transformation | Domestic Base Energy Demand (MWh) | Doncaster | 448853.437 | 447819.203 | 433534.351 | 415964.733 | 401562.293 | 391382.118 | 384985.104 | 383386.061 | 382781.609 | 382494.352 | 382147.902 | 381582.103 | 380558.433 | 379604.672 | 378821.188 | 377939.386 | 376993.883 | 376153.789 | 376053.502 | 376043.447 | 376003.56 | 376133.398 | 376846.223 | 377615.6 | 378542.744 | 379928.925 | 381297.799 | 382641.42 | 383987.741 | 385287.375 | 386569.606 | 387843.331 | Doncaster | Sheffield City Region
NG FES - System Transformation | Domestic Base Energy Demand (MWh) | East Lindsey | 64691.233 | 64726.732 | 62685.137 | 60137.135 | 58066.593 | 56631.295 | 55766.465 | 55624.298 | 55633.106 | 55689.171 | 55735.385 | 55747.389 | 55689.888 | 55642.564 | 55620.359 | 55582.134 | 55533.469 | 55510.804 | 55580.672 | 55663.596 | 55742.081 | 55845.784 | 56036.589 | 56236.355 | 56459.674 | 56751.591 | 57040.311 | 57324.481 | 57607.915 | 57884.716 | 58158.574 | 58431.024 | East Lindsey | Greater Lincolnshire
NG FES - System Transformation | Domestic Base Energy Demand (MWh) | East Riding of Yorkshire | 526225.757 | 525863.646 | 508864.049 | 487838.649 | 470643.299 | 458546.687 | 451024.824 | 449301.169 | 448789.484 | 448663.55 | 448464.286 | 447998.735 | 446981.384 | 446053.979 | 445334.931 | 444497.111 | 443583.397 | 442844.045 | 442880.556 | 443025.111 | 443136.097 | 443450.107 | 444464.714 | 445546.766 | 446819.441 | 448647.85 | 450457.306 | 452229.865 | 454001.219 | 455715.467 | 457407.81 | 459088.906 | East Riding of Yorkshire | Humber | York and North Yorkshire
NG FES - System Transformation | Domestic Base Energy Demand (MWh) | Gateshead | 308470.517 | 307836.401 | 298418.138 | 286973.782 | 277573.52 | 270897.622 | 266650.926 | 265481.116 | 264933.81 | 264583.645 | 264196.707 | 263668.776 | 262844.787 | 262054.285 | 261366.16 | 260611.756 | 259812.402 | 259022.165 | 258876.043 | 258788.391 | 258677.888 | 258679.088 | 259056.02 | 259472.903 | 259989.265 | 260791.805 | 261576.68 | 262356.268 | 263142.612 | 263902.611 | 264652.315 | 265398.328 | Gateshead | North Eastern
NG FES - System Transformation | Domestic Base Energy Demand (MWh) | Hambleton | 129463.29 | 129331.984 | 125146.596 | 119954.382 | 115714.375 | 112741.544 | 110906.376 | 110512.917 | 110421.6 | 110426.201 | 110412.247 | 110331.722 | 110113.904 | 109918.64 | 109775.204 | 109601.935 | 109409.646 | 109265.735 | 109303.973 | 109368.887 | 109425.587 | 109532.586 | 109813.495 | 110111.252 | 110456.385 | 110939.725 | 111418.331 | 111887.237 | 112355.325 | 112809.275 | 113257.656 | 113703.163 | Hambleton | York and North Yorkshire
NG FES - System Transformation | Domestic Base Energy Demand (MWh) | Harrogate | 252121.884 | 251502.37 | 243546.74 | 233812.187 | 225828.013 | 220172.881 | 216599.417 | 215661.587 | 215265.734 | 215042.329 | 214786.667 | 214410.774 | 213783.324 | 213191.197 | 212690.319 | 212134.75 | 211543.018 | 210987.867 | 210891.077 | 210844.118 | 210779.853 | 210809.28 | 211157.753 | 211537.8 | 212003.272 | 212716.428 | 213417.797 | 214108.666 | 214802.676 | 215471.863 | 216131.635 | 216787.072 | Harrogate | Leeds City Region | York and North Yorkshire
NG FES - System Transformation | Domestic Base Energy Demand (MWh) | Hartlepool | 142696.102 | 142510.028 | 137846.133 | 132098.552 | 127384.085 | 124045.721 | 121941.91 | 121403.57 | 121192.839 | 121087.243 | 120962.619 | 120767.155 | 120423.491 | 120105.404 | 119844.653 | 119553.164 | 119242.324 | 118976.085 | 118919.83 | 118893.162 | 118857.777 | 118877.301 | 119086.36 | 119313.097 | 119591.648 | 120021.316 | 120446.914 | 120862.275 | 121277.78 | 121677.37 | 122071.273 | 122462.154 | Hartlepool | Tees Valley
NG FES - System Transformation | Domestic Base Energy Demand (MWh) | High Peak | 6107.208 | 6121.523 | 5933.126 | 5696.677 | 5505.463 | 5374.396 | 5297.354 | 5288.705 | 5294.301 | 5304.293 | 5313.307 | 5319.007 | 5318.072 | 5317.995 | 5320.22 | 5320.829 | 5320.373 | 5322.638 | 5333.701 | 5345.97 | 5357.794 | 5372.008 | 5394.455 | 5417.81 | 5443.377 | 5475.367 | 5506.974 | 5538.181 | 5569.279 | 5599.803 | 5630.036 | 5660.141 | High Peak | Derby, Derbyshire, Nottingham and Nottinghamshire,
NG FES - System Transformation | Domestic Base Energy Demand (MWh) | Kingston upon Hull, City of | 427768.283 | 426216.843 | 413282.518 | 397585.986 | 384690.791 | 375531.004 | 369699.997 | 368085.987 | 367321.602 | 366825.82 | 366279.421 | 365539.257 | 364392.108 | 363288.114 | 362322.668 | 361265.286 | 360144.962 | 359022.892 | 358820.805 | 358698.746 | 358544.189 | 358543.126 | 359057.783 | 359627.557 | 360333.246 | 361429.885 | 362500.833 | 363566.592 | 364642.635 | 365682.878 | 366708.979 | 367730.145 | Kingston upon Hull, City of | Humber
NG FES - System Transformation | Domestic Base Energy Demand (MWh) | Kirklees | 642672.605 | 643343.822 | 623107.624 | 598332.129 | 578005.883 | 563609.802 | 554517.248 | 552147.278 | 551158.861 | 550610.145 | 549979.237 | 549040.966 | 547459.338 | 545967.144 | 544708.103 | 543309.072 | 541817.575 | 540422.234 | 540199.489 | 540103.685 | 539963.071 | 540062.125 | 540978.835 | 541976.71 | 543193.905 | 545047.337 | 546871.485 | 548668.618 | 550473.808 | 552215.647 | 553933.642 | 555640.772 | Kirklees | Leeds City Region
NG FES - System Transformation | Domestic Base Energy Demand (MWh) | Leeds | 1317367.954 | 1316862.796 | 1279825.367 | 1235387.908 | 1198894.03 | 1173014.471 | 1156537.865 | 1151970.452 | 1149709.535 | 1148162.32 | 1146468.404 | 1144212.638 | 1140778.677 | 1137389.559 | 1134342.333 | 1131003.036 | 1127449.188 | 1123552.758 | 1123232.822 | 1123137.268 | 1122921.716 | 1123153.796 | 1124858.669 | 1126739.374 | 1128992.926 | 1132306.809 | 1135503.982 | 1138747.778 | 1142046.404 | 1145262.631 | 1148440.386 | 1151611.829 | Leeds | Leeds City Region
NG FES - System Transformation | Domestic Base Energy Demand (MWh) | Middlesbrough | 211702.269 | 211088.448 | 204357.819 | 196104.533 | 189331.359 | 184530.582 | 181495.529 | 180698.953 | 180365.145 | 180179.139 | 179966.016 | 179651.063 | 179122.808 | 178626.664 | 178209.757 | 177747.299 | 177255.279 | 176806.067 | 176718.205 | 176672.697 | 176613.145 | 176633.075 | 176924.981 | 177243.458 | 177635.41 | 178240.748 | 178837.732 | 179423.924 | 180012.02 | 180578.57 | 181137.187 | 181692.028 | Middlesbrough | Tees Valley
NG FES - System Transformation | Domestic Base Energy Demand (MWh) | Newcastle upon Tyne | 464049.934 | 464268.7 | 451309.154 | 435808.222 | 423070.652 | 414024.611 | 408244.761 | 406599.802 | 405750.594 | 405147.082 | 404493.206 | 403644.224 | 402385.599 | 401138.758 | 400008.467 | 398775.77 | 397467.389 | 396022.841 | 395875.024 | 395805.305 | 395692.801 | 395736.754 | 396292.543 | 396910.926 | 397658.214 | 398770.724 | 399840.459 | 400930.037 | 402040.143 | 403123.113 | 404193.043 | 405261.456 | Newcastle upon Tyne | North Eastern
NG FES - System Transformation | Domestic Base Energy Demand (MWh) | North East Derbyshire | 26789.517 | 26763.485 | 26051.181 | 25205.959 | 24511.546 | 24018.87 | 23703.94 | 23613.976 | 23566.077 | 23530.953 | 23493.045 | 23444.334 | 23372.961 | 23301.212 | 23235.152 | 23163.097 | 23086.44 | 22997.894 | 22992.889 | 22992.115 | 22988.642 | 22993.869 | 23027.158 | 23064.12 | 23107.95 | 23171.064 | 23231.266 | 23293.364 | 23356.922 | 23419.255 | 23480.901 | 23542.566 | North East Derbyshire | Derby, Derbyshire, Nottingham and Nottinghamshire | Sheffield City Region
NG FES - System Transformation | Domestic Base Energy Demand (MWh) | North East Lincolnshire | 230560.01 | 229759.026 | 222418.352 | 213398.98 | 206003.304 | 200771.151 | 197476.73 | 196638.916 | 196310.049 | 196143.579 | 195946.944 | 195638.241 | 195095.356 | 194588.226 | 194168.194 | 193698.004 | 193195.281 | 192743.813 | 192675.996 | 192654.483 | 192617.71 | 192667.84 | 193016.104 | 193393.227 | 193850.949 | 194543.085 | 195226.243 | 195896.767 | 196568.91 | 197217.141 | 197856.506 | 198491.524 | North East Lincolnshire | Greater Lincolnshire | Humber
NG FES - System Transformation | Domestic Base Energy Demand (MWh) | North Lincolnshire | 245150.81 | 245066.856 | 237094.333 | 227224.573 | 219150.343 | 213467.321 | 209931.135 | 209117.016 | 208873.497 | 208811.989 | 208716.183 | 208495.664 | 208016.474 | 207580.985 | 207244.36 | 206852.654 | 206426.06 | 206087.026 | 206095.231 | 206154.214 | 206197.889 | 206336.679 | 206804.559 | 207303.673 | 207892.66 | 208743.974 | 209587.407 | 210412.336 | 211236.315 | 212033.019 | 212819.444 | 213600.444 | North Lincolnshire | Greater Lincolnshire | Humber
NG FES - System Transformation | Domestic Base Energy Demand (MWh) | North Tyneside | 331545.827 | 331662.855 | 321422.352 | 308940.096 | 298693.245 | 291426.295 | 286819.461 | 285583.34 | 285033.013 | 284700.161 | 284326.389 | 283798.043 | 282945.687 | 282132.86 | 281433.711 | 280662.619 | 279843.071 | 279046.339 | 278912.305 | 278842.039 | 278747.486 | 278774.322 | 279212.135 | 279692.29 | 280281.653 | 281186.546 | 282073.701 | 282952.062 | 283836.548 | 284690.835 | 285533.447 | 286371.33 | North Tyneside | North Eastern
NG FES - System Transformation | Domestic Base Energy Demand (MWh) | Northumberland | 483290.979 | 482788.541 | 467565.392 | 448750.608 | 433384.04 | 422610.148 | 415952.75 | 414512.486 | 414153.833 | 414136.784 | 414052.411 | 413725.458 | 412898.118 | 412142.797 | 411569.127 | 410883.631 | 410124.952 | 409499.958 | 409657.683 | 409911.833 | 410132.748 | 410537.694 | 411574.609 | 412675.268 | 413946.297 | 415712.645 | 417456.558 | 419173.114 | 420889.999 | 422558.215 | 424206.583 | 425845.647 | Northumberland | North Eastern
NG FES - System Transformation | Domestic Base Energy Demand (MWh) | Pendle | 27744.666 | 27678.946 | 26756.609 | 25611.458 | 24674.803 | 24015.489 | 23605.475 | 23511.435 | 23484.234 | 23478.44 | 23468.675 | 23444.528 | 23390.558 | 23342.153 | 23305.519 | 23262.694 | 23216.043 | 23181.591 | 23181.183 | 23186.676 | 23190.578 | 23205.411 | 23258.263 | 23314.59 | 23381.384 | 23478.816 | 23575.593 | 23669.834 | 23763.8 | 23854.473 | 23943.936 | 24032.711 | Pendle | Lancashire
NG FES - System Transformation | Domestic Base Energy Demand (MWh) | Redcar and Cleveland | 203215.499 | 202353.712 | 195667.499 | 187405.238 | 180633.101 | 175845.037 | 172838.534 | 172091.034 | 171818.622 | 171698.759 | 171551.195 | 171301.386 | 170838.148 | 170413.408 | 170072.295 | 169687.188 | 169274.672 | 168935.929 | 168874.012 | 168854.673 | 168823.347 | 168870.801 | 169191.178 | 169536.619 | 169956.968 | 170596.182 | 171230.329 | 171848.133 | 172465.309 | 173059.113 | 173644.567 | 174225.414 | Redcar and Cleveland | Tees Valley
NG FES - System Transformation | Domestic Base Energy Demand (MWh) | Richmondshire | 76204.257 | 75784.097 | 73349.174 | 70320.585 | 67854.269 | 66134.963 | 65086.077 | 64885.742 | 64863.098 | 64896.448 | 64918.535 | 64901.013 | 64802.479 | 64716.641 | 64660.768 | 64586.755 | 64501.043 | 64444.865 | 64495.581 | 64561.822 | 64623.126 | 64713.957 | 64906.652 | 65109.508 | 65339.978 | 65650.893 | 65958.452 | 66260.481 | 66561.801 | 66855.082 | 67144.972 | 67433.168 | Richmondshire | York and North Yorkshire
NG FES - System Transformation | Domestic Base Energy Demand (MWh) | Rotherham | 350730.976 | 350244.222 | 339102.194 | 325415.78 | 314192.535 | 306252.963 | 301254.228 | 299984.819 | 299486.933 | 299235.098 | 298937.445 | 298469.431 | 297645.382 | 296874.715 | 296235.815 | 295520.371 | 294755.131 | 294064.474 | 293967.093 | 293939.976 | 293889.307 | 293970.809 | 294505.602 | 295084.514 | 295785.86 | 296843.215 | 297886.59 | 298911.41 | 299938.971 | 300930.429 | 301908.46 | 302880.015 | Rotherham | Sheffield City Region
NG FES - System Transformation | Domestic Base Energy Demand (MWh) | Ryedale | 84652.141 | 84642.07 | 81859.647 | 78404.726 | 75581.361 | 73598.347 | 72370.42 | 72099.545 | 72030.337 | 72025.445 | 72008.369 | 71947.408 | 71795.726 | 71660.062 | 71559.502 | 71439.683 | 71307.8 | 71211.289 | 71224.869 | 71256.229 | 71282.49 | 71341.986 | 71516.796 | 71702.452 | 71919.723 | 72229.387 | 72536.552 | 72836.543 | 73135.776 | 73425.315 | 73711.166 | 73995.012 | Ryedale | York and North Yorkshire
NG FES - System Transformation | Domestic Base Energy Demand (MWh) | Scarborough | 191941.628 | 191127.715 | 184843.755 | 177104.012 | 170757.282 | 166263.292 | 163430.412 | 162701.771 | 162413.577 | 162266.688 | 162094.126 | 161826.515 | 161360.098 | 160928.154 | 160573.042 | 160176.713 | 159754.321 | 159389.477 | 159308.035 | 159266.408 | 159213.167 | 159233.497 | 159507.466 | 159804.88 | 160171.461 | 160739.801 | 161302.4 | 161851.366 | 162400.624 | 162928.386 | 163448.435 | 163964.317 | Scarborough | York and North Yorkshire
NG FES - System Transformation | Domestic Base Energy Demand (MWh) | Selby | 128460.878 | 128925.384 | 124801.866 | 119687.584 | 115513.518 | 112591.205 | 110792.317 | 110417.275 | 110339.562 | 110355.922 | 110353.814 | 110285.582 | 110081.258 | 109898.134 | 109765.527 | 109602.856 | 109420.825 | 109284.067 | 109337.17 | 109416.522 | 109487.387 | 109608.115 | 109900.904 | 110210.728 | 110567.253 | 111059.85 | 111547.154 | 112025.561 | 112503.319 | 112967.45 | 113426.068 | 113881.958 | Selby | Leeds City Region | York and North Yorkshire
NG FES - System Transformation | Domestic Base Energy Demand (MWh) | Sheffield | 782569.564 | 782983.976 | 760098.597 | 732449.392 | 709747.658 | 693650.699 | 683424.532 | 680635.985 | 679319.535 | 678463.571 | 677516.478 | 676222.602 | 674201.777 | 672234.593 | 670497.109 | 668587.354 | 666555.26 | 664425.056 | 664192.095 | 664099.454 | 663941.078 | 664057.189 | 665087.689 | 666220.949 | 667590.666 | 669637.653 | 671626.405 | 673623.098 | 675644.934 | 677608.722 | 679547.705 | 681479.917 | Sheffield | Sheffield City Region
NG FES - System Transformation | Domestic Base Energy Demand (MWh) | South Tyneside | 215537.486 | 215073.959 | 208112.938 | 199549.153 | 192523.635 | 187547.911 | 184409.761 | 183601.89 | 183279.357 | 183112.27 | 182916.834 | 182615.656 | 182093.183 | 181606.941 | 181204.903 | 180756.402 | 180278.258 | 179857.804 | 179774.726 | 179735.682 | 179682.962 | 179712.355 | 180024.393 | 180363.214 | 180778.939 | 181418.685 | 182051.361 | 182670.313 | 183290.17 | 183886.752 | 184474.933 | 185058.801 | South Tyneside | North Eastern
NG FES - System Transformation | Domestic Base Energy Demand (MWh) | Stockton-on-Tees | 278300.437 | 278069.203 | 269030.68 | 257913.483 | 248792.088 | 242328.731 | 238248.045 | 237187.888 | 236757.468 | 236528.905 | 236263.738 | 235861.815 | 235173.557 | 234532.887 | 234001.715 | 233410.717 | 232781.683 | 232228.939 | 232107.909 | 232044.044 | 231962.753 | 231987.771 | 232378.617 | 232804.011 | 233329.018 | 234144.15 | 234950.365 | 235738.488 | 236527.685 | 237286.634 | 238034.705 | 238777.159 | Stockton-on-Tees | Tees Valley
NG FES - System Transformation | Domestic Base Energy Demand (MWh) | Sunderland | 438900.058 | 438074.274 | 424375.069 | 407612.977 | 393859.886 | 384119.246 | 377966.367 | 376362.263 | 375690.887 | 375316.073 | 374885.654 | 374246.877 | 373171.979 | 372155.875 | 371296.606 | 370341.89 | 369323.867 | 368364.955 | 368220.276 | 368161.444 | 368071.631 | 368144.44 | 368771.471 | 369454.066 | 370285.086 | 371546.387 | 372787.06 | 374010.736 | 375240.369 | 376427.625 | 377598.825 | 378762.915 | Sunderland | North Eastern
NG FES - System Transformation | Domestic Base Energy Demand (MWh) | Wakefield | 548930.802 | 548742.108 | 531914.302 | 511388.671 | 494548.049 | 482622.626 | 475085.315 | 473110.224 | 472265.079 | 471777.487 | 471221.658 | 470409.562 | 469061.236 | 467776.051 | 466677.078 | 465457.836 | 464157.169 | 462891.122 | 462732.364 | 462678.457 | 462583.601 | 462689.281 | 463474.209 | 464329.604 | 465365.181 | 466921.458 | 468447.386 | 469959.676 | 471482.153 | 472955.195 | 474408.826 | 475854.728 | Wakefield | Leeds City Region
NG FES - System Transformation | Domestic Base Energy Demand (MWh) | West Lindsey | 94534.097 | 94772.87 | 91764.771 | 88018.472 | 84968.869 | 82846.592 | 81557.071 | 81322.833 | 81309.164 | 81364.841 | 81406.42 | 81398.412 | 81289.171 | 81195.222 | 81138.348 | 81058.541 | 80963.905 | 80906.568 | 80984.584 | 81081.805 | 81172.664 | 81300.402 | 81555.522 | 81823.572 | 82126.164 | 82529.359 | 82928.252 | 83320.413 | 83711.646 | 84093.042 | 84470.224 | 84845.368 | West Lindsey | Greater Lincolnshire
NG FES - System Transformation | Domestic Base Energy Demand (MWh) | York | 285740.484 | 286344.162 | 277453.316 | 266591.028 | 257680.026 | 251369.93 | 247383.369 | 246341.342 | 245900.708 | 245650.856 | 245364.894 | 244943.785 | 244239.869 | 243572.03 | 243004.3 | 242373.989 | 241701.732 | 241057.978 | 240967.464 | 240932.51 | 240876.851 | 240926.733 | 241335.173 | 241780.02 | 242320.41 | 243137.381 | 243939.67 | 244732.675 | 245530.245 | 246300.899 | 247061.179 | 247817.033 | York | Leeds City Region | York and North Yorkshire
NG FES - Consumer Transformation | EV Energy Demand - eBuses & eHGVs (MWh) | Barnsley | 0 | 265.375 | 748.319 | 1180.791 | 1673.366 | 2228.75 | 2842.953 | 3512.51 | 4232.23 | 5012.421 | 5873.913 | 6824.626 | 7873.127 | 9027.382 | 10293.733 | 11677.085 | 13179.246 | 14793.58 | 16518.563 | 18345.84 | 20254.49 | 22229.585 | 24256.704 | 26324.016 | 28404.861 | 30511.54 | 32618.799 | 34702.439 | 36786.945 | 38578.641 | 40221.914 | 41782.25 | Barnsley | Leeds City Region | Sheffield City Region
NG FES - Consumer Transformation | EV Energy Demand - eBuses & eHGVs (MWh) | Bassetlaw | 0 | 18.951 | 62.298 | 99.937 | 142.967 | 190.351 | 241.382 | 295.319 | 351.261 | 409.604 | 471.447 | 536.857 | 605.976 | 678.986 | 756.064 | 837.519 | 923.661 | 1015.099 | 1112.038 | 1214.864 | 1324.239 | 1440.48 | 1563.718 | 1693.915 | 1831.455 | 1975.232 | 2125.381 | 2281.953 | 2443.009 | 2619.616 | 2805.93 | 2989.755 | Bassetlaw | Derby, Derbyshire, Nottingham and Nottinghamshire | Sheffield City Region
NG FES - Consumer Transformation | EV Energy Demand - eBuses & eHGVs (MWh) | Bradford | 0 | 535.034 | 1317.768 | 2044.079 | 2867.874 | 3821.167 | 4904.911 | 6122.888 | 7475.958 | 8992.295 | 10722.213 | 12692.515 | 14930.507 | 17460.648 | 20301.599 | 23464.269 | 26948.26 | 30716.934 | 34760.443 | 39040.743 | 43469.225 | 47985.914 | 52536.782 | 57080.531 | 61514.155 | 65905.172 | 70160.876 | 74194.225 | 78133.943 | 80697.451 | 82524.006 | 84109.381 | Bradford | Leeds City Region
NG FES - Consumer Transformation | EV Energy Demand - eBuses & eHGVs (MWh) | Calderdale | 0 | 560.034 | 1129.78 | 1699.714 | 2340.737 | 3121.034 | 4053.397 | 5155.843 | 6444.07 | 7957.234 | 9758.889 | 11891.225 | 14395.947 | 17309.636 | 20659.511 | 24458.294 | 28700.32 | 33316.823 | 38288.628 | 43548.243 | 48942.196 | 54368.675 | 59738.526 | 64985.708 | 69938.024 | 74721.98 | 79185.929 | 83188.753 | 86968.923 | 88281.459 | 88250.528 | 87870.472 | Calderdale | Leeds City Region
NG FES - Consumer Transformation | EV Energy Demand - eBuses & eHGVs (MWh) | County Durham | 0 | 286.59 | 956.322 | 1659.606 | 2512.303 | 3496.964 | 4585.744 | 5746.117 | 6938.456 | 8185.815 | 9550.286 | 11042.109 | 12672.371 | 14451.742 | 16388.952 | 18491.673 | 20763.466 | 23199.322 | 25798.422 | 28552.141 | 31438.331 | 34440.322 | 37540.507 | 40724.643 | 43961.749 | 47261.502 | 50593.952 | 53928.77 | 57287.049 | 60362.482 | 63303.906 | 66131.239 | County Durham | North Eastern
NG FES - Consumer Transformation | EV Energy Demand - eBuses & eHGVs (MWh) | Craven | 0 | 26.759 | 88.116 | 141.377 | 202.267 | 269.304 | 341.482 | 417.746 | 496.813 | 579.241 | 666.572 | 758.889 | 856.393 | 959.328 | 1067.943 | 1182.67 | 1303.954 | 1432.671 | 1569.115 | 1713.849 | 1867.839 | 2031.564 | 2205.219 | 2388.774 | 2582.8 | 2785.707 | 2997.719 | 3218.933 | 3446.555 | 3696.744 | 3960.98 | 4221.756 | Craven | Leeds City Region | York and North Yorkshire
NG FES - Consumer Transformation | EV Energy Demand - eBuses & eHGVs (MWh) | Darlington | 0 | 96.467 | 354.744 | 622.029 | 947.195 | 1318.142 | 1722.192 | 2144.744 | 2568.865 | 3001.239 | 3462.058 | 3952.387 | 4473.74 | 5027.851 | 5616.361 | 6241.634 | 6905.754 | 7612.173 | 8362.111 | 9157.352 | 10000.685 | 10893.098 | 11834.186 | 12822.997 | 13859.979 | 14938.96 | 16059.077 | 17218.587 | 18407.052 | 19673.852 | 20992.199 | 22288.478 | Darlington | Tees Valley
NG FES - Consumer Transformation | EV Energy Demand - eBuses & eHGVs (MWh) | Doncaster | 0 | 399.782 | 1255.13 | 2004.098 | 2859.46 | 3807.527 | 4836.266 | 5933.254 | 7083.076 | 8296.326 | 9598.801 | 10995.197 | 12491.697 | 14094.683 | 15809.769 | 17643.686 | 19601.831 | 21689.796 | 23909.814 | 26263.477 | 28750.363 | 31367.97 | 34111.272 | 36974.126 | 39949.338 | 43026.846 | 46196.571 | 49447.675 | 52763.913 | 56165.027 | 59635.505 | 63030.553 | Doncaster | Sheffield City Region
NG FES - Consumer Transformation | EV Energy Demand - eBuses & eHGVs (MWh) | East Lindsey | 0 | 14.703 | 37.022 | 57.599 | 80.954 | 107.857 | 138.295 | 172.326 | 209.925 | 251.837 | 299.409 | 353.329 | 414.31 | 482.985 | 559.842 | 645.178 | 738.999 | 840.396 | 949.127 | 1064.237 | 1183.485 | 1305.352 | 1428.456 | 1551.738 | 1672.575 | 1792.641 | 1909.567 | 2021.12 | 2130.505 | 2205.391 | 2261.878 | 2312.048 | East Lindsey | Greater Lincolnshire
NG FES - Consumer Transformation | EV Energy Demand - eBuses & eHGVs (MWh) | East Riding of Yorkshire | 0 | 383.018 | 1187.526 | 1894.332 | 2701.57 | 3598.193 | 4573.263 | 5615.597 | 6711.177 | 7870.82 | 9120.111 | 10464.435 | 11910.542 | 13465.234 | 15134.384 | 16924.521 | 18840.503 | 20885.815 | 23062.038 | 25368.988 | 27802.486 | 30357.718 | 33027.824 | 35805.504 | 38679.853 | 41644.686 | 44686.937 | 47793.101 | 50954.027 | 54132.65 | 57342.321 | 60473.608 | East Riding of Yorkshire | Humber | York and North Yorkshire
NG FES - Consumer Transformation | EV Energy Demand - eBuses & eHGVs (MWh) | Gateshead | 0 | 198.341 | 670.755 | 1165.773 | 1766.249 | 2458.427 | 3222.134 | 4033.871 | 4865.236 | 5731.889 | 6676.617 | 7705.854 | 8826.675 | 10045.956 | 11369.392 | 12802.23 | 14347.177 | 16002.159 | 17767.014 | 19637.046 | 21599.708 | 23645.252 | 25762.994 | 27944.123 | 30170.142 | 32445.193 | 34751.05 | 37069.02 | 39408.946 | 41600.217 | 43724.977 | 45775.217 | Gateshead | North Eastern
NG FES - Consumer Transformation | EV Energy Demand - eBuses & eHGVs (MWh) | Hambleton | 0 | 92.755 | 313.414 | 544.663 | 825.169 | 1148.545 | 1505.39 | 1884.744 | 2273.35 | 2678.544 | 3120.341 | 3601.768 | 4126.154 | 4696.727 | 5316.164 | 5986.918 | 6710.25 | 7485.145 | 8311.516 | 9187.131 | 10106.036 | 11063.619 | 12054.836 | 13075.538 | 14116.985 | 15181.189 | 16259.553 | 17343.267 | 18437.075 | 19459.939 | 20450.908 | 21406.89 | Hambleton | York and North Yorkshire
NG FES - Consumer Transformation | EV Energy Demand - eBuses & eHGVs (MWh) | Harrogate | 0 | 125.658 | 427.457 | 740.076 | 1118.35 | 1552.95 | 2031.224 | 2538.482 | 3057.103 | 3596.409 | 4182.108 | 4817.753 | 5507.333 | 6254.768 | 7063.355 | 7936.3 | 8875.445 | 9880.437 | 10951.44 | 12086.402 | 13279.398 | 14525.579 | 15819.335 | 17155.892 | 18525.762 | 19929.799 | 21358.379 | 22801.458 | 24261.957 | 25661.766 | 27037.859 | 28370.729 | Harrogate | Leeds City Region | York and North Yorkshire
NG FES - Consumer Transformation | EV Energy Demand - eBuses & eHGVs (MWh) | Hartlepool | 0 | 51.383 | 185.037 | 323.763 | 492.414 | 685.289 | 896.026 | 1117.285 | 1340.475 | 1569.284 | 1814.553 | 2077.131 | 2358.088 | 2658.573 | 2979.611 | 3322.489 | 3688.21 | 4078.003 | 4492.336 | 4931.603 | 5396.069 | 5885.473 | 6398.94 | 6935.509 | 7494.121 | 8072.611 | 8669.421 | 9282.613 | 9908.721 | 10555.873 | 11218.963 | 11868.353 | Hartlepool | Tees Valley
NG FES - Consumer Transformation | EV Energy Demand - eBuses & eHGVs (MWh) | High Peak | 0 | 2.699 | 8.888 | 14.26 | 20.403 | 27.164 | 34.445 | 42.138 | 50.113 | 58.427 | 67.236 | 76.548 | 86.384 | 96.766 | 107.723 | 119.295 | 131.529 | 144.512 | 158.275 | 172.874 | 188.407 | 204.922 | 222.438 | 240.953 | 260.524 | 280.992 | 302.377 | 324.691 | 347.651 | 372.887 | 399.54 | 425.844 | High Peak | Derby, Derbyshire, Nottingham and Nottinghamshire,
NG FES - Consumer Transformation | EV Energy Demand - eBuses & eHGVs (MWh) | Kingston upon Hull, City of | 0 | 336.218 | 863.782 | 1347.413 | 1896.734 | 2526.896 | 3236.819 | 4026.862 | 4895.454 | 5858.916 | 6947.312 | 8175.458 | 9558.641 | 11110.659 | 12842.144 | 14759.756 | 16864.008 | 19136.216 | 21571.455 | 24149.794 | 26824.214 | 29562.615 | 32335.709 | 35120.807 | 37862.383 | 40594.88 | 43267.853 | 45833.754 | 48358.641 | 50165.58 | 51591.22 | 52879.122 | Kingston upon Hull, City of | Humber
NG FES - Consumer Transformation | EV Energy Demand - eBuses & eHGVs (MWh) | Kirklees | 0 | 565.088 | 1382.675 | 2142.832 | 3004.824 | 4003.714 | 5140.96 | 6421.054 | 7845.452 | 9444.261 | 11271.022 | 13354.554 | 15724.184 | 18406.136 | 21420.414 | 24778.567 | 28480.003 | 32484.907 | 36782.545 | 41331.745 | 46036.688 | 50832.606 | 55661.252 | 60478.17 | 65172.217 | 69816.744 | 74311.845 | 78563.755 | 82712.228 | 85369.669 | 87227.872 | 88827.811 | Kirklees | Leeds City Region
NG FES - Consumer Transformation | EV Energy Demand - eBuses & eHGVs (MWh) | Leeds | 0 | 859.171 | 2290.186 | 3589.262 | 5066.477 | 6749.028 | 8630.254 | 10706.404 | 12968.525 | 15455.138 | 18239.442 | 21354.604 | 24835.33 | 28713.233 | 33012.93 | 37751.013 | 42930.517 | 48513.821 | 54491.279 | 60821.133 | 67403.416 | 74169.059 | 81054.044 | 88007.963 | 94910.311 | 101830.56 | 108657.944 | 115287.564 | 121853.779 | 126926.46 | 131214.757 | 135183.197 | Leeds | Leeds City Region
NG FES - Consumer Transformation | EV Energy Demand - eBuses & eHGVs (MWh) | Middlesbrough | 0 | 67.345 | 239.201 | 417.934 | 635.122 | 883.921 | 1156.33 | 1443.094 | 1733.32 | 2031.947 | 2353.258 | 2698.606 | 3069.62 | 3467.986 | 3895.189 | 4352.93 | 4842.441 | 5364.805 | 5920.492 | 6509.538 | 7131.261 | 7784.647 | 8467.993 | 9179.647 | 9917.123 | 10678.54 | 11460.92 | 12260.872 | 13075.618 | 13900.399 | 14736.296 | 15552.584 | Middlesbrough | Tees Valley
NG FES - Consumer Transformation | EV Energy Demand - eBuses & eHGVs (MWh) | Newcastle upon Tyne | 0 | 206.779 | 508.523 | 847.105 | 1251.562 | 1743.709 | 2321.718 | 2982.321 | 3716.734 | 4547.598 | 5523.59 | 6665.261 | 7992.893 | 9524.421 | 11273.314 | 13246.322 | 15441.128 | 17825.71 | 20391.222 | 23105.57 | 25896.12 | 28714.413 | 31517.244 | 34273.102 | 36899.511 | 39455.587 | 41868.782 | 44070.431 | 46172.661 | 47111.93 | 47420.472 | 47556.438 | Newcastle upon Tyne | North Eastern
NG FES - Consumer Transformation | EV Energy Demand - eBuses & eHGVs (MWh) | North East Derbyshire | 0 | 0.819 | 2.698 | 4.33 | 6.195 | 8.248 | 10.458 | 12.793 | 15.215 | 17.739 | 20.413 | 23.241 | 26.226 | 29.379 | 32.705 | 36.219 | 39.933 | 43.875 | 48.054 | 52.486 | 57.202 | 62.215 | 67.534 | 73.155 | 79.097 | 85.311 | 91.804 | 98.578 | 105.549 | 113.211 | 121.303 | 129.289 | North East Derbyshire | Derby, Derbyshire, Nottingham and Nottinghamshire | Sheffield City Region
NG FES - Consumer Transformation | EV Energy Demand - eBuses & eHGVs (MWh) | North East Lincolnshire | 0 | 286.79 | 895.08 | 1428.319 | 2037.222 | 2712.711 | 3446.399 | 4229.673 | 5051.795 | 5920.567 | 6854.724 | 7857.941 | 8934.928 | 10090.497 | 11328.841 | 12654.813 | 14072.178 | 15584.297 | 17192.582 | 18897.593 | 20697.727 | 22590.367 | 24571.214 | 26635.372 | 28776.312 | 30988.006 | 33262.062 | 35589.637 | 37961.289 | 40371.992 | 42820.288 | 45212.418 | North East Lincolnshire | Greater Lincolnshire | Humber
NG FES - Consumer Transformation | EV Energy Demand - eBuses & eHGVs (MWh) | North Lincolnshire | 0 | 309.59 | 953.065 | 1518.649 | 2164.279 | 2881.985 | 3663.335 | 4499.777 | 5380.495 | 6314.427 | 7322.37 | 8409.035 | 9580.203 | 10841.644 | 12198.292 | 13655.461 | 15216.926 | 16884.715 | 18659.89 | 20541.587 | 22524.873 | 24604.866 | 26775.195 | 29029.377 | 31356.968 | 33754.399 | 36209.738 | 38710.795 | 41252.849 | 43782.839 | 46323.215 | 48797.853 | North Lincolnshire | Greater Lincolnshire | Humber
NG FES - Consumer Transformation | EV Energy Demand - eBuses & eHGVs (MWh) | North Tyneside | 0 | 90.995 | 291.413 | 503.334 | 759.87 | 1057.801 | 1389.514 | 1746.039 | 2116.133 | 2507.52 | 2940.174 | 3418.234 | 3946.048 | 4527.693 | 5166.422 | 5864.752 | 6623.493 | 7439.131 | 8310.854 | 9234.181 | 10198.262 | 11195.351 | 12217.803 | 13259.666 | 14307.052 | 15366.546 | 16425.207 | 17470.255 | 18514.916 | 19405.176 | 20216.915 | 20986.348 | North Tyneside | North Eastern
NG FES - Consumer Transformation | EV Energy Demand - eBuses & eHGVs (MWh) | Northumberland | 0 | 181.707 | 548.625 | 940.835 | 1414.443 | 1969.326 | 2593.641 | 3273.187 | 3989.138 | 4758.021 | 5620.436 | 6587.068 | 7668.848 | 8875.795 | 10215.726 | 11693.894 | 13310.997 | 15054.833 | 16922.248 | 18899.553 | 20954.686 | 23065.493 | 25211.108 | 27375.755 | 29520.661 | 31668.546 | 33784.224 | 35833.58 | 37860.816 | 39403.773 | 40691.93 | 41879.05 | Northumberland | North Eastern
NG FES - Consumer Transformation | EV Energy Demand - eBuses & eHGVs (MWh) | Pendle | 0 | 8.977 | 29.56 | 47.428 | 67.856 | 90.343 | 114.558 | 140.141 | 166.667 | 194.318 | 223.615 | 254.585 | 287.295 | 321.827 | 358.264 | 396.752 | 437.439 | 480.62 | 526.392 | 574.946 | 626.605 | 681.531 | 739.787 | 801.364 | 866.455 | 934.523 | 1005.648 | 1079.858 | 1156.22 | 1240.151 | 1328.793 | 1416.276 | Pendle | Lancashire
NG FES - Consumer Transformation | EV Energy Demand - eBuses & eHGVs (MWh) | Redcar and Cleveland | 0 | 154.016 | 558.104 | 977.153 | 1486.701 | 2068.998 | 2704.636 | 3371.22 | 4042.626 | 4729.785 | 5465.126 | 6250.941 | 7090.202 | 7986.151 | 8941.737 | 9960.778 | 11046.392 | 12202.788 | 13431.542 | 14734.314 | 16112.995 | 17567.492 | 19095.768 | 20695.34 | 22364.187 | 24094.826 | 25883.558 | 27725.471 | 29608.317 | 31572.561 | 33594.785 | 35577.666 | Redcar and Cleveland | Tees Valley
NG FES - Consumer Transformation | EV Energy Demand - eBuses & eHGVs (MWh) | Richmondshire | 0 | 44.775 | 166.854 | 292.961 | 446.442 | 621.265 | 811.322 | 1009.589 | 1207.971 | 1409.497 | 1623.489 | 1850.285 | 2090.435 | 2344.624 | 2613.525 | 2898.221 | 3199.737 | 3520.021 | 3859.739 | 4220.032 | 4602.882 | 5009.19 | 5439.135 | 5892.536 | 6370.328 | 6869.014 | 7388.81 | 7929.476 | 8484.993 | 9088.492 | 9722.389 | 10347.137 | Richmondshire | York and North Yorkshire
NG FES - Consumer Transformation | EV Energy Demand - eBuses & eHGVs (MWh) | Rotherham | 0 | 309.472 | 895.091 | 1416.524 | 2010.83 | 2678.044 | 3412.459 | 4208.774 | 5059.591 | 5976.077 | 6981.54 | 8083.942 | 9292.102 | 10614.316 | 12057.292 | 13626.638 | 15324.925 | 17147.154 | 19092.341 | 21153.23 | 23310.878 | 25551.391 | 27860.868 | 30227.573 | 32626.197 | 35066.066 | 37522.639 | 39972.189 | 42433.947 | 44646.53 | 46737.427 | 48740.294 | Rotherham | Sheffield City Region
NG FES - Consumer Transformation | EV Energy Demand - eBuses & eHGVs (MWh) | Ryedale | 0 | 36.719 | 108.47 | 184.8 | 276.654 | 384.456 | 506.142 | 639.225 | 780.302 | 932.691 | 1104.385 | 1297.658 | 1514.822 | 1757.988 | 2028.791 | 2328.292 | 2656.577 | 3010.898 | 3390.535 | 3792.477 | 4209.706 | 4637.406 | 5071.082 | 5507.354 | 5937.835 | 6367.625 | 6789.153 | 7195.103 | 7595.356 | 7888.502 | 8124.966 | 8340.302 | Ryedale | York and North Yorkshire
NG FES - Consumer Transformation | EV Energy Demand - eBuses & eHGVs (MWh) | Scarborough | 0 | 52.03 | 154.676 | 264.084 | 395.894 | 550.527 | 724.915 | 915.373 | 1116.899 | 1334.219 | 1578.758 | 1853.698 | 2162.282 | 2507.466 | 2891.553 | 3316.042 | 3781.078 | 4282.874 | 4820.445 | 5389.612 | 5980.635 | 6586.815 | 7201.889 | 7821.137 | 8432.877 | 9044.147 | 9644.387 | 10223.387 | 10794.791 | 11217.911 | 11562.676 | 11877.755 | Scarborough | York and North Yorkshire
NG FES - Consumer Transformation | EV Energy Demand - eBuses & eHGVs (MWh) | Selby | 0 | 179.881 | 570.611 | 912.999 | 1304.496 | 1738.085 | 2207.93 | 2707.934 | 3230.618 | 3780.637 | 4369.655 | 4999.503 | 5672.71 | 6391.926 | 7159.54 | 7978.565 | 8851.548 | 9781.644 | 10770.046 | 11818.045 | 12926.698 | 14095.683 | 15323.393 | 16607.527 | 17946.158 | 19333.585 | 20766.38 | 22240.671 | 23746.975 | 25312.816 | 26921.805 | 28498.684 | Selby | Leeds City Region | York and North Yorkshire
NG FES - Consumer Transformation | EV Energy Demand - eBuses & eHGVs (MWh) | Sheffield | 0 | 323.412 | 853.464 | 1335.898 | 1884.32 | 2510.166 | 3211.325 | 3986.883 | 4833.977 | 5767.433 | 6815.186 | 7990.21 | 9306.016 | 10774.884 | 12406.352 | 14206.706 | 16176.905 | 18301.738 | 20577.272 | 22986.836 | 25490.701 | 28061.525 | 30674.083 | 33308.619 | 35917.541 | 38528.938 | 41099.227 | 43587.197 | 46046.998 | 47909.178 | 49456.372 | 50879.826 | Sheffield | Sheffield City Region
NG FES - Consumer Transformation | EV Energy Demand - eBuses & eHGVs (MWh) | South Tyneside | 0 | 149.48 | 373.423 | 623.592 | 922.729 | 1285.494 | 1709.985 | 2193.191 | 2728.129 | 3330.971 | 4036.782 | 4859.999 | 5814.885 | 6914.082 | 8167.094 | 9578.764 | 11147.569 | 12851.278 | 14683.754 | 16622.629 | 18617.213 | 20633.64 | 22641.653 | 24619.157 | 26508.457 | 28350.615 | 30094.819 | 31692.932 | 33222.904 | 33942.906 | 34224.067 | 34383.37 | South Tyneside | North Eastern
NG FES - Consumer Transformation | EV Energy Demand - eBuses & eHGVs (MWh) | Stockton-on-Tees | 0 | 209.836 | 627.594 | 1074.973 | 1614.976 | 2248.587 | 2962.728 | 3741.67 | 4564.315 | 5449.952 | 6445.594 | 7564.004 | 8818.212 | 10220.126 | 11779.009 | 13500.964 | 15386.642 | 17421.012 | 19600.166 | 21907.444 | 24303.963 | 26762.94 | 29259.283 | 31774.068 | 34260.555 | 36746.686 | 39190.158 | 41550.04 | 43880.557 | 45620.348 | 47048.358 | 48356.726 | Stockton-on-Tees | Tees Valley
NG FES - Consumer Transformation | EV Energy Demand - eBuses & eHGVs (MWh) | Sunderland | 0 | 311.458 | 885.672 | 1507.042 | 2255.297 | 3140.593 | 4148.136 | 5259.673 | 6448.911 | 7745.987 | 9221.664 | 10898.212 | 12798.078 | 14941.523 | 17344.106 | 20015.194 | 22954.52 | 26132.588 | 29541.523 | 33150.049 | 36886.137 | 40700.829 | 44549.164 | 48397.701 | 52161.86 | 55896.298 | 59525.339 | 62976.425 | 66354.52 | 68613.474 | 70274.7 | 71735.535 | Sunderland | North Eastern
NG FES - Consumer Transformation | EV Energy Demand - eBuses & eHGVs (MWh) | Wakefield | 0 | 559.275 | 1670.345 | 2652.901 | 3773.688 | 5025.45 | 6395.375 | 7870.913 | 9435.572 | 11107.481 | 12926.462 | 14903.926 | 17053.023 | 19386.431 | 21914.652 | 24647.54 | 27590.851 | 30741.988 | 34101.03 | 37660.724 | 41399.672 | 45301.009 | 49346.517 | 53519.791 | 57788.713 | 62158.331 | 66595.832 | 71068.922 | 75590.413 | 79878.696 | 84067.983 | 88118.616 | Wakefield | Leeds City Region
NG FES - Consumer Transformation | EV Energy Demand - eBuses & eHGVs (MWh) | West Lindsey | 0 | 42.617 | 124.845 | 197.858 | 281.104 | 374.366 | 476.781 | 587.535 | 705.511 | 832.187 | 970.701 | 1122.064 | 1287.402 | 1467.793 | 1664.109 | 1877.112 | 2107.194 | 2353.855 | 2617.018 | 2895.862 | 3188.162 | 3492.251 | 3806.425 | 4129.213 | 4457.536 | 4792.327 | 5130.55 | 5469.259 | 5810.44 | 6123.836 | 6424.11 | 6712.877 | West Lindsey | Greater Lincolnshire
NG FES - Consumer Transformation | EV Energy Demand - eBuses & eHGVs (MWh) | York | 0 | 103.617 | 300.612 | 512.881 | 768.741 | 1070.438 | 1412.452 | 1788.047 | 2187.823 | 2621.607 | 3112.817 | 3668.429 | 4295.503 | 5000.447 | 5788.201 | 6661.837 | 7621.433 | 8658.106 | 9769.508 | 10946.084 | 12165.736 | 13413.373 | 14675.04 | 15940.308 | 17183.016 | 18419.635 | 19626.665 | 20781.499 | 21915.874 | 22709.454 | 23321.734 | 23870.311 | York | Leeds City Region | York and North Yorkshire
NG FES - Leading the Way | EV Energy Demand - eBuses & eHGVs (MWh) | Barnsley | 0 | 265.375 | 466.993 | 716.332 | 997.473 | 1315.474 | 1668.842 | 2057.01 | 2478.426 | 2940.78 | 3458.536 | 4038.916 | 4689.281 | 5416.397 | 6226.487 | 7123.513 | 8109.297 | 9176.897 | 10325.556 | 11547.666 | 12823.95 | 14141.47 | 15489.603 | 16860.599 | 18232.37 | 19624.211 | 21017.283 | 22394.301 | 23789.078 | 24887.243 | 25071.15 | 24917.324 | Barnsley | Leeds City Region | Sheffield City Region
NG FES - Leading the Way | EV Energy Demand - eBuses & eHGVs (MWh) | Bassetlaw | 0 | 18.951 | 34.532 | 53.959 | 75.949 | 99.817 | 125.156 | 151.56 | 178.549 | 206.33 | 235.474 | 266.069 | 298.225 | 332.075 | 367.84 | 405.744 | 446.071 | 489.251 | 535.503 | 585.141 | 638.675 | 696.428 | 758.706 | 825.732 | 898.004 | 975.316 | 1058.142 | 1146.939 | 1241.151 | 1348.074 | 1389.594 | 1403.959 | Bassetlaw | Derby, Derbyshire, Nottingham and Nottinghamshire | Sheffield City Region
NG FES - Leading the Way | EV Energy Demand - eBuses & eHGVs (MWh) | Bradford | 0 | 535.034 | 916.002 | 1383.783 | 1909.356 | 2525.536 | 3235.69 | 4046.67 | 4963.204 | 6008.275 | 7220.912 | 8624.907 | 10244.127 | 12099.672 | 14208.923 | 16581.229 | 19216.838 | 22081.826 | 25168.84 | 28443.967 | 31827.766 | 35267.194 | 38717.968 | 42147.678 | 45467.071 | 48749.154 | 51916.791 | 54898.652 | 57826.948 | 59426.652 | 59185.572 | 58329.047 | Bradford | Leeds City Region
NG FES - Leading the Way | EV Energy Demand - eBuses & eHGVs (MWh) | Calderdale | 0 | 560.034 | 925.451 | 1369.442 | 1865.668 | 2478.027 | 3218.385 | 4104.353 | 5151.154 | 6392.611 | 7882.491 | 9657.752 | 11755.178 | 14206.592 | 17036.533 | 20256.524 | 23862.385 | 27792.553 | 32031.704 | 36520.059 | 41121.461 | 45745.131 | 50314.846 | 54774.732 | 58972.916 | 63030.398 | 66815.291 | 70205.189 | 73422.227 | 74293.747 | 73241.717 | 71631.045 | Calderdale | Leeds City Region
NG FES - Leading the Way | EV Energy Demand - eBuses & eHGVs (MWh) | County Durham | 0 | 286.59 | 580.055 | 978.502 | 1455.846 | 2005.11 | 2611.68 | 3259.772 | 3928.712 | 4634.191 | 5414.563 | 6278.999 | 7237.117 | 8297.87 | 9470.079 | 10759.63 | 12170.233 | 13695.494 | 15335.383 | 17082.47 | 18915.268 | 20819.747 | 22784.129 | 24799.97 | 26843.168 | 28935.423 | 31057.101 | 33188.22 | 35368.139 | 37246.952 | 37678.255 | 37560.107 | County Durham | North Eastern
NG FES - Leading the Way | EV Energy Demand - eBuses & eHGVs (MWh) | Craven | 0 | 26.759 | 48.783 | 76.239 | 107.322 | 141.042 | 176.826 | 214.085 | 252.146 | 291.284 | 332.307 | 375.328 | 420.493 | 467.99 | 518.125 | 571.207 | 627.649 | 688.069 | 752.78 | 822.244 | 897.208 | 978.15 | 1065.522 | 1159.65 | 1261.273 | 1370.073 | 1486.747 | 1611.974 | 1744.913 | 1896.37 | 1955.472 | 1976.179 | Craven | Leeds City Region | York and North Yorkshire
NG FES - Leading the Way | EV Energy Demand - eBuses & eHGVs (MWh) | Darlington | 0 | 96.467 | 199.638 | 340.751 | 510.457 | 701.497 | 906.946 | 1119.328 | 1329.841 | 1542.377 | 1767.782 | 2007.109 | 2261.6 | 2532.622 | 2822.076 | 3131.649 | 3463.334 | 3819.387 | 4201.089 | 4610.028 | 5047.944 | 5516.054 | 6015.459 | 6547.026 | 7112.48 | 7711.661 | 8346.52 | 9018.467 | 9726.562 | 10494.624 | 10774.929 | 10855.838 | Darlington | Tees Valley
NG FES - Leading the Way | EV Energy Demand - eBuses & eHGVs (MWh) | Doncaster | 0 | 399.782 | 720.598 | 1119.597 | 1570.735 | 2066.496 | 2600.362 | 3166.125 | 3756.203 | 4377.166 | 5044.195 | 5761.994 | 6535.612 | 7370.246 | 8272.035 | 9246.047 | 10297.312 | 11428.703 | 12642.981 | 13941.14 | 15321.268 | 16781.924 | 18322.42 | 19942.309 | 21638.251 | 23416.479 | 25274.806 | 27211.647 | 29235.05 | 31300.594 | 31987.164 | 32121.134 | Doncaster | Sheffield City Region
NG FES - Leading the Way | EV Energy Demand - eBuses & eHGVs (MWh) | East Lindsey | 0 | 14.703 | 25.282 | 38.285 | 52.903 | 69.943 | 89.469 | 111.636 | 136.542 | 164.784 | 197.396 | 234.992 | 278.188 | 327.534 | 383.488 | 446.298 | 515.989 | 591.71 | 673.285 | 759.861 | 849.426 | 940.635 | 1032.37 | 1123.809 | 1212.691 | 1300.876 | 1386.411 | 1467.49 | 1547.473 | 1594.034 | 1589.999 | 1568.771 | East Lindsey | Greater Lincolnshire
NG FES - Leading the Way | EV Energy Demand - eBuses & eHGVs (MWh) | East Riding of Yorkshire | 0 | 383.018 | 688.636 | 1068.651 | 1498.324 | 1972.227 | 2484.565 | 3029.973 | 3601.722 | 4206.754 | 4860.529 | 5568.305 | 6335.653 | 7168.176 | 8072.147 | 9052.548 | 10113.926 | 11257.419 | 12485.204 | 13796.729 | 15186.861 | 16652.04 | 18189.753 | 19798.193 | 21470.541 | 23215.539 | 25027.917 | 26903.193 | 28854.279 | 30786.53 | 31395.722 | 31479.952 | East Riding of Yorkshire | Humber | York and North Yorkshire
NG FES - Leading the Way | EV Energy Demand - eBuses & eHGVs (MWh) | Gateshead | 0 | 198.341 | 402.631 | 680.282 | 1013.087 | 1394.89 | 1815.024 | 2261.985 | 2720.962 | 3202.436 | 3732.392 | 4316.629 | 4961.253 | 5672.019 | 6454.745 | 7313.418 | 8250.806 | 9263.689 | 10352.39 | 11512.88 | 12732.722 | 14003.817 | 15319.394 | 16674.609 | 18055.455 | 19474.927 | 20921.753 | 22384.316 | 23886.008 | 25223.093 | 25558.257 | 25509.243 | Gateshead | North Eastern
NG FES - Leading the Way | EV Energy Demand - eBuses & eHGVs (MWh) | Hambleton | 0 | 92.755 | 188.258 | 318.046 | 473.612 | 652.111 | 848.582 | 1057.653 | 1272.416 | 1497.787 | 1745.931 | 2019.577 | 2321.597 | 2654.699 | 3021.608 | 3424.195 | 3863.745 | 4338.717 | 4849.254 | 5393.435 | 5965.371 | 6561.229 | 7177.793 | 7812.775 | 8459.543 | 9124.229 | 9801.501 | 10485.851 | 11188.34 | 11812.524 | 11968.159 | 11944.248 | Hambleton | York and North Yorkshire
NG FES - Leading the Way | EV Energy Demand - eBuses & eHGVs (MWh) | Harrogate | 0 | 125.658 | 253.729 | 427.15 | 634.541 | 871.393 | 1130.979 | 1406.052 | 1687.446 | 1981.286 | 2302.937 | 2655.618 | 3042.754 | 3467.619 | 3933.616 | 4443.166 | 4998.119 | 5597.279 | 6241.081 | 6927.759 | 7651.245 | 8407.587 | 9193.508 | 10006.685 | 10840.206 | 11700.787 | 12582.976 | 13481.066 | 14406.972 | 15260.084 | 15492.253 | 15483.738 | Harrogate | Leeds City Region | York and North Yorkshire
NG FES - Leading the Way | EV Energy Demand - eBuses & eHGVs (MWh) | Hartlepool | 0 | 51.383 | 105.813 | 180.142 | 269.457 | 370.479 | 479.758 | 593.569 | 707.443 | 823.618 | 948.119 | 1081.749 | 1225.405 | 1380.014 | 1546.715 | 1726.441 | 1920.164 | 2128.562 | 2352.165 | 2591.327 | 2845.909 | 3115.851 | 3401.136 | 3701.784 | 4017.538 | 4349.208 | 4696.81 | 5060.125 | 5440.345 | 5833.282 | 5966.483 | 5995.197 | Hartlepool | Tees Valley
NG FES - Leading the Way | EV Energy Demand - eBuses & eHGVs (MWh) | High Peak | 0 | 2.699 | 4.921 | 7.69 | 10.826 | 14.227 | 17.836 | 21.595 | 25.434 | 29.382 | 33.519 | 37.859 | 42.415 | 47.206 | 52.263 | 57.617 | 63.31 | 69.405 | 75.932 | 82.939 | 90.5 | 98.665 | 107.478 | 116.973 | 127.223 | 138.198 | 149.967 | 162.598 | 176.008 | 191.285 | 197.246 | 199.335 | High Peak | Derby, Derbyshire, Nottingham and Nottinghamshire,
NG FES - Leading the Way | EV Energy Demand - eBuses & eHGVs (MWh) | Kingston upon Hull, City of | 0 | 336.218 | 580.393 | 880.876 | 1218.858 | 1610.734 | 2057.425 | 2561.746 | 3125.201 | 3760.829 | 4491.319 | 5329.891 | 6289.857 | 7383.086 | 8619.595 | 10005.002 | 11540.107 | 13207.315 | 15003.09 | 16909.601 | 18884.502 | 20899.503 | 22931.05 | 24961.908 | 26944.353 | 28917.887 | 30841.357 | 32676.755 | 34495.191 | 35615.275 | 35578.131 | 35141.999 | Kingston upon Hull, City of | Humber
NG FES - Leading the Way | EV Energy Demand - eBuses & eHGVs (MWh) | Kirklees | 0 | 565.088 | 966.241 | 1458.626 | 2011.756 | 2661.354 | 3411.291 | 4269.18 | 5240.392 | 6349.554 | 7638.366 | 9132.389 | 10857.269 | 12835.633 | 15086.09 | 17618.564 | 20433.162 | 23493.099 | 26790.325 | 30288.146 | 33900.714 | 37570.721 | 41250.315 | 44904.447 | 48436.728 | 51925.89 | 55288.6 | 58447.769 | 61546.101 | 63206.34 | 62922.513 | 61991.791 | Kirklees | Leeds City Region
NG FES - Leading the Way | EV Energy Demand - eBuses & eHGVs (MWh) | Leeds | 0 | 859.171 | 1494.209 | 2277.221 | 3158.806 | 4171.03 | 5313.497 | 6589.913 | 8000.726 | 9576.002 | 11369.433 | 13410.808 | 15730.217 | 18354.744 | 21307.9 | 24603.448 | 28244.923 | 32196.008 | 36450.194 | 40969.986 | 45664.771 | 50473.966 | 55347.319 | 60248.068 | 65073.655 | 69910.226 | 74669.615 | 79270.537 | 83866.913 | 86995.831 | 87166.49 | 86289.177 | Leeds | Leeds City Region
NG FES - Leading the Way | EV Energy Demand - eBuses & eHGVs (MWh) | Middlesbrough | 0 | 67.345 | 138.24 | 234.954 | 351.104 | 482.888 | 625.987 | 775.739 | 926.472 | 1081.261 | 1248.208 | 1428.575 | 1623.739 | 1835.08 | 2064.198 | 2312.347 | 2580.728 | 2869.781 | 3180.07 | 3511.647 | 3863.423 | 4234.716 | 4624.992 | 5033.904 | 5460.121 | 5905.455 | 6369.065 | 6849.841 | 7350.778 | 7852.07 | 8012.988 | 8038.421 | Middlesbrough | Tees Valley
NG FES - Leading the Way | EV Energy Demand - eBuses & eHGVs (MWh) | Newcastle upon Tyne | 0 | 206.779 | 394.262 | 643.092 | 937.612 | 1299.882 | 1730.472 | 2229.944 | 2793.558 | 3440.317 | 4209.281 | 5118.333 | 6185.416 | 7426.085 | 8852.635 | 10470.933 | 12279.497 | 14249.419 | 16373.505 | 18623.812 | 20935.266 | 23264.923 | 25576.289 | 27842.784 | 29992.666 | 32082.831 | 34051.809 | 35840.23 | 37554.889 | 38160.966 | 37725.526 | 36973.514 | Newcastle upon Tyne | North Eastern
NG FES - Leading the Way | EV Energy Demand - eBuses & eHGVs (MWh) | North East Derbyshire | 0 | 0.819 | 1.494 | 2.334 | 3.286 | 4.319 | 5.415 | 6.556 | 7.721 | 8.92 | 10.177 | 11.494 | 12.877 | 14.332 | 15.867 | 17.493 | 19.222 | 21.071 | 23.054 | 25.181 | 27.477 | 29.956 | 32.631 | 35.514 | 38.626 | 41.958 | 45.531 | 49.366 | 53.437 | 58.075 | 59.885 | 60.519 | North East Derbyshire | Derby, Derbyshire, Nottingham and Nottinghamshire | Sheffield City Region
NG FES - Leading the Way | EV Energy Demand - eBuses & eHGVs (MWh) | North East Lincolnshire | 0 | 286.79 | 516.222 | 801.482 | 1123.966 | 1478.915 | 1861.828 | 2268.477 | 2693.641 | 3142.235 | 3625.431 | 4146.853 | 4710.377 | 5319.945 | 5980.083 | 6694.475 | 7466.626 | 8298.05 | 9190.564 | 10144.36 | 11156.943 | 12226.533 | 13351.996 | 14532.544 | 15764.545 | 17053.409 | 18396.488 | 19791.628 | 21246.379 | 22711.06 | 23186.579 | 23267.502 | North East Lincolnshire | Greater Lincolnshire | Humber
NG FES - Leading the Way | EV Energy Demand - eBuses & eHGVs (MWh) | North Lincolnshire | 0 | 309.59 | 555.502 | 861.028 | 1206.304 | 1587.75 | 2000.949 | 2441.883 | 2905.462 | 3397.509 | 3930.762 | 4509.774 | 5139.349 | 5824.254 | 6569.718 | 7379.798 | 8258.052 | 9204.738 | 10221.411 | 11307.003 | 12456.013 | 13664.665 | 14930.159 | 16250.483 | 17618.629 | 19042.797 | 20517.419 | 22037.657 | 23616.079 | 25154.814 | 25625.921 | 25675.58 | North Lincolnshire | Greater Lincolnshire | Humber
NG FES - Leading the Way | EV Energy Demand - eBuses & eHGVs (MWh) | North Tyneside | 0 | 90.995 | 182.535 | 306.443 | 454.64 | 626.741 | 818.855 | 1026.774 | 1244.62 | 1477.892 | 1739.534 | 2033.222 | 2362.741 | 2731.553 | 3142.861 | 3598.637 | 4099.779 | 4642.626 | 5226.679 | 5848.061 | 6496.61 | 7165.66 | 7849.587 | 8544.327 | 9238.57 | 9941.98 | 10645.14 | 11338.674 | 12040.362 | 12586.406 | 12673.052 | 12590.626 | North Tyneside | North Eastern
NG FES - Leading the Way | EV Energy Demand - eBuses & eHGVs (MWh) | Northumberland | 0 | 181.707 | 360.06 | 600.396 | 887.182 | 1224.61 | 1606.95 | 2027.994 | 2477.872 | 2968.974 | 3529.241 | 4168.07 | 4895.049 | 5718.761 | 6646.68 | 7683.053 | 8828.905 | 10072.463 | 11411.421 | 12833.892 | 14310.484 | 15821.867 | 17351.667 | 18888.017 | 20398.351 | 21909.539 | 23394.097 | 24825.047 | 26252.288 | 27205.161 | 27241.177 | 26954.226 | Northumberland | North Eastern
NG FES - Leading the Way | EV Energy Demand - eBuses & eHGVs (MWh) | Pendle | 0 | 8.977 | 16.364 | 25.576 | 36.004 | 47.316 | 59.32 | 71.82 | 84.588 | 97.718 | 111.48 | 125.911 | 141.063 | 156.996 | 173.816 | 191.624 | 210.559 | 230.827 | 252.535 | 275.838 | 300.986 | 328.142 | 357.451 | 389.028 | 423.12 | 459.62 | 498.76 | 540.77 | 585.368 | 636.176 | 656.003 | 662.95 | Pendle | Lancashire
NG FES - Leading the Way | EV Energy Demand - eBuses & eHGVs (MWh) | Redcar and Cleveland | 0 | 154.016 | 317.628 | 541.165 | 809.836 | 1113.294 | 1440.986 | 1781.517 | 2121.301 | 2466.898 | 2836.147 | 3231.244 | 3654.663 | 4109.015 | 4597.593 | 5123.167 | 5688.735 | 6296.785 | 6949.044 | 7647.011 | 8391.209 | 9182.088 | 10020.131 | 10905.79 | 11839.337 | 12822.403 | 13855.947 | 14940.17 | 16077.145 | 17269.268 | 17682.794 | 17781.602 | Redcar and Cleveland | Tees Valley
NG FES - Leading the Way | EV Energy Demand - eBuses & eHGVs (MWh) | Richmondshire | 0 | 44.775 | 92.955 | 158.922 | 238.295 | 327.379 | 422.825 | 521.016 | 617.745 | 714.725 | 816.85 | 924.474 | 1038.041 | 1158.076 | 1285.387 | 1420.736 | 1565.103 | 1719.825 | 1885.589 | 2063.4 | 2254.671 | 2460.361 | 2681.322 | 2918.207 | 3172.473 | 3443.545 | 3732.905 | 4041.75 | 4368.694 | 4734.277 | 4873.43 | 4919.066 | Richmondshire | York and North Yorkshire
NG FES - Leading the Way | EV Energy Demand - eBuses & eHGVs (MWh) | Rotherham | 0 | 309.472 | 547.591 | 842.464 | 1175.166 | 1548.934 | 1961.29 | 2410.622 | 2894.208 | 3420.134 | 4004.106 | 4653.461 | 5375.729 | 6177.918 | 7066.718 | 8046.594 | 9120.073 | 10281.396 | 11530.358 | 12860.288 | 14253.453 | 15697.932 | 17184.036 | 18704.683 | 20239.375 | 21806.606 | 23388.994 | 24970.686 | 26583.58 | 27936.367 | 28222.685 | 28107.467 | Rotherham | Sheffield City Region
NG FES - Leading the Way | EV Energy Demand - eBuses & eHGVs (MWh) | Ryedale | 0 | 36.719 | 72.117 | 119.588 | 176.071 | 242.738 | 318.624 | 402.681 | 493.122 | 592.475 | 706.361 | 836.78 | 985.761 | 1155.114 | 1346.395 | 1560.47 | 1797.493 | 2054.851 | 2332.006 | 2626.337 | 2931.443 | 3243.105 | 3557.757 | 3872.8 | 4181.148 | 4488.613 | 4789.189 | 5077.009 | 5362.882 | 5544.368 | 5543.258 | 5478.699 | Ryedale | York and North Yorkshire
NG FES - Leading the Way | EV Energy Demand - eBuses & eHGVs (MWh) | Scarborough | 0 | 52.03 | 102.477 | 170.237 | 250.936 | 346.109 | 454.302 | 573.946 | 702.415 | 843.291 | 1004.558 | 1189.018 | 1399.513 | 1638.576 | 1908.402 | 2210.211 | 2544.245 | 2906.888 | 3297.408 | 3712.172 | 4142.283 | 4581.877 | 5025.999 | 5471.045 | 5907.16 | 6342.435 | 6768.533 | 7177.296 | 7583.766 | 7845.531 | 7847.254 | 7758.271 | Scarborough | York and North Yorkshire
NG FES - Leading the Way | EV Energy Demand - eBuses & eHGVs (MWh) | Selby | 0 | 179.881 | 325.375 | 506.653 | 711.864 | 936.937 | 1178.671 | 1433.951 | 1699.031 | 1976.719 | 2273.728 | 2591.936 | 2933.381 | 3300.215 | 3695.081 | 4120.233 | 4578.037 | 5070.332 | 5598.521 | 6163.554 | 6765.655 | 7404.905 | 8081.606 | 8796.008 | 9547.805 | 10338.897 | 11169.353 | 12039.433 | 12951.054 | 13901.402 | 14228.267 | 14303.549 | Selby | Leeds City Region | York and North Yorkshire
NG FES - Leading the Way | EV Energy Demand - eBuses & eHGVs (MWh) | Sheffield | 0 | 323.412 | 561.3 | 854.466 | 1184.452 | 1564.35 | 1994.295 | 2476.044 | 3010.113 | 3608.169 | 4290.863 | 5069.818 | 5956.774 | 6962.26 | 8095.345 | 9361.27 | 10761.211 | 12280.597 | 13916.722 | 15654.626 | 17458.382 | 19303.962 | 21171.418 | 23046.159 | 24887.566 | 26729.605 | 28537.319 | 30278.467 | 32013.87 | 33163.964 | 33200.623 | 32845.755 | Sheffield | Sheffield City Region
NG FES - Leading the Way | EV Energy Demand - eBuses & eHGVs (MWh) | South Tyneside | 0 | 149.48 | 285.786 | 466.903 | 681.41 | 944.384 | 1255.881 | 1615.924 | 2020.764 | 2483.89 | 3033.173 | 3681.177 | 4440.522 | 5322.164 | 6334.796 | 7482.615 | 8764.677 | 10160.86 | 11666.201 | 13261.222 | 14900.463 | 16553.939 | 18196.164 | 19808.581 | 21341.067 | 22833.431 | 24242.757 | 25527.558 | 26762.533 | 27224.683 | 26933.829 | 26411.569 | South Tyneside | North Eastern
NG FES - Leading the Way | EV Energy Demand - eBuses & eHGVs (MWh) | Stockton-on-Tees | 0 | 209.836 | 415.002 | 691.272 | 1020.813 | 1409.358 | 1850.653 | 2337.92 | 2860.1 | 3431.746 | 4085.501 | 4832.589 | 5684.449 | 6651.275 | 7741.906 | 8961.296 | 10310.489 | 11775.097 | 13352.222 | 15027.388 | 16765.032 | 18541.751 | 20337.722 | 22138.561 | 23904.877 | 25669.064 | 27397.814 | 29058.513 | 30711.346 | 31787.113 | 31804.19 | 31450.922 | Stockton-on-Tees | Tees Valley
NG FES - Leading the Way | EV Energy Demand - eBuses & eHGVs (MWh) | Sunderland | 0 | 311.458 | 609.852 | 1010.149 | 1486.677 | 2054.791 | 2708.017 | 3439.32 | 4234.847 | 5118.147 | 6140.55 | 7321.555 | 8680.931 | 10236.109 | 12001.694 | 13985.46 | 16187.907 | 18581.528 | 21160.214 | 23896.779 | 26725.903 | 29604.554 | 32496.235 | 35374.423 | 38166.908 | 40932.196 | 43608.896 | 46137.237 | 48626.363 | 50033.698 | 49870.364 | 49177.511 | Sunderland | North Eastern
NG FES - Leading the Way | EV Energy Demand - eBuses & eHGVs (MWh) | Wakefield | 0 | 559.275 | 996.649 | 1539.189 | 2151.835 | 2834.206 | 3580.034 | 4384.221 | 5239.673 | 6158.931 | 7167.655 | 8276.556 | 9496.746 | 10838.832 | 12313.568 | 13928.646 | 15689.578 | 17591.465 | 19635.545 | 21814.893 | 24108.662 | 26502.777 | 28986.021 | 31550.247 | 34170.767 | 36871.565 | 39632.062 | 42433.682 | 45316.375 | 47930.832 | 48617.282 | 48559.997 | Wakefield | Leeds City Region
NG FES - Leading the Way | EV Energy Demand - eBuses & eHGVs (MWh) | West Lindsey | 0 | 42.617 | 75.619 | 116.514 | 162.671 | 214.348 | 271.151 | 332.79 | 398.826 | 470.312 | 549.327 | 636.805 | 733.706 | 840.936 | 959.376 | 1089.627 | 1232.067 | 1386.069 | 1551.654 | 1728.055 | 1913.168 | 2105.577 | 2304.134 | 2508.008 | 2714.744 | 2926.606 | 3141.53 | 3357.628 | 3578.768 | 3770.156 | 3814.665 | 3803.338 | West Lindsey | Greater Lincolnshire
NG FES - Leading the Way | EV Energy Demand - eBuses & eHGVs (MWh) | York | 0 | 103.617 | 203.684 | 338.126 | 498.298 | 688.42 | 905.968 | 1148.211 | 1410.207 | 1699.537 | 2032.903 | 2416.423 | 2856.31 | 3358.065 | 3926.352 | 4563.703 | 5270.423 | 6038.159 | 6865.114 | 7742.985 | 8651.672 | 9577.936 | 10510.558 | 11441.386 | 12348.186 | 13249.061 | 14125.149 | 14958.039 | 15781.464 | 16274.296 | 16244.502 | 16035.918 | York | Leeds City Region | York and North Yorkshire
NPg Planning Scenario | EV Energy Demand - eBuses & eHGVs (MWh) | Barnsley | 0 | 144.12 | 677.397 | 1599.836 | 2911.432 | 4612.186 | 6702.1 | 11887.817 | 19988.886 | 30862.171 | 44364.528 | 60352.811 | 78570.223 | 96650.24 | 114532.912 | 132139.613 | 149457.974 | 167853.966 | 185013.585 | 200936.067 | 215507.243 | 228726.362 | 239283.334 | 247964.671 | 254770.739 | 259776.395 | 262981.963 | 264867.745 | 266618.794 | 268235.019 | 269818.236 | 271368.622 | Barnsley | Leeds City Region | Sheffield City Region
NPg Planning Scenario | EV Energy Demand - eBuses & eHGVs (MWh) | Bassetlaw | 0 | 9.703 | 45.938 | 108.702 | 197.997 | 313.823 | 456.179 | 894.955 | 1609.046 | 2585.501 | 3811.372 | 5273.709 | 6956.732 | 8621.597 | 10266.585 | 11889.953 | 13489.997 | 15161.835 | 16714.802 | 18148.832 | 19463.757 | 20659.509 | 21606.438 | 22384.145 | 22992.666 | 23432.105 | 23702.498 | 23852.399 | 24001.824 | 24150.777 | 24299.342 | 24447.523 | Bassetlaw | Derby, Derbyshire, Nottingham and Nottinghamshire | Sheffield City Region
NPg Planning Scenario | EV Energy Demand - eBuses & eHGVs (MWh) | Bradford | 0 | 303.249 | 1418.253 | 3345.016 | 6083.535 | 9633.805 | 13995.835 | 22975.466 | 36386.046 | 53997.785 | 75580.872 | 100905.488 | 129398.746 | 157794.878 | 185917.818 | 213525.6 | 240610.938 | 269980.212 | 297515.858 | 323216.663 | 346680.292 | 367905.563 | 385029.114 | 399131.548 | 410213.354 | 418538.538 | 424107.407 | 427581.05 | 430585.9 | 433121.613 | 435548.309 | 437866.571 | Bradford | Leeds City Region
NPg Planning Scenario | EV Energy Demand - eBuses & eHGVs (MWh) | Calderdale | 0 | 333.996 | 1553.178 | 3657.54 | 6647.085 | 10521.808 | 15281.715 | 22752.51 | 32970.367 | 45771.587 | 60992.456 | 78469.248 | 97530.23 | 116724.659 | 135796.07 | 154382.167 | 172498.363 | 193150.664 | 212745.046 | 231280.676 | 248111.395 | 263236.421 | 275722.087 | 286039.334 | 294188.323 | 300593.201 | 305253.857 | 308460.668 | 310919.104 | 312628.589 | 314168.466 | 315539.634 | Calderdale | Leeds City Region
NPg Planning Scenario | EV Energy Demand - eBuses & eHGVs (MWh) | County Durham | 0 | 195.384 | 917.34 | 2165.877 | 3940.983 | 6242.668 | 9070.925 | 15825.869 | 26290.368 | 40280.559 | 57612.554 | 78102.458 | 101397.49 | 124533.617 | 147422.456 | 169946.491 | 192091.639 | 215700.083 | 237741.823 | 258215.875 | 276944.361 | 293926.31 | 307512.956 | 318688.714 | 327454.032 | 333925.588 | 338103.753 | 340589.86 | 342866.902 | 344934.718 | 346952.152 | 348919.464 | County Durham | North Eastern
NPg Planning Scenario | EV Energy Demand - eBuses & eHGVs (MWh) | Craven | 0 | 13.691 | 64.825 | 153.399 | 279.414 | 442.872 | 643.77 | 1264.484 | 2275.072 | 3657.205 | 5392.554 | 7462.788 | 9845.664 | 12202.765 | 14531.7 | 16830.073 | 19095.467 | 21462.152 | 23660.478 | 25690.344 | 27551.655 | 29244.309 | 30584.635 | 31685.424 | 32546.727 | 33168.601 | 33551.098 | 33763.019 | 33974.423 | 34185.31 | 34395.683 | 34605.546 | Craven | Leeds City Region | York and North Yorkshire
NPg Planning Scenario | EV Energy Demand - eBuses & eHGVs (MWh) | Darlington | 0 | 54.881 | 259.345 | 613.394 | 1117.026 | 1770.241 | 2573.038 | 4926.457 | 8723.936 | 13896.981 | 20377.089 | 28095.755 | 36961.571 | 45737.434 | 54410.307 | 62965.241 | 71393.859 | 80229.621 | 88444.052 | 96036.782 | 102996.114 | 109321.68 | 114339.5 | 118461.665 | 121688.364 | 124027.23 | 125478.459 | 126293.465 | 127093.485 | 127878.515 | 128658.73 | 129434.153 | Darlington | Tees Valley
NPg Planning Scenario | EV Energy Demand - eBuses & eHGVs (MWh) | Doncaster | 0 | 208.621 | 985.327 | 2330.112 | 4242.979 | 6723.928 | 9772.959 | 18572.666 | 32732.629 | 51997.873 | 76113.418 | 104824.257 | 137780.445 | 170409.252 | 202657.321 | 234462.03 | 265792.956 | 298672.832 | 329249.016 | 357520.141 | 383429.454 | 406975.58 | 425664.217 | 441018.303 | 453038.554 | 461762.061 | 467189.526 | 470250.181 | 473239.813 | 476158.408 | 479055.698 | 481931.794 | Doncaster | Sheffield City Region
NPg Planning Scenario | EV Energy Demand - eBuses & eHGVs (MWh) | East Lindsey | 0 | 8.28 | 38.754 | 91.422 | 166.283 | 263.34 | 382.59 | 635.61 | 1016.524 | 1518.764 | 2135.771 | 2860.975 | 3678.87 | 4493.333 | 5299.76 | 6091.857 | 6869.345 | 7709.132 | 8495.737 | 9229.128 | 9898.974 | 10505.246 | 10993.438 | 11395.387 | 11711.107 | 11947.376 | 12104.2 | 12201.053 | 12285.856 | 12358.601 | 12428.528 | 12495.655 | East Lindsey | Greater Lincolnshire
NPg Planning Scenario | EV Energy Demand - eBuses & eHGVs (MWh) | East Riding of Yorkshire | 0 | 200.951 | 948.492 | 2242.62 | 4083.336 | 6470.646 | 9404.538 | 17716.678 | 31047.378 | 49157.103 | 71806.305 | 98755.417 | 129664.601 | 160274.731 | 190530.186 | 220364.146 | 249748.902 | 280627.034 | 309351.371 | 335920.618 | 360266.356 | 382387.293 | 399956.674 | 414392.675 | 425695.964 | 433911.32 | 439039.373 | 441945.517 | 444767.531 | 447505.368 | 450219.337 | 452909.544 | East Riding of Yorkshire | Humber | York and North Yorkshire
NPg Planning Scenario | EV Energy Demand - eBuses & eHGVs (MWh) | Gateshead | 0 | 132.267 | 621.449 | 1467.553 | 2670.575 | 4230.516 | 6147.378 | 10843.897 | 18160.733 | 27968.834 | 40139.149 | 54542.618 | 70942.51 | 87222.536 | 103326.056 | 119178.424 | 134768.905 | 151348.913 | 166819.145 | 181178.913 | 194318.185 | 206236.281 | 215759.84 | 223592.054 | 229733.253 | 234255.59 | 237159.347 | 238873.985 | 240458.964 | 241914.195 | 243337.854 | 244730.097 | Gateshead | North Eastern
NPg Planning Scenario | EV Energy Demand - eBuses & eHGVs (MWh) | Hambleton | 0 | 61.944 | 291.029 | 687.261 | 1250.632 | 1981.148 | 2878.806 | 5074.517 | 8494.033 | 13077.061 | 18763.301 | 25492.45 | 33153.581 | 40758.949 | 48281.94 | 55687.435 | 62970.45 | 70716.921 | 77945.17 | 84654.874 | 90794.179 | 96362.768 | 100812.884 | 104472.725 | 107342.436 | 109456.024 | 110813.618 | 111615.663 | 112356.615 | 113036.434 | 113701.388 | 114351.555 | Hambleton | York and North Yorkshire
NPg Planning Scenario | EV Energy Demand - eBuses & eHGVs (MWh) | Harrogate | 0 | 80.823 | 380.108 | 897.858 | 1634.071 | 2588.745 | 3761.882 | 6730.239 | 11386.599 | 17648.472 | 25433.358 | 34658.753 | 45181.662 | 55621.536 | 65946.315 | 76114.285 | 86117.928 | 96725.402 | 106615.589 | 115788.049 | 124183.81 | 131802.434 | 137881.393 | 142879.655 | 146797.433 | 149673.397 | 151507.731 | 152580.685 | 153583.853 | 154517.188 | 155433.244 | 156332.114 | Harrogate | Leeds City Region | York and North Yorkshire
NPg Planning Scenario | EV Energy Demand - eBuses & eHGVs (MWh) | Hartlepool | 0 | 30.529 | 144.028 | 340.499 | 619.94 | 982.351 | 1427.732 | 2671.763 | 4661.675 | 7361.77 | 10736.351 | 14749.713 | 19349.913 | 23906.544 | 28410.675 | 32851.405 | 37224.711 | 41825.055 | 46105.65 | 50066.304 | 53695.046 | 56991.686 | 59611.414 | 61764.104 | 63449.856 | 64676.504 | 65444.143 | 65880.849 | 66302.974 | 66710.508 | 67114.031 | 67513.561 | Hartlepool | Tees Valley
NPg Planning Scenario | EV Energy Demand - eBuses & eHGVs (MWh) | High Peak | 0 | 1.381 | 6.539 | 15.473 | 28.184 | 44.672 | 64.936 | 127.547 | 229.484 | 368.899 | 543.942 | 752.764 | 993.123 | 1230.881 | 1465.798 | 1697.633 | 1926.141 | 2164.866 | 2386.609 | 2591.36 | 2779.109 | 2949.845 | 3085.042 | 3196.078 | 3282.957 | 3345.684 | 3384.267 | 3405.643 | 3426.967 | 3448.239 | 3469.459 | 3490.628 | High Peak | Derby, Derbyshire, Nottingham and Nottinghamshire,
NPg Planning Scenario | EV Energy Demand - eBuses & eHGVs (MWh) | Kingston upon Hull, City of | 0 | 188.193 | 881.425 | 2079.692 | 3782.999 | 5991.343 | 8704.725 | 14623.348 | 23596.806 | 35469.714 | 50086.669 | 67292.261 | 86736.797 | 106086.675 | 125241.578 | 144065.046 | 162549.197 | 182447.792 | 201070.949 | 218417.843 | 234267.815 | 248620.062 | 260158.24 | 269655.811 | 277113.124 | 282674.95 | 286341.553 | 288585.78 | 290572.264 | 292300.814 | 293968.791 | 295576.526 | Kingston upon Hull, City of | Humber
NPg Planning Scenario | EV Energy Demand - eBuses & eHGVs (MWh) | Kirklees | 0 | 320.887 | 1500.429 | 3538.618 | 6435.458 | 10190.947 | 14805.088 | 24218.693 | 38243.081 | 56638.36 | 79164.616 | 105581.929 | 135282.596 | 164889.271 | 194213.353 | 222995.313 | 251228.292 | 281878.811 | 310624.165 | 337463.087 | 361962.429 | 384120.945 | 402007.749 | 416740.04 | 428318.304 | 437026.79 | 442865.8 | 446518.894 | 449667.447 | 452311.095 | 454837.573 | 457247.507 | Kirklees | Leeds City Region
NPg Planning Scenario | EV Energy Demand - eBuses & eHGVs (MWh) | Leeds | 0 | 475.401 | 2229.587 | 5262.559 | 9574.306 | 15164.838 | 22034.149 | 37799.012 | 61998.18 | 94209.056 | 134009.018 | 180975.414 | 234238.571 | 287181.762 | 339572.595 | 391098.573 | 441731.91 | 495931.41 | 546585.587 | 593692.183 | 636762.074 | 675793.045 | 707083.649 | 732829.625 | 753031.981 | 768011.589 | 777769.241 | 783646.658 | 788951.001 | 793681.877 | 798276.404 | 802735.302 | Leeds | Leeds City Region
NPg Planning Scenario | EV Energy Demand - eBuses & eHGVs (MWh) | Middlesbrough | 0 | 41.114 | 193.773 | 457.975 | 833.722 | 1321.013 | 1919.849 | 3542.302 | 6122.596 | 9614.613 | 13972.229 | 19149.319 | 25075.038 | 30947.34 | 36752.826 | 42474.728 | 48108.133 | 54047.747 | 59577.779 | 64697.983 | 69387.795 | 73646.97 | 77035.612 | 79820.632 | 82002.154 | 83593.65 | 84595.235 | 85169.82 | 85719.689 | 86244.832 | 86763.488 | 87275.691 | Middlesbrough | Tees Valley
NPg Planning Scenario | EV Energy Demand - eBuses & eHGVs (MWh) | Newcastle upon Tyne | 0 | 201.118 | 935.007 | 2201.671 | 4001.108 | 6333.317 | 9198.299 | 13631.739 | 19661.923 | 27192.68 | 36127.841 | 46371.225 | 57517.243 | 68750.086 | 79913.641 | 90787.177 | 101380.596 | 113501.688 | 125011.629 | 135909.933 | 145802.049 | 154687.525 | 162034.25 | 168106.45 | 172904.21 | 176686.52 | 179453.301 | 181367.624 | 182825.071 | 183825.286 | 184722.038 | 185515.877 | Newcastle upon Tyne | North Eastern
NPg Planning Scenario | EV Energy Demand - eBuses & eHGVs (MWh) | North East Derbyshire | 0 | 0.419 | 1.985 | 4.698 | 8.557 | 13.562 | 19.716 | 38.725 | 69.673 | 112.001 | 165.145 | 228.544 | 301.519 | 373.704 | 445.026 | 515.414 | 584.791 | 657.269 | 724.591 | 786.756 | 843.757 | 895.594 | 936.641 | 970.352 | 996.729 | 1015.773 | 1027.488 | 1033.977 | 1040.452 | 1046.91 | 1053.352 | 1059.78 | North East Derbyshire | Derby, Derbyshire, Nottingham and Nottinghamshire | Sheffield City Region
NPg Planning Scenario | EV Energy Demand - eBuses & eHGVs (MWh) | North East Lincolnshire | 0 | 150.012 | 708.299 | 1674.867 | 3049.71 | 4832.83 | 7024.228 | 13295.844 | 23372.523 | 37072.989 | 54215.961 | 74620.137 | 98032.955 | 121215.913 | 144129.213 | 166725.607 | 188983.76 | 212356.167 | 234094.301 | 254197.184 | 272619.32 | 289359.737 | 302650.722 | 313570.738 | 322120.298 | 328329.152 | 332197.79 | 334384.278 | 336514.338 | 338587.954 | 340645.106 | 342685.882 | North East Lincolnshire | Greater Lincolnshire | Humber
NPg Planning Scenario | EV Energy Demand - eBuses & eHGVs (MWh) | North Lincolnshire | 0 | 162.813 | 768.234 | 1816.265 | 3306.906 | 5240.152 | 7616.006 | 14284.41 | 24960.558 | 39452.817 | 57569.545 | 79119.093 | 103825.007 | 128295.201 | 152482.895 | 176331.336 | 199818.713 | 224516.603 | 247495.77 | 268755.175 | 288233.837 | 305930.721 | 319991.261 | 331544.807 | 340591.894 | 347172.442 | 351286.952 | 353624.61 | 355887.752 | 358076.348 | 360244.245 | 362391.542 | North Lincolnshire | Greater Lincolnshire | Humber
NPg Planning Scenario | EV Energy Demand - eBuses & eHGVs (MWh) | North Tyneside | 0 | 66.088 | 309.661 | 730.72 | 1329.266 | 2105.295 | 3058.813 | 5173.878 | 8394.012 | 12663.294 | 17925.798 | 24125.593 | 31140.497 | 38118.521 | 45025.378 | 51814.606 | 58483.078 | 65647.944 | 72350.35 | 78590.001 | 84292.487 | 89457.516 | 93605.884 | 97020.107 | 99700.309 | 101695.308 | 103005.202 | 103802.675 | 104513.153 | 105136.572 | 105739.471 | 106321.96 | North Tyneside | North Eastern
NPg Planning Scenario | EV Energy Demand - eBuses & eHGVs (MWh) | Northumberland | 0 | 143.007 | 668.486 | 1576.435 | 2866.859 | 4539.754 | 6595.119 | 10737.934 | 16889.352 | 24944.395 | 34798.086 | 46345.434 | 59314.736 | 72247.358 | 85057.897 | 97628.614 | 109956.958 | 123363.15 | 135941.127 | 147690.339 | 158413.349 | 168109.619 | 175942.872 | 182395.408 | 187467.438 | 191288.531 | 193858.814 | 195473.428 | 196858.159 | 198012.843 | 199114.235 | 200162.621 | Northumberland | North Eastern
NPg Planning Scenario | EV Energy Demand - eBuses & eHGVs (MWh) | Pendle | 0 | 4.593 | 21.747 | 51.461 | 93.735 | 148.57 | 215.965 | 424.198 | 763.22 | 1226.886 | 1809.045 | 2503.548 | 3302.935 | 4093.673 | 4874.963 | 5646.001 | 6405.974 | 7199.927 | 7937.402 | 8618.363 | 9242.778 | 9810.615 | 10260.256 | 10629.538 | 10918.481 | 11127.101 | 11255.419 | 11326.511 | 11397.431 | 11468.177 | 11538.751 | 11609.154 | Pendle | Lancashire
NPg Planning Scenario | EV Energy Demand - eBuses & eHGVs (MWh) | Redcar and Cleveland | 0 | 90.36 | 426.498 | 1008.417 | 1836.115 | 2909.591 | 4228.845 | 7966.162 | 13959.839 | 22102.178 | 32285.474 | 44402.017 | 58298.99 | 72061.524 | 85664.598 | 99078.152 | 112289.731 | 126172.829 | 139087.58 | 151033.402 | 161979.504 | 171925.302 | 179824.697 | 186315.294 | 191397.39 | 195091.139 | 197396.823 | 198703.52 | 199972.355 | 201203.306 | 202423.516 | 203633.038 | Redcar and Cleveland | Tees Valley
NPg Planning Scenario | EV Energy Demand - eBuses & eHGVs (MWh) | Richmondshire | 0 | 24.745 | 117.064 | 276.962 | 504.437 | 799.487 | 1162.114 | 2259.794 | 4040.823 | 6472.969 | 9523.993 | 13161.656 | 17345.364 | 21484.876 | 25575.263 | 29611.233 | 33588.656 | 37749.335 | 41615.328 | 45186.459 | 48460.53 | 51437.364 | 53796.165 | 55733.609 | 57249.788 | 58346.128 | 59022.721 | 59399.546 | 59773.124 | 60143.458 | 60512.369 | 60879.867 | Richmondshire | York and North Yorkshire
NPg Planning Scenario | EV Energy Demand - eBuses & eHGVs (MWh) | Rotherham | 0 | 166.578 | 783.79 | 1851.639 | 3370.121 | 5339.239 | 7758.994 | 13979.678 | 23770.052 | 36956.295 | 53364.574 | 72821.05 | 95032.731 | 117063.058 | 138848.61 | 160307.484 | 181423.196 | 203782.54 | 224622.669 | 243942.647 | 261629.566 | 277682.497 | 290482.303 | 301005.51 | 309252.564 | 315297.495 | 319140.707 | 321378.405 | 323482.131 | 325451.807 | 327387.974 | 329290.809 | Rotherham | Sheffield City Region
NPg Planning Scenario | EV Energy Demand - eBuses & eHGVs (MWh) | Ryedale | 0 | 29.387 | 137.294 | 323.719 | 588.666 | 932.132 | 1354.116 | 2185.021 | 3410.68 | 5010.277 | 6962.992 | 9248.009 | 11809.146 | 14364.775 | 16896.817 | 19380.27 | 21814.809 | 24471.008 | 26965.129 | 29297.064 | 31424.525 | 33347.409 | 34903.303 | 36185.25 | 37193.289 | 37955.171 | 38470.915 | 38797.483 | 39074.854 | 39302.993 | 39519.762 | 39725.224 | Ryedale | York and North Yorkshire
NPg Planning Scenario | EV Energy Demand - eBuses & eHGVs (MWh) | Scarborough | 0 | 41.467 | 193.76 | 456.874 | 830.817 | 1315.583 | 1911.171 | 3091.149 | 4834.775 | 7112.399 | 9894.367 | 13151.022 | 16803.222 | 20446.904 | 24056.749 | 27597.777 | 31069.455 | 34853.851 | 38406.557 | 41727.417 | 44757.397 | 47496.343 | 49711.609 | 51536.719 | 52971.727 | 54055.379 | 54787.705 | 55250.438 | 55644.47 | 55969.754 | 56279.148 | 56572.739 | Scarborough | York and North Yorkshire
NPg Planning Scenario | EV Energy Demand - eBuses & eHGVs (MWh) | Selby | 0 | 93.593 | 442.236 | 1045.93 | 1904.672 | 3018.465 | 4387.308 | 8388.026 | 14840.173 | 23627.407 | 34633.379 | 47741.733 | 62796.364 | 77698.86 | 92426.658 | 106953.756 | 121265.995 | 136272.679 | 150224.824 | 163121.804 | 174942.602 | 185686.595 | 194210.285 | 201212.648 | 206694.011 | 210668.096 | 213135.23 | 214521.861 | 215881.713 | 217214.777 | 218539.368 | 219855.528 | Selby | Leeds City Region | York and North Yorkshire
NPg Planning Scenario | EV Energy Demand - eBuses & eHGVs (MWh) | Sheffield | 0 | 179.523 | 841.627 | 1986.318 | 3613.592 | 5723.448 | 8315.892 | 14183.588 | 23160.909 | 35091.429 | 49818.715 | 67186.319 | 86864.399 | 106430.144 | 125793.591 | 144833.352 | 163539.754 | 183593.555 | 202342.524 | 219785.845 | 235731.63 | 250179.064 | 261769.918 | 271307.937 | 278793.497 | 284352.472 | 287985.149 | 290182.724 | 292155.7 | 293903.911 | 295598.883 | 297240.904 | Sheffield | Sheffield City Region
NPg Planning Scenario | EV Energy Demand - eBuses & eHGVs (MWh) | South Tyneside | 0 | 143.459 | 667.159 | 1571.101 | 2855.284 | 4519.707 | 6564.373 | 9783.393 | 14191.292 | 19717.381 | 26290.965 | 33841.35 | 42080.178 | 50375.312 | 58616.865 | 66649.619 | 74480.098 | 83399.798 | 91861.063 | 99863.533 | 107130.52 | 113661.687 | 119051.306 | 123504.677 | 127021.87 | 129784.508 | 131792.541 | 133172.532 | 134232.056 | 134970.864 | 135637.029 | 136230.939 | South Tyneside | North Eastern
NPg Planning Scenario | EV Energy Demand - eBuses & eHGVs (MWh) | Stockton-on-Tees | 0 | 167.119 | 780.935 | 1841.448 | 3348.658 | 5302.566 | 7703.17 | 12472.834 | 19526.575 | 28744.371 | 40006.187 | 53191.982 | 67983.03 | 82738.335 | 97356.245 | 111696.323 | 125756.293 | 141076.448 | 155457.236 | 168898.023 | 181162.066 | 192248.754 | 201213.943 | 208599.949 | 214407.006 | 218790.479 | 221750.503 | 223619.016 | 225212.018 | 226529.299 | 227782.835 | 228972.971 | Stockton-on-Tees | Tees Valley
NPg Planning Scenario | EV Energy Demand - eBuses & eHGVs (MWh) | Sunderland | 0 | 263.251 | 1228.16 | 2894.722 | 5262.938 | 8332.81 | 12104.333 | 19072.625 | 29158.288 | 42192.386 | 58005.987 | 76430.139 | 96953.581 | 117474.888 | 137819.837 | 157745.634 | 177253.961 | 198752.022 | 218987.009 | 237958.042 | 255246.447 | 270851.377 | 283537.608 | 293997.374 | 302230.961 | 308513.156 | 312844.067 | 315647.955 | 317965.562 | 319796.52 | 321515.905 | 323124.313 | Sunderland | North Eastern
NPg Planning Scenario | EV Energy Demand - eBuses & eHGVs (MWh) | Wakefield | 0 | 297.535 | 1401.946 | 3313.242 | 6031.414 | 9556.467 | 13888.4 | 25537.948 | 44038.27 | 69059 | 100269.751 | 137340.119 | 179755.858 | 221794.158 | 263355.669 | 304315.414 | 344638.733 | 387178.782 | 426791.261 | 463474.389 | 497071.668 | 527581.336 | 551862.393 | 571819.136 | 587452.453 | 598864.888 | 606057.259 | 610191.906 | 614138.906 | 617898.156 | 621608.581 | 625270.441 | Wakefield | Leeds City Region
NPg Planning Scenario | EV Energy Demand - eBuses & eHGVs (MWh) | West Lindsey | 0 | 22.834 | 107.495 | 253.988 | 462.309 | 732.46 | 1064.44 | 1933.318 | 3305.775 | 5157.394 | 7463.742 | 10200.397 | 13327.467 | 16428.072 | 19493.932 | 22514.465 | 25487.254 | 28630.375 | 31558.814 | 34272.446 | 36757.149 | 39012.793 | 40809.954 | 42287.299 | 43444.892 | 44291.989 | 44828.643 | 45139.514 | 45433.573 | 45710.81 | 45983.787 | 46252.527 | West Lindsey | Greater Lincolnshire
NPg Planning Scenario | EV Energy Demand - eBuses & eHGVs (MWh) | York | 0 | 85.603 | 399.608 | 942.019 | 1712.832 | 2712.049 | 3939.669 | 6272.369 | 9677.653 | 14098.122 | 19476.374 | 25755.001 | 32768.885 | 39775.435 | 46719.726 | 53525.454 | 60192.519 | 67506.022 | 74382.255 | 80820.916 | 86691.473 | 91993.637 | 96294.855 | 99840.085 | 102629.428 | 104748.557 | 106197.519 | 107126.359 | 107903.482 | 108528.773 | 109119.152 | 109674.804 | York | Leeds City Region | York and North Yorkshire
NG FES - System Transformation | EV Energy Demand - eBuses & eHGVs (MWh) | Barnsley | 0 | 265.375 | 440.212 | 654.469 | 900.329 | 1177.189 | 1486.882 | 1831.828 | 2214.696 | 2638.251 | 3105.961 | 3621.115 | 4204.535 | 4813.266 | 5487.199 | 6232.925 | 7056.758 | 7962.377 | 8955.106 | 10037.431 | 11205.84 | 12455.723 | 13780.048 | 15169.741 | 16605.657 | 18085.856 | 19590.281 | 21096.735 | 22368.424 | 23280.539 | 23609.797 | 23394.638 | Barnsley | Leeds City Region | Sheffield City Region
NG FES - System Transformation | EV Energy Demand - eBuses & eHGVs (MWh) | Bassetlaw | 0 | 18.951 | 34.154 | 52.494 | 73.28 | 96.136 | 121.022 | 147.908 | 176.731 | 207.415 | 239.865 | 273.965 | 310.888 | 347.062 | 385.106 | 425.143 | 467.323 | 511.881 | 558.982 | 608.879 | 661.962 | 718.554 | 779.002 | 843.637 | 912.972 | 987.066 | 1066.419 | 1151.52 | 1248.298 | 1361.433 | 1424.732 | 1439.837 | Bassetlaw | Derby, Derbyshire, Nottingham and Nottinghamshire | Sheffield City Region
NG FES - System Transformation | EV Energy Demand - eBuses & eHGVs (MWh) | Bradford | 0 | 535.034 | 828.948 | 1195.421 | 1621.493 | 2113.195 | 2677.871 | 3324.777 | 4064.757 | 4909.288 | 5872.731 | 6969.295 | 8247.7 | 9632.28 | 11208.333 | 12996.708 | 15016.604 | 17275.995 | 19790.288 | 22562.846 | 25572.828 | 28796.817 | 32202.372 | 35750.07 | 39360.838 | 43026.483 | 46664.839 | 50186.581 | 52621.912 | 53426.275 | 53232.533 | 52141.986 | Bradford | Leeds City Region
NG FES - System Transformation | EV Energy Demand - eBuses & eHGVs (MWh) | Calderdale | 0 | 560.034 | 791.113 | 1089.113 | 1444.108 | 1871.882 | 2384.917 | 2998.584 | 3731.411 | 4603.092 | 5638.325 | 6861.859 | 8333.502 | 9988.363 | 11922.081 | 14166.363 | 16749.763 | 19681.36 | 22983.369 | 26657.183 | 30662.973 | 34957.79 | 39483.81 | 44172.142 | 48887.11 | 53614.558 | 58213.944 | 62533.516 | 64914.608 | 64404.373 | 63080.757 | 61080.891 | Calderdale | Leeds City Region
NG FES - System Transformation | EV Energy Demand - eBuses & eHGVs (MWh) | County Durham | 0 | 286.59 | 531.815 | 835.53 | 1214.55 | 1658.304 | 2167.633 | 2743.572 | 3386.832 | 4097.744 | 4876.643 | 5722.905 | 6704.465 | 7631.307 | 8647.621 | 9761.847 | 10982.758 | 12315.784 | 13768.454 | 15345.103 | 17043.13 | 18858.734 | 20784.758 | 22811.944 | 24919.132 | 27104.188 | 29345.227 | 31617.04 | 33658.582 | 35339.439 | 36057.283 | 35868.004 | County Durham | North Eastern
NG FES - System Transformation | EV Energy Demand - eBuses & eHGVs (MWh) | Craven | 0 | 26.759 | 48.274 | 74.219 | 103.625 | 135.949 | 171.136 | 209.138 | 249.862 | 293.195 | 338.999 | 387.105 | 439.166 | 490.122 | 543.674 | 599.987 | 659.267 | 721.848 | 787.961 | 857.961 | 932.407 | 1011.774 | 1096.557 | 1187.251 | 1284.599 | 1388.692 | 1500.276 | 1620.065 | 1756.819 | 1917.371 | 2007.417 | 2029.255 | Craven | Leeds City Region | York and North Yorkshire
NG FES - System Transformation | EV Energy Demand - eBuses & eHGVs (MWh) | Darlington | 0 | 96.467 | 188.701 | 302.758 | 444.186 | 607.757 | 792.749 | 998.329 | 1223.29 | 1466.192 | 1725.283 | 1998.483 | 2307.354 | 2584.596 | 2878.7 | 3190.843 | 3522.541 | 3875.503 | 4251.235 | 4651.549 | 5078.624 | 5534.286 | 6020.166 | 6537.807 | 7089.033 | 7674.069 | 8294.756 | 8952.461 | 9668.032 | 10462.272 | 10893.28 | 10974.592 | Darlington | Tees Valley
NG FES - System Transformation | EV Energy Demand - eBuses & eHGVs (MWh) | Doncaster | 0 | 399.782 | 702.378 | 1068.988 | 1485.96 | 1947.548 | 2454.051 | 3006.208 | 3604.358 | 4248.742 | 4939.624 | 5676.908 | 6487.451 | 7299.212 | 8169.031 | 9101.771 | 10102.617 | 11176.733 | 12329.035 | 13564.338 | 14886.588 | 16298.287 | 17801.044 | 19395.36 | 21079.473 | 22853.323 | 24714.619 | 26659.759 | 28661.576 | 30728.108 | 31798.108 | 31913.542 | Doncaster | Sheffield City Region
NG FES - System Transformation | EV Energy Demand - eBuses & eHGVs (MWh) | East Lindsey | 0 | 14.703 | 23.029 | 33.378 | 45.382 | 59.176 | 74.947 | 92.93 | 113.402 | 136.651 | 163.042 | 192.933 | 227.634 | 265.02 | 307.414 | 355.357 | 409.348 | 469.608 | 536.537 | 610.234 | 690.186 | 775.81 | 866.29 | 960.633 | 1056.836 | 1154.694 | 1252.123 | 1346.858 | 1414.33 | 1440.812 | 1439.116 | 1411.923 | East Lindsey | Greater Lincolnshire
NG FES - System Transformation | EV Energy Demand - eBuses & eHGVs (MWh) | East Riding of Yorkshire | 0 | 383.018 | 668.379 | 1014.584 | 1408.924 | 1846.412 | 2327.642 | 2853.659 | 3425.211 | 4043.001 | 4707.862 | 5420.283 | 6206.761 | 6998.486 | 7850.795 | 8768.965 | 9758.492 | 10824.39 | 11971.743 | 13205.044 | 14526.96 | 15938.741 | 17440.462 | 19030.882 | 20705.02 | 22462.483 | 24297.684 | 26203.553 | 28114.068 | 30013.174 | 30970.37 | 31027.86 | East Riding of Yorkshire | Humber | York and North Yorkshire
NG FES - System Transformation | EV Energy Demand - eBuses & eHGVs (MWh) | Gateshead | 0 | 198.341 | 370.683 | 584.085 | 850.152 | 1161.116 | 1517.285 | 1919.057 | 2366.527 | 2859.506 | 3397.721 | 3980.231 | 4653.7 | 5285.71 | 5976.046 | 6730.097 | 7553.538 | 8450.105 | 9424.722 | 10480.485 | 11616.425 | 12830.754 | 14119.616 | 15477.868 | 16893.296 | 18364.67 | 19879.354 | 21422.572 | 22843.164 | 24068.439 | 24616.637 | 24525.003 | Gateshead | North Eastern
NG FES - System Transformation | EV Energy Demand - eBuses & eHGVs (MWh) | Hambleton | 0 | 92.755 | 173.273 | 272.974 | 397.29 | 542.597 | 709.051 | 896.847 | 1106.04 | 1336.556 | 1588.283 | 1860.795 | 2175.923 | 2471.771 | 2795.007 | 3148.159 | 3533.899 | 3953.968 | 4410.685 | 4905.49 | 5437.906 | 6007.074 | 6611.15 | 7247.698 | 7910.928 | 8600.263 | 9309.714 | 10032.287 | 10696.406 | 11267.543 | 11522.357 | 11478.313 | Hambleton | York and North Yorkshire
NG FES - System Transformation | EV Energy Demand - eBuses & eHGVs (MWh) | Harrogate | 0 | 125.658 | 235.223 | 370.714 | 538.674 | 734.151 | 957.184 | 1207.853 | 1486.004 | 1791.302 | 2123.317 | 2481.218 | 2892.926 | 3278.277 | 3697.368 | 4153.24 | 4649.147 | 5187.385 | 5770.821 | 6401.432 | 7079.18 | 7803.508 | 8572.767 | 9384.608 | 10233.084 | 11117.607 | 12032.009 | 12968.921 | 13854.361 | 14654.995 | 15028.994 | 14998.471 | Harrogate | Leeds City Region | York and North Yorkshire
NG FES - System Transformation | EV Energy Demand - eBuses & eHGVs (MWh) | Hartlepool | 0 | 51.383 | 99.354 | 158.698 | 232.378 | 317.81 | 414.73 | 522.834 | 641.651 | 770.6 | 908.971 | 1055.877 | 1222.96 | 1374.77 | 1537.141 | 1710.896 | 1897.015 | 2096.426 | 2310.05 | 2538.811 | 2783.506 | 3044.736 | 3322.889 | 3618.233 | 3930.672 | 4260.215 | 4606.744 | 4969.815 | 5347.574 | 5743.396 | 5950.402 | 5976.432 | Hartlepool | Tees Valley
NG FES - System Transformation | EV Energy Demand - eBuses & eHGVs (MWh) | High Peak | 0 | 2.699 | 4.869 | 7.486 | 10.453 | 13.713 | 17.262 | 21.096 | 25.203 | 29.574 | 34.195 | 39.047 | 44.298 | 49.438 | 54.84 | 60.52 | 66.5 | 72.812 | 79.481 | 86.542 | 94.051 | 102.057 | 110.609 | 119.757 | 129.576 | 140.076 | 151.331 | 163.414 | 177.209 | 193.403 | 202.486 | 204.689 | High Peak | Derby, Derbyshire, Nottingham and Nottinghamshire,
NG FES - System Transformation | EV Energy Demand - eBuses & eHGVs (MWh) | Kingston upon Hull, City of | 0 | 336.218 | 531.863 | 774.401 | 1055.159 | 1376.571 | 1742.577 | 2158.172 | 2629.149 | 3161.618 | 3763.227 | 4441.487 | 5225.755 | 6066.438 | 7016.227 | 8086.81 | 9289.043 | 10627.837 | 12111.995 | 13743.942 | 15513.15 | 17407.546 | 19410.156 | 21500.154 | 23635.416 | 25811.592 | 27984.849 | 30107.383 | 31661.79 | 32360.613 | 32399.142 | 31836.576 | Kingston upon Hull, City of | Humber
NG FES - System Transformation | EV Energy Demand - eBuses & eHGVs (MWh) | Kirklees | 0 | 565.088 | 872.713 | 1256.648 | 1703.33 | 2219.475 | 2813.028 | 3493.949 | 4273.97 | 5165.49 | 6184.034 | 7344.958 | 8700.049 | 10169.914 | 11844.866 | 13747.301 | 15897.791 | 18304.794 | 20984.796 | 23941.277 | 27151.569 | 30590.266 | 34222.233 | 38004.813 | 41852.574 | 45756.646 | 49628.265 | 53370.962 | 55936.954 | 56737.113 | 56491.559 | 55308.403 | Kirklees | Leeds City Region
NG FES - System Transformation | EV Energy Demand - eBuses & eHGVs (MWh) | Leeds | 0 | 859.171 | 1384.547 | 2032.755 | 2780.419 | 3630.614 | 4591.827 | 5674.905 | 6892.302 | 8257.06 | 9785.514 | 11493.586 | 13453.362 | 15533.362 | 17866.125 | 20478.23 | 23394.615 | 26627.575 | 30197.603 | 34111.574 | 38348.598 | 42883.932 | 47682.119 | 52699.142 | 57844.891 | 63110.133 | 68400.959 | 73614.565 | 77642.493 | 79877.327 | 80348.016 | 79195.508 | Leeds | Leeds City Region
NG FES - System Transformation | EV Energy Demand - eBuses & eHGVs (MWh) | Middlesbrough | 0 | 67.345 | 129.241 | 205.824 | 300.994 | 411.53 | 537.19 | 677.694 | 832.57 | 1001.216 | 1182.887 | 1376.609 | 1597.776 | 1800.26 | 2017.928 | 2252.025 | 2503.982 | 2775.024 | 3066.466 | 3379.48 | 3714.805 | 4072.913 | 4453.905 | 4857.66 | 5283.147 | 5730.284 | 6197.983 | 6684.667 | 7176.915 | 7672.604 | 7924.769 | 7944.219 | Middlesbrough | Tees Valley
NG FES - System Transformation | EV Energy Demand - eBuses & eHGVs (MWh) | Newcastle upon Tyne | 0 | 206.779 | 330.162 | 483.951 | 680.899 | 922.606 | 1215.208 | 1566.008 | 1983.51 | 2476.507 | 3055.553 | 3730.529 | 4557.652 | 5418.3 | 6416.723 | 7568.248 | 8887.098 | 10377.862 | 12051.666 | 13909.666 | 15933.129 | 18102.15 | 20389.228 | 22761.954 | 25155.635 | 27563.488 | 29918.901 | 32149.188 | 33465.348 | 33415.783 | 32887.333 | 31949.474 | Newcastle upon Tyne | North Eastern
NG FES - System Transformation | EV Energy Demand - eBuses & eHGVs (MWh) | North East Derbyshire | 0 | 0.819 | 1.478 | 2.273 | 3.173 | 4.164 | 5.241 | 6.405 | 7.652 | 8.979 | 10.381 | 11.855 | 13.449 | 15.009 | 16.65 | 18.374 | 20.19 | 22.106 | 24.131 | 26.275 | 28.555 | 30.985 | 33.582 | 36.359 | 39.34 | 42.528 | 45.945 | 49.614 | 53.802 | 58.719 | 61.477 | 62.145 | North East Derbyshire | Derby, Derbyshire, Nottingham and Nottinghamshire | Sheffield City Region
NG FES - System Transformation | EV Energy Demand - eBuses & eHGVs (MWh) | North East Lincolnshire | 0 | 286.79 | 502.233 | 763.407 | 1060.597 | 1389.877 | 1751.564 | 2146.314 | 2574.521 | 3036.518 | 3532.703 | 4063.216 | 4647.512 | 5234.21 | 5864.231 | 6541.262 | 7269.21 | 8051.792 | 8892.668 | 9795.238 | 10761.961 | 11794.227 | 12892.697 | 14057.133 | 15285.149 | 16576.584 | 17928.635 | 19337.476 | 20769.94 | 22223.653 | 22967.405 | 23031.962 | North East Lincolnshire | Greater Lincolnshire | Humber
NG FES - System Transformation | EV Energy Demand - eBuses & eHGVs (MWh) | North Lincolnshire | 0 | 309.59 | 538.119 | 815.535 | 1131.55 | 1482.417 | 1868.746 | 2291.524 | 2751.57 | 3249.647 | 3786.693 | 4363.378 | 5001.171 | 5645.366 | 6340.464 | 7090.977 | 7901.558 | 8776.268 | 9719.374 | 10734.436 | 11823.156 | 12986.065 | 14222.609 | 15531.079 | 16906.104 | 18347.216 | 19848.513 | 21402.787 | 22940.261 | 24438.161 | 25181.872 | 25206.249 | North Lincolnshire | Greater Lincolnshire | Humber
NG FES - System Transformation | EV Energy Demand - eBuses & eHGVs (MWh) | North Tyneside | 0 | 90.995 | 165.245 | 257.276 | 372.462 | 508.07 | 664.74 | 843.243 | 1044.341 | 1268.715 | 1517.17 | 1790.198 | 2109.86 | 2417.063 | 2757.611 | 3134.797 | 3551.943 | 4010.82 | 4514.199 | 5063.322 | 5656.231 | 6290.562 | 6962.538 | 7667.484 | 8395.356 | 9145.123 | 9906.408 | 10667.542 | 11305.177 | 11753.825 | 11911.256 | 11797.18 | North Tyneside | North Eastern
NG FES - System Transformation | EV Energy Demand - eBuses & eHGVs (MWh) | Northumberland | 0 | 181.707 | 320.159 | 491.944 | 707.918 | 964.319 | 1263.436 | 1608.01 | 2001.029 | 2445.43 | 2944.703 | 3501.737 | 4161.896 | 4810.574 | 5539.271 | 6356.268 | 7269.638 | 8283.038 | 9403.058 | 10631.813 | 11962.295 | 13386.636 | 14893.191 | 16467.915 | 18081.67 | 19731.434 | 21387.175 | 23015.57 | 24260.095 | 24924.37 | 25046.738 | 24671.907 | Northumberland | North Eastern
NG FES - System Transformation | EV Energy Demand - eBuses & eHGVs (MWh) | Pendle | 0 | 8.977 | 16.194 | 24.898 | 34.764 | 45.608 | 57.411 | 70.159 | 83.822 | 98.359 | 113.724 | 129.863 | 147.327 | 164.421 | 182.386 | 201.278 | 221.165 | 242.16 | 264.338 | 287.821 | 312.795 | 339.421 | 367.864 | 398.288 | 430.945 | 465.866 | 503.299 | 543.485 | 589.362 | 643.223 | 673.43 | 680.756 | Pendle | Lancashire
NG FES - System Transformation | EV Energy Demand - eBuses & eHGVs (MWh) | Redcar and Cleveland | 0 | 154.016 | 298.834 | 477.957 | 700.27 | 957.846 | 1249.788 | 1575.063 | 1932.101 | 2318.999 | 2733.43 | 3172.541 | 3671.089 | 4122.462 | 4604.093 | 5118.274 | 5667.79 | 6255.406 | 6883.777 | 7555.709 | 8273.914 | 9040.524 | 9857.127 | 10725.016 | 11644.849 | 12616.752 | 13641.34 | 14718.328 | 15853.637 | 17064.204 | 17704.683 | 17798.011 | Redcar and Cleveland | Tees Valley
NG FES - System Transformation | EV Energy Demand - eBuses & eHGVs (MWh) | Richmondshire | 0 | 44.775 | 88.235 | 141.966 | 208.538 | 285.411 | 372.183 | 468.388 | 573.368 | 686.354 | 806.404 | 932.429 | 1074.352 | 1200.707 | 1334.003 | 1474.671 | 1623.318 | 1780.735 | 1947.547 | 2124.62 | 2313.171 | 2514.253 | 2728.897 | 2958.13 | 3203.395 | 3464.864 | 3744.004 | 4042.113 | 4376.148 | 4760.097 | 4972.833 | 5020.287 | Richmondshire | York and North Yorkshire
NG FES - System Transformation | EV Energy Demand - eBuses & eHGVs (MWh) | Rotherham | 0 | 309.472 | 520.24 | 777.79 | 1072.678 | 1403.351 | 1771.519 | 2179.487 | 2629.723 | 3124.769 | 3667.789 | 4261.738 | 4930.114 | 5621.522 | 6381.922 | 7218.108 | 8136.683 | 9141.871 | 10239.343 | 11432.171 | 12717.898 | 14092.794 | 15550.797 | 17083.822 | 18674.286 | 20320.433 | 22003.768 | 23703.646 | 25201.747 | 26386.919 | 26871.601 | 26697.811 | Rotherham | Sheffield City Region
NG FES - System Transformation | EV Energy Demand - eBuses & eHGVs (MWh) | Ryedale | 0 | 36.719 | 63.926 | 97.654 | 139.95 | 190.196 | 248.92 | 316.749 | 394.381 | 482.508 | 581.958 | 693.438 | 825.921 | 957.264 | 1105.358 | 1271.957 | 1458.755 | 1666.489 | 1896.535 | 2149.29 | 2423.174 | 2716.428 | 3026.485 | 3350.26 | 3681.403 | 4019.253 | 4357.262 | 4688.19 | 4934.351 | 5052.662 | 5065.423 | 4981.866 | Ryedale | York and North Yorkshire
NG FES - System Transformation | EV Energy Demand - eBuses & eHGVs (MWh) | Scarborough | 0 | 52.03 | 90.902 | 139.105 | 199.614 | 271.493 | 355.464 | 452.388 | 563.215 | 688.887 | 830.528 | 989.092 | 1177.395 | 1363.586 | 1573.307 | 1809.015 | 2073.086 | 2366.571 | 2691.399 | 3048.148 | 3434.639 | 3848.449 | 4286.015 | 4743.06 | 5210.758 | 5688.198 | 6166.272 | 6634.915 | 6986.156 | 7160.224 | 7183.03 | 7067.586 | Scarborough | York and North Yorkshire
NG FES - System Transformation | EV Energy Demand - eBuses & eHGVs (MWh) | Selby | 0 | 179.881 | 317.896 | 485.013 | 675.195 | 885.589 | 1116.225 | 1367.301 | 1638.801 | 1930.654 | 2242.757 | 2574.822 | 2939.058 | 3301.804 | 3689.186 | 4103.19 | 4545.991 | 5019.905 | 5527.034 | 6069.594 | 6649.742 | 7268.988 | 7928.554 | 8629.232 | 9371.316 | 10154.898 | 10980.062 | 11846.381 | 12754.839 | 13716.951 | 14223.779 | 14293.656 | Selby | Leeds City Region | York and North Yorkshire
NG FES - System Transformation | EV Energy Demand - eBuses & eHGVs (MWh) | Sheffield | 0 | 323.412 | 518.532 | 759.577 | 1037.872 | 1354.911 | 1714.032 | 2119.539 | 2576.351 | 3089.647 | 3665.914 | 4311.476 | 5053.782 | 5843.824 | 6731.722 | 7727.81 | 8841.776 | 10078.268 | 11445.213 | 12945.131 | 14569.525 | 16308.455 | 18147.745 | 20069.872 | 22039.102 | 24051.756 | 26070.612 | 28054.957 | 29565.361 | 30359.957 | 30498.48 | 30035.048 | Sheffield | Sheffield City Region
NG FES - System Transformation | EV Energy Demand - eBuses & eHGVs (MWh) | South Tyneside | 0 | 149.48 | 240.389 | 353.656 | 498.48 | 675.724 | 889.643 | 1145.309 | 1448.613 | 1805.638 | 2223.681 | 2709.554 | 3303.668 | 3919.674 | 4632.934 | 5454.226 | 6393.58 | 7454.297 | 8644.231 | 9964.283 | 11401.452 | 12941.898 | 14566.457 | 16252.526 | 17954.918 | 19668.904 | 21347.957 | 22941.279 | 23897.746 | 23902.369 | 23553.885 | 22901.59 | South Tyneside | North Eastern
NG FES - System Transformation | EV Energy Demand - eBuses & eHGVs (MWh) | Stockton-on-Tees | 0 | 209.836 | 367.959 | 564.191 | 811.089 | 1104.601 | 1447.564 | 1843.349 | 2295.68 | 2808.22 | 3385.341 | 4030.717 | 4796.972 | 5552.368 | 6402.571 | 7357.454 | 8426.591 | 9614.238 | 10928.178 | 12370.798 | 13933.451 | 15606.486 | 17375.725 | 19224.096 | 21116.336 | 23048.78 | 24985.073 | 26884.955 | 28316.983 | 29042.642 | 29149.594 | 28690.429 | Stockton-on-Tees | Tees Valley
NG FES - System Transformation | EV Energy Demand - eBuses & eHGVs (MWh) | Sunderland | 0 | 311.458 | 532.627 | 807.378 | 1154.506 | 1570.338 | 2060.468 | 2631.57 | 3291.176 | 4046.899 | 4907.823 | 5882.024 | 7049.421 | 8219.152 | 9548.105 | 11053.269 | 12750.859 | 14647.352 | 16755.743 | 19079.072 | 21600.252 | 24300.619 | 27153.476 | 30126.993 | 33156.33 | 36234.726 | 39295.372 | 42264.744 | 44350.656 | 45108.733 | 45003.048 | 44119.01 | Sunderland | North Eastern
NG FES - System Transformation | EV Energy Demand - eBuses & eHGVs (MWh) | Wakefield | 0 | 559.275 | 956.355 | 1439.89 | 1992.041 | 2607.996 | 3289.836 | 4040.527 | 4863.006 | 5760.249 | 6735.932 | 7793.304 | 8972.959 | 10179.016 | 11493.171 | 12925.614 | 14486.5 | 16183.295 | 18024.974 | 20017.534 | 22160.33 | 24450.53 | 26882.228 | 29446.64 | 32123.185 | 34909.858 | 37784.77 | 40722.92 | 43465.782 | 45893.414 | 47006.225 | 46873.583 | Wakefield | Leeds City Region
NG FES - System Transformation | EV Energy Demand - eBuses & eHGVs (MWh) | West Lindsey | 0 | 42.617 | 72.126 | 108.137 | 149.322 | 195.411 | 246.604 | 303.188 | 365.453 | 433.7 | 508.308 | 589.617 | 680.806 | 774.709 | 877.617 | 990.4 | 1113.911 | 1248.729 | 1395.597 | 1554.954 | 1726.569 | 1910.052 | 2104.718 | 2309.63 | 2522.7 | 2743.723 | 2970.503 | 3200.559 | 3407.924 | 3579.721 | 3653.589 | 3635.111 | West Lindsey | Greater Lincolnshire
NG FES - System Transformation | EV Energy Demand - eBuses & eHGVs (MWh) | York | 0 | 103.617 | 178.956 | 272.508 | 390.506 | 531.426 | 696.943 | 889.069 | 1110.042 | 1362.109 | 1647.963 | 1969.946 | 2354.409 | 2737.247 | 3170.651 | 3659.968 | 4210.328 | 4823.868 | 5504.726 | 6253.975 | 7066.485 | 7936.609 | 8856.205 | 9815.522 | 10794.621 | 11791.423 | 12785.371 | 13753.796 | 14452.895 | 14746.59 | 14745.824 | 14478.063 | York | Leeds City Region | York and North Yorkshire
NG FES - Steady Progression | EV Energy Demand - eBuses & eHGVs (MWh) | Barnsley | 0 | 265.375 | 270.198 | 370.48 | 479.356 | 594.462 | 715.754 | 842.112 | 974.09 | 1111.728 | 1255.181 | 1404.549 | 1566.323 | 1723.591 | 1890.348 | 2068.259 | 2258.952 | 2464.212 | 2686.251 | 2926.788 | 3188.351 | 3472.951 | 3782.92 | 4120.477 | 4487.887 | 4885.848 | 5315.161 | 5776.23 | 6266.316 | 6785.51 | 7328.31 | 7890.295 | Barnsley | Leeds City Region | Sheffield City Region
NG FES - Steady Progression | EV Energy Demand - eBuses & eHGVs (MWh) | Bassetlaw | 0 | 18.951 | 18.758 | 26.917 | 35.576 | 44.465 | 53.519 | 62.657 | 71.791 | 80.842 | 89.732 | 98.393 | 107.195 | 114.879 | 122.33 | 129.56 | 136.57 | 143.363 | 149.962 | 156.376 | 162.614 | 168.71 | 174.688 | 180.579 | 186.426 | 192.257 | 198.1 | 203.997 | 209.976 | 216.054 | 222.251 | 228.595 | Bassetlaw | Derby, Derbyshire, Nottingham and Nottinghamshire | Sheffield City Region
NG FES - Steady Progression | EV Energy Demand - eBuses & eHGVs (MWh) | Bradford | 0 | 535.034 | 556.342 | 737.026 | 937.484 | 1155.121 | 1391.204 | 1643.505 | 1915.845 | 2210.134 | 2528.505 | 2872.912 | 3258.354 | 3651.889 | 4084.161 | 4560.849 | 5087.759 | 5671.116 | 6318.306 | 7035.268 | 7830.751 | 8711.228 | 9684.408 | 10757.583 | 11937.834 | 13227.068 | 14627.499 | 16139.65 | 17753.251 | 19468.165 | 21264.455 | 23125.753 | Bradford | Leeds City Region
NG FES - Steady Progression | EV Energy Demand - eBuses & eHGVs (MWh) | Calderdale | 0 | 560.034 | 597.479 | 758.504 | 943.425 | 1152.385 | 1388.44 | 1649.317 | 1942.557 | 2272.554 | 2643.894 | 3060.936 | 3541.87 | 4053.726 | 4631.754 | 5284.937 | 6022.648 | 6854.824 | 7793.032 | 8846.717 | 10029.824 | 11352.269 | 12826.064 | 14462.529 | 16272.344 | 18258.182 | 20423.114 | 22767.335 | 25273.878 | 27942.177 | 30739.806 | 33639.904 | Calderdale | Leeds City Region
NG FES - Steady Progression | EV Energy Demand - eBuses & eHGVs (MWh) | County Durham | 0 | 286.59 | 318.227 | 462.114 | 632.57 | 820.013 | 1022.444 | 1236.875 | 1461.854 | 1695.562 | 1936.014 | 2181.367 | 2454.932 | 2686.144 | 2927.917 | 3182.221 | 3451.187 | 3736.931 | 4042.383 | 4369.576 | 4721.765 | 5101.527 | 5511.842 | 5955.638 | 6435.889 | 6953.59 | 7509.827 | 8105.366 | 8736.96 | 9404.735 | 10102.171 | 10823.862 | County Durham | North Eastern
NG FES - Steady Progression | EV Energy Demand - eBuses & eHGVs (MWh) | Craven | 0 | 26.759 | 26.478 | 38.016 | 50.257 | 62.82 | 75.612 | 88.515 | 101.409 | 114.174 | 126.709 | 138.902 | 151.285 | 162.076 | 172.524 | 182.64 | 192.428 | 201.888 | 211.052 | 219.931 | 228.531 | 236.901 | 245.074 | 253.088 | 261.003 | 268.859 | 276.694 | 284.572 | 292.527 | 300.592 | 308.8 | 317.194 | Craven | Leeds City Region | York and North Yorkshire
NG FES - Steady Progression | EV Energy Demand - eBuses & eHGVs (MWh) | Darlington | 0 | 96.467 | 105.2 | 157.27 | 218.213 | 284.285 | 354.389 | 427.365 | 502.057 | 577.356 | 652.12 | 725.294 | 804.158 | 865.099 | 925.266 | 984.81 | 1043.886 | 1102.633 | 1161.388 | 1220.291 | 1279.624 | 1339.731 | 1400.944 | 1463.628 | 1528.228 | 1594.966 | 1664.085 | 1735.898 | 1810.36 | 1887.596 | 1967.348 | 2049.451 | Darlington | Tees Valley
NG FES - Steady Progression | EV Energy Demand - eBuses & eHGVs (MWh) | Doncaster | 0 | 399.782 | 399.294 | 564.759 | 741.532 | 924.584 | 1112.971 | 1304.975 | 1499.606 | 1695.716 | 1892.312 | 2088.376 | 2292.406 | 2478.153 | 2665.073 | 2854.111 | 3046.041 | 3241.8 | 3442.76 | 3649.838 | 3864.409 | 4087.887 | 4321.771 | 4567.514 | 4826.844 | 5100.482 | 5389.242 | 5693.911 | 6013.553 | 6348.509 | 6696.426 | 7055.601 | Doncaster | Sheffield City Region
NG FES - Steady Progression | EV Energy Demand - eBuses & eHGVs (MWh) | East Lindsey | 0 | 14.703 | 15.241 | 20.297 | 25.886 | 31.929 | 38.453 | 45.396 | 52.855 | 60.872 | 69.497 | 78.78 | 89.121 | 99.613 | 111.087 | 123.689 | 137.566 | 152.88 | 169.822 | 188.545 | 209.272 | 232.172 | 257.443 | 285.276 | 315.852 | 349.224 | 385.447 | 424.54 | 466.239 | 510.541 | 556.938 | 605.01 | East Lindsey | Greater Lincolnshire
NG FES - Steady Progression | EV Energy Demand - eBuses & eHGVs (MWh) | East Riding of Yorkshire | 0 | 383.018 | 383.626 | 540.551 | 708.597 | 883.088 | 1063.222 | 1247.336 | 1434.7 | 1624.343 | 1815.461 | 2007.205 | 2207.942 | 2392.385 | 2579.548 | 2770.522 | 2966.259 | 3167.858 | 3376.887 | 3594.423 | 3822.075 | 4061.408 | 4314.092 | 4581.762 | 4866.272 | 5168.357 | 5488.842 | 5828.467 | 6185.944 | 6561.571 | 6952.381 | 7356.13 | East Riding of Yorkshire | Humber | York and North Yorkshire
NG FES - Steady Progression | EV Energy Demand - eBuses & eHGVs (MWh) | Gateshead | 0 | 198.341 | 219.716 | 320.285 | 439.218 | 569.751 | 710.381 | 858.997 | 1014.419 | 1175.248 | 1339.98 | 1507.225 | 1692.967 | 1848.396 | 2009.965 | 2178.891 | 2356.494 | 2544.09 | 2743.525 | 2956.063 | 3183.731 | 3428.174 | 3691.268 | 3974.876 | 4280.904 | 4610.008 | 4962.909 | 5340.146 | 5739.763 | 6161.871 | 6602.476 | 7058.292 | Gateshead | North Eastern
NG FES - Steady Progression | EV Energy Demand - eBuses & eHGVs (MWh) | Hambleton | 0 | 92.755 | 102.767 | 149.77 | 205.359 | 266.38 | 332.132 | 401.627 | 474.319 | 549.557 | 626.648 | 704.94 | 791.91 | 864.736 | 940.47 | 1019.682 | 1102.997 | 1191.036 | 1284.665 | 1384.48 | 1491.437 | 1606.306 | 1729.975 | 1863.32 | 2007.23 | 2162.022 | 2328.026 | 2505.5 | 2693.516 | 2892.128 | 3099.453 | 3313.936 | Hambleton | York and North Yorkshire
NG FES - Steady Progression | EV Energy Demand - eBuses & eHGVs (MWh) | Harrogate | 0 | 125.658 | 137.989 | 201.404 | 275.895 | 357.285 | 444.604 | 536.548 | 632.298 | 730.929 | 831.466 | 933.003 | 1045.065 | 1138.322 | 1234.601 | 1334.56 | 1438.92 | 1548.389 | 1663.994 | 1786.419 | 1916.775 | 2055.985 | 2205.093 | 2365.137 | 2537.198 | 2721.664 | 2918.958 | 3129.425 | 3352.041 | 3586.891 | 3831.852 | 4085.183 | Harrogate | Leeds City Region | York and North Yorkshire
NG FES - Steady Progression | EV Energy Demand - eBuses & eHGVs (MWh) | Hartlepool | 0 | 51.383 | 56.262 | 83.562 | 115.599 | 150.437 | 187.543 | 226.318 | 266.226 | 306.735 | 347.291 | 387.388 | 430.97 | 465.442 | 500.017 | 534.837 | 570.052 | 605.805 | 642.349 | 679.829 | 718.487 | 758.573 | 800.341 | 844.06 | 890.032 | 938.393 | 989.283 | 1042.862 | 1098.983 | 1157.703 | 1218.653 | 1281.547 | Hartlepool | Tees Valley
NG FES - Steady Progression | EV Energy Demand - eBuses & eHGVs (MWh) | High Peak | 0 | 2.699 | 2.671 | 3.835 | 5.069 | 6.337 | 7.627 | 8.929 | 10.229 | 11.517 | 12.781 | 14.011 | 15.26 | 16.348 | 17.402 | 18.423 | 19.41 | 20.364 | 21.289 | 22.184 | 23.052 | 23.896 | 24.72 | 25.529 | 26.327 | 27.119 | 27.91 | 28.704 | 29.507 | 30.32 | 31.148 | 31.995 | High Peak | Derby, Derbyshire, Nottingham and Nottinghamshire,
NG FES - Steady Progression | EV Energy Demand - eBuses & eHGVs (MWh) | Kingston upon Hull, City of | 0 | 336.218 | 347.444 | 465.006 | 594.535 | 733.998 | 883.935 | 1042.942 | 1212.911 | 1394.707 | 1589.326 | 1797.668 | 2028.802 | 2261.812 | 2515.502 | 2793.003 | 3097.497 | 3432.4 | 3801.809 | 4208.991 | 4658.765 | 5154.746 | 5701.216 | 6302.231 | 6961.769 | 7680.936 | 8461.01 | 9302.381 | 10199.474 | 11152.265 | 12149.882 | 13183.427 | Kingston upon Hull, City of | Humber
NG FES - Steady Progression | EV Energy Demand - eBuses & eHGVs (MWh) | Kirklees | 0 | 565.088 | 588.146 | 777.952 | 988.761 | 1217.937 | 1466.878 | 1733.235 | 2021.166 | 2332.796 | 2670.434 | 3036.256 | 3446.175 | 3865.468 | 4326.608 | 4835.702 | 5399.009 | 6023.231 | 6716.301 | 7484.603 | 8337.573 | 9282.148 | 10326.615 | 11478.819 | 12746.34 | 14131.239 | 15635.863 | 17260.762 | 18994.867 | 20837.999 | 22768.698 | 24769.315 | Kirklees | Leeds City Region
NG FES - Steady Progression | EV Energy Demand - eBuses & eHGVs (MWh) | Leeds | 0 | 859.171 | 882.829 | 1192.582 | 1531.847 | 1894.49 | 2281.308 | 2688.7 | 3120.327 | 3577.594 | 4062.268 | 4575.895 | 5140.8 | 5703.048 | 6309.625 | 6967.528 | 7683.794 | 8466.02 | 9323.404 | 10263.219 | 11296.175 | 12430.49 | 13675.779 | 15041.196 | 16535.799 | 18162.221 | 19923.459 | 21820.615 | 23841.533 | 25986.277 | 28230.912 | 30555.917 | Leeds | Leeds City Region
NG FES - Steady Progression | EV Energy Demand - eBuses & eHGVs (MWh) | Middlesbrough | 0 | 67.345 | 73.935 | 109.35 | 150.977 | 196.337 | 244.771 | 295.513 | 347.923 | 401.357 | 455.139 | 508.644 | 567.102 | 613.989 | 661.452 | 709.725 | 759.061 | 809.705 | 862.06 | 916.362 | 973.02 | 1032.406 | 1094.927 | 1160.995 | 1231.065 | 1305.322 | 1383.966 | 1467.2 | 1554.725 | 1646.607 | 1742.166 | 1840.862 | Middlesbrough | Tees Valley
NG FES - Steady Progression | EV Energy Demand - eBuses & eHGVs (MWh) | Newcastle upon Tyne | 0 | 206.779 | 240.193 | 323.918 | 427.176 | 545.969 | 681.173 | 831.465 | 999.516 | 1186.743 | 1394.338 | 1623.372 | 1893.8 | 2153.906 | 2445.568 | 2773.019 | 3140.892 | 3553.892 | 4017.732 | 4536.873 | 5118.151 | 5766.347 | 6487.275 | 7286.521 | 8169.282 | 9136.889 | 10190.818 | 11331.32 | 12550.253 | 13847.255 | 15206.917 | 16616.204 | Newcastle upon Tyne | North Eastern
NG FES - Steady Progression | EV Energy Demand - eBuses & eHGVs (MWh) | North East Derbyshire | 0 | 0.819 | 0.811 | 1.164 | 1.539 | 1.924 | 2.316 | 2.711 | 3.105 | 3.496 | 3.881 | 4.254 | 4.633 | 4.964 | 5.283 | 5.594 | 5.893 | 6.183 | 6.463 | 6.735 | 6.999 | 7.255 | 7.506 | 7.75 | 7.993 | 8.234 | 8.474 | 8.715 | 8.958 | 9.206 | 9.457 | 9.714 | North East Derbyshire | Derby, Derbyshire, Nottingham and Nottinghamshire | Sheffield City Region
NG FES - Steady Progression | EV Energy Demand - eBuses & eHGVs (MWh) | North East Lincolnshire | 0 | 286.79 | 286.762 | 404.864 | 531.145 | 662.06 | 796.968 | 934.636 | 1074.434 | 1215.578 | 1357.423 | 1499.276 | 1647.287 | 1782.661 | 1919.417 | 2058.307 | 2199.951 | 2345.094 | 2494.796 | 2649.798 | 2811.173 | 2980.012 | 3157.469 | 3344.667 | 3542.916 | 3752.744 | 3974.753 | 4209.502 | 4456.184 | 4715.037 | 4984.128 | 5262.027 | North East Lincolnshire | Greater Lincolnshire | Humber
NG FES - Steady Progression | EV Energy Demand - eBuses & eHGVs (MWh) | North Lincolnshire | 0 | 309.59 | 310.36 | 436.367 | 571.372 | 711.698 | 856.748 | 1005.194 | 1156.535 | 1310.061 | 1465.191 | 1621.306 | 1785.175 | 1936.584 | 2090.845 | 2248.916 | 2411.648 | 2580.026 | 2755.398 | 2938.725 | 3131.429 | 3334.856 | 3550.442 | 3779.615 | 4023.944 | 4284.048 | 4560.61 | 4854.214 | 5163.666 | 5489.193 | 5828.109 | 6178.347 | North Lincolnshire | Greater Lincolnshire | Humber
NG FES - Steady Progression | EV Energy Demand - eBuses & eHGVs (MWh) | North Tyneside | 0 | 90.995 | 101.751 | 146.084 | 198.874 | 257.283 | 320.824 | 388.608 | 460.426 | 535.883 | 614.524 | 695.929 | 787.708 | 867.401 | 952.063 | 1042.503 | 1139.61 | 1244.268 | 1357.649 | 1480.605 | 1614.463 | 1760.248 | 1919.145 | 2092.323 | 2280.928 | 2485.321 | 2705.889 | 2942.857 | 3194.805 | 3461.742 | 3740.873 | 4029.871 | North Tyneside | North Eastern
NG FES - Steady Progression | EV Energy Demand - eBuses & eHGVs (MWh) | Northumberland | 0 | 181.707 | 205.134 | 289.974 | 391.772 | 505.387 | 630.284 | 764.835 | 909.299 | 1063.394 | 1226.694 | 1398.792 | 1595.475 | 1771.736 | 1962.306 | 2169.327 | 2395.132 | 2642.08 | 2913.167 | 3210.641 | 3537.983 | 3897.766 | 4293.038 | 4726.76 | 5201.794 | 5718.961 | 6279.17 | 6882.81 | 7525.981 | 8208.618 | 8923.181 | 9663.337 | Northumberland | North Eastern
NG FES - Steady Progression | EV Energy Demand - eBuses & eHGVs (MWh) | Pendle | 0 | 8.977 | 8.882 | 12.753 | 16.86 | 21.075 | 25.366 | 29.694 | 34.02 | 38.302 | 42.507 | 46.598 | 50.752 | 54.371 | 57.877 | 61.271 | 64.554 | 67.728 | 70.802 | 73.78 | 76.665 | 79.473 | 82.215 | 84.904 | 87.559 | 90.194 | 92.823 | 95.465 | 98.134 | 100.84 | 103.593 | 106.409 | Pendle | Lancashire
NG FES - Steady Progression | EV Energy Demand - eBuses & eHGVs (MWh) | Redcar and Cleveland | 0 | 154.016 | 168.44 | 250.656 | 347.06 | 451.797 | 563.227 | 679.539 | 799.05 | 920.117 | 1041.033 | 1160.226 | 1289.464 | 1391.009 | 1492.408 | 1594.028 | 1696.262 | 1799.476 | 1904.368 | 2011.298 | 2120.928 | 2233.93 | 2351.012 | 2472.903 | 2600.461 | 2734.066 | 2874.139 | 3021.159 | 3174.799 | 3335.234 | 3501.564 | 3673.111 | Redcar and Cleveland | Tees Valley
NG FES - Steady Progression | EV Energy Demand - eBuses & eHGVs (MWh) | Richmondshire | 0 | 44.775 | 48.7 | 73.112 | 101.637 | 132.506 | 165.175 | 199.101 | 233.7 | 268.424 | 302.712 | 336.045 | 371.766 | 398.919 | 425.426 | 451.319 | 476.632 | 501.393 | 525.712 | 549.622 | 573.195 | 596.557 | 619.819 | 643.107 | 666.591 | 690.367 | 714.539 | 739.254 | 764.564 | 790.533 | 817.166 | 844.503 | Richmondshire | York and North Yorkshire
NG FES - Steady Progression | EV Energy Demand - eBuses & eHGVs (MWh) | Rotherham | 0 | 309.472 | 313.738 | 433.209 | 562.415 | 698.335 | 840.78 | 988.424 | 1141.595 | 1300.131 | 1464 | 1633.106 | 1814.8 | 1989.223 | 2172.409 | 2366.026 | 2571.674 | 2791.135 | 3026.642 | 3279.903 | 3553.437 | 3849.318 | 4169.894 | 4517.439 | 4894.287 | 5301.199 | 5739.04 | 6208.309 | 6706.375 | 7233.377 | 7783.947 | 8353.787 | Rotherham | Sheffield City Region
NG FES - Steady Progression | EV Energy Demand - eBuses & eHGVs (MWh) | Ryedale | 0 | 36.719 | 41.389 | 58.158 | 78.251 | 100.695 | 125.418 | 152.112 | 180.877 | 211.695 | 244.519 | 279.301 | 319.169 | 355.313 | 394.575 | 437.411 | 484.318 | 535.805 | 592.506 | 654.902 | 723.738 | 799.558 | 883.008 | 974.721 | 1075.296 | 1184.905 | 1303.738 | 1431.868 | 1568.454 | 1713.479 | 1865.321 | 2022.618 | Ryedale | York and North Yorkshire
NG FES - Steady Progression | EV Energy Demand - eBuses & eHGVs (MWh) | Scarborough | 0 | 52.03 | 58.689 | 82.614 | 111.299 | 143.333 | 178.607 | 216.669 | 257.643 | 301.489 | 348.123 | 397.463 | 453.972 | 505.033 | 560.425 | 620.786 | 686.816 | 759.22 | 838.889 | 926.491 | 1023.068 | 1129.383 | 1246.343 | 1374.824 | 1515.675 | 1669.137 | 1835.472 | 2014.79 | 2205.919 | 2408.832 | 2621.274 | 2841.34 | Scarborough | York and North Yorkshire
NG FES - Steady Progression | EV Energy Demand - eBuses & eHGVs (MWh) | Selby | 0 | 179.881 | 179.535 | 254.767 | 335.14 | 418.293 | 503.746 | 590.71 | 678.653 | 766.991 | 855.221 | 942.82 | 1033.658 | 1115.572 | 1197.489 | 1279.772 | 1362.705 | 1446.638 | 1532.116 | 1619.485 | 1709.267 | 1802.039 | 1898.394 | 1998.917 | 2104.32 | 2214.913 | 2331.052 | 2453.097 | 2580.756 | 2714.19 | 2852.575 | 2995.338 | Selby | Leeds City Region | York and North Yorkshire
NG FES - Steady Progression | EV Energy Demand - eBuses & eHGVs (MWh) | Sheffield | 0 | 323.412 | 332.836 | 448.463 | 575.309 | 711.165 | 856.394 | 1009.633 | 1172.387 | 1345.269 | 1529.024 | 1724.311 | 1939.626 | 2154.714 | 2387.371 | 2640.341 | 2916.377 | 3218.467 | 3550.197 | 3914.417 | 4315.33 | 4756.134 | 5240.585 | 5772.252 | 6354.665 | 6988.831 | 7675.905 | 8416.297 | 9205.204 | 10042.647 | 10919.214 | 11827.221 | Sheffield | Sheffield City Region
NG FES - Steady Progression | EV Energy Demand - eBuses & eHGVs (MWh) | South Tyneside | 0 | 149.48 | 173.294 | 234.463 | 309.74 | 396.142 | 494.227 | 603.012 | 724.316 | 859.065 | 1008.041 | 1171.942 | 1365.091 | 1550.133 | 1757.215 | 1989.317 | 2249.679 | 2541.606 | 2869.115 | 3235.326 | 3645.046 | 4101.633 | 4609.172 | 5171.592 | 5792.55 | 6472.991 | 7213.96 | 8015.645 | 8872.346 | 9783.819 | 10739.269 | 11729.559 | South Tyneside | North Eastern
NG FES - Steady Progression | EV Energy Demand - eBuses & eHGVs (MWh) | Stockton-on-Tees | 0 | 209.836 | 237.236 | 334.548 | 451.459 | 582.121 | 725.995 | 881.227 | 1048.245 | 1226.804 | 1416.502 | 1616.953 | 1846.476 | 2053.086 | 2277.005 | 2520.801 | 2787.269 | 3079.235 | 3400.28 | 3753.095 | 4141.854 | 4569.617 | 5040.026 | 5556.621 | 6122.797 | 6739.525 | 7407.885 | 8128.306 | 8896.099 | 9711.176 | 10564.474 | 11448.385 | Stockton-on-Tees | Tees Valley
NG FES - Steady Progression | EV Energy Demand - eBuses & eHGVs (MWh) | Sunderland | 0 | 311.458 | 354.802 | 494.168 | 662.711 | 852.493 | 1063.3 | 1292.592 | 1541.943 | 1811.68 | 2101.866 | 2412.536 | 2771.675 | 3101.919 | 3463.905 | 3862.15 | 4301.594 | 4787.224 | 5325.275 | 5920.488 | 6580.204 | 7309.69 | 8115.289 | 9003.127 | 9979.015 | 11044.556 | 12201.513 | 13450.468 | 14782.976 | 16198.799 | 17681.783 | 19218.32 | Sunderland | North Eastern
NG FES - Steady Progression | EV Energy Demand - eBuses & eHGVs (MWh) | Wakefield | 0 | 559.275 | 563.781 | 785.628 | 1024.392 | 1274.015 | 1533.768 | 1801.272 | 2076.355 | 2358.218 | 2646.304 | 2939.964 | 3251.941 | 3546.033 | 3850.548 | 4167.849 | 4500.145 | 4849.926 | 5220.41 | 5614.013 | 6034.269 | 6484.254 | 6967.402 | 7487.021 | 8046.64 | 8647.503 | 9291.007 | 9978.131 | 10705.433 | 11473.25 | 12274.331 | 13102.956 | Wakefield | Leeds City Region
NG FES - Steady Progression | EV Energy Demand - eBuses & eHGVs (MWh) | West Lindsey | 0 | 42.617 | 43.106 | 59.737 | 77.686 | 96.524 | 116.209 | 136.563 | 157.604 | 179.294 | 201.618 | 224.547 | 249.074 | 272.458 | 296.885 | 322.567 | 349.703 | 378.516 | 409.289 | 442.238 | 477.678 | 515.875 | 557.127 | 601.726 | 649.97 | 701.959 | 757.809 | 817.592 | 880.984 | 948.005 | 1017.991 | 1090.411 | West Lindsey | Greater Lincolnshire
NG FES - Steady Progression | EV Energy Demand - eBuses & eHGVs (MWh) | York | 0 | 103.617 | 117.688 | 164.714 | 221.432 | 285.109 | 355.6 | 432.026 | 514.792 | 603.918 | 699.336 | 800.979 | 918.059 | 1024.858 | 1141.431 | 1269.187 | 1409.668 | 1564.432 | 1735.428 | 1924.139 | 2132.861 | 2363.248 | 2617.291 | 2896.91 | 3203.946 | 3538.902 | 3902.35 | 4294.488 | 4712.703 | 5156.922 | 5622.134 | 6104.102 | York | Leeds City Region | York and North Yorkshire
NG FES - Consumer Transformation | EV Energy Demand - cars & light vans (MWh) | Barnsley | 3105.481 | 4945.585 | 8650.926 | 13876.29 | 19719.899 | 27319.108 | 36820.102 | 48837.32 | 63403.659 | 80839.011 | 101413.627 | 124773.636 | 152255.598 | 181625.937 | 211393.75 | 240044.125 | 266738.621 | 289677.468 | 308222.53 | 323409.675 | 334901.331 | 342911.622 | 346848.729 | 348142.457 | 348523.756 | 348228.514 | 347380.606 | 346074.193 | 344259.772 | 341991.946 | 339228.126 | 336003.073 | Barnsley | Leeds City Region | Sheffield City Region
NG FES - Consumer Transformation | EV Energy Demand - cars & light vans (MWh) | Bassetlaw | 1037.339 | 1527.927 | 2487.945 | 3678.865 | 4697.769 | 5698.08 | 6672.007 | 7888.922 | 9355.664 | 11106.625 | 13167.763 | 15500.21 | 18241.786 | 21163.044 | 24112.305 | 26939.119 | 29545.504 | 31778.931 | 33577.258 | 35048.391 | 36160.56 | 36934.598 | 37304.636 | 37413.739 | 37437.126 | 37395.046 | 37295.054 | 37146.316 | 36942.614 | 36690.23 | 36383.746 | 36026.492 | Bassetlaw | Derby, Derbyshire, Nottingham and Nottinghamshire | Sheffield City Region
NG FES - Consumer Transformation | EV Energy Demand - cars & light vans (MWh) | Bradford | 2634.807 | 4779.079 | 9123.563 | 15875.694 | 24824.886 | 37876.741 | 55410.78 | 77692.782 | 104788.138 | 137305.559 | 175819.364 | 219814.592 | 271824.139 | 327910.561 | 385468.177 | 441691.403 | 495637.517 | 542731.834 | 581482.971 | 613536.32 | 637986.99 | 655168.994 | 664192.06 | 667831.596 | 669376.128 | 669424.742 | 668325.669 | 666315.928 | 663354.111 | 659520.159 | 654782.459 | 649231.725 | Bradford | Leeds City Region
NG FES - Consumer Transformation | EV Energy Demand - cars & light vans (MWh) | Calderdale | 1328.341 | 2357.809 | 4450.452 | 7673.058 | 11864.12 | 17911.317 | 25984.263 | 36235.778 | 48694.044 | 63636.373 | 81318.269 | 101486.121 | 125297.386 | 150915.965 | 177123.218 | 202626.795 | 226920.573 | 248044.977 | 265351.9 | 279632.027 | 290503.412 | 298128.033 | 302072.375 | 303598.289 | 304208.779 | 304160.416 | 303600.334 | 302629.828 | 301223.935 | 299421.833 | 297203.42 | 294607.177 | Calderdale | Leeds City Region
NG FES - Consumer Transformation | EV Energy Demand - cars & light vans (MWh) | County Durham | 3199.438 | 4731.004 | 10457.23 | 18903.262 | 29603.829 | 44426.606 | 63645.634 | 87772.777 | 116380.947 | 150070.983 | 189846.271 | 235044.902 | 288244.117 | 345156.403 | 402920.908 | 458612.662 | 510684.446 | 555507.08 | 591818.493 | 621581.993 | 644123.717 | 659853.929 | 667648.637 | 670290.267 | 671123.959 | 670625.981 | 669059.369 | 666600.409 | 663168.235 | 658860.057 | 653604.797 | 647470.963 | County Durham | North Eastern
NG FES - Consumer Transformation | EV Energy Demand - cars & light vans (MWh) | Craven | 381.927 | 689.978 | 1308.38 | 2260.566 | 3517.52 | 5344.3 | 7794.132 | 10909.238 | 14699.889 | 19252.545 | 24651.133 | 30830.585 | 38148.624 | 46065.071 | 54224.119 | 62234.474 | 69994.378 | 76804.343 | 82439.699 | 87116.224 | 90692.818 | 93212.519 | 94560.648 | 95131.558 | 95389.29 | 95425.491 | 95294.043 | 95031.39 | 94634.184 | 94112.631 | 93464.613 | 92704.198 | Craven | Leeds City Region | York and North Yorkshire
NG FES - Consumer Transformation | EV Energy Demand - cars & light vans (MWh) | Darlington | 821.118 | 1282.453 | 3002.472 | 5753.073 | 9502.077 | 15004.164 | 22464.245 | 31820.094 | 42890.756 | 55892.977 | 71177.02 | 88412.827 | 108559.293 | 129843.947 | 151065.813 | 171078.693 | 188964.42 | 203948.159 | 215714.394 | 225177.398 | 232232.608 | 237079.21 | 239178.923 | 239542.829 | 239421.736 | 238916.843 | 238076.552 | 236933.902 | 235431.505 | 233617.31 | 231439.275 | 228909.098 | Darlington | Tees Valley
NG FES - Consumer Transformation | EV Energy Demand - cars & light vans (MWh) | Doncaster | 4519.515 | 7139.131 | 12392.552 | 19713.026 | 27746.565 | 38031.813 | 50754.015 | 66841.289 | 86341.005 | 109684.382 | 137237.948 | 168536.889 | 205376.986 | 244781.999 | 284768.389 | 323310.957 | 359325.918 | 390328.623 | 415441.841 | 436032.459 | 451627.921 | 462509.032 | 467895.313 | 469709.461 | 470275.049 | 469917.913 | 468809.27 | 467079.936 | 464666.712 | 461641.606 | 457950.508 | 453641.93 | Doncaster | Sheffield City Region
NG FES - Consumer Transformation | EV Energy Demand - cars & light vans (MWh) | East Lindsey | 1551.089 | 2327.822 | 3833.972 | 5736.158 | 7486.381 | 9362.055 | 11368.596 | 13897.885 | 16966.058 | 20648.966 | 25018.454 | 30028.172 | 35978.777 | 42443.401 | 49146.148 | 55775.848 | 62278.106 | 68034.802 | 72840.622 | 76852.006 | 79934.029 | 82114.086 | 83305.43 | 83835.944 | 84089.49 | 84147.557 | 84054.167 | 83843.84 | 83515.904 | 83078.293 | 82531.272 | 81888.263 | East Lindsey | Greater Lincolnshire
NG FES - Consumer Transformation | EV Energy Demand - cars & light vans (MWh) | East Riding of Yorkshire | 3756.209 | 6244.953 | 11259.903 | 18582.674 | 27399.033 | 39485.557 | 55133.777 | 74981.433 | 99086.697 | 127991.326 | 162196.13 | 201215.023 | 247297.164 | 296898.028 | 347669.778 | 397117.321 | 444281.701 | 485335.211 | 519004.976 | 546806.278 | 567983.521 | 582843.707 | 590551.759 | 593555.909 | 594770.95 | 594698.522 | 593622.56 | 591743.026 | 589013.115 | 585508.502 | 581191.704 | 576138.829 | East Riding of Yorkshire | Humber | York and North Yorkshire
NG FES - Consumer Transformation | EV Energy Demand - cars & light vans (MWh) | Gateshead | 1044.102 | 1547.464 | 3416.705 | 6164.466 | 9650.308 | 14479.897 | 20744.825 | 28614.024 | 37950.819 | 48954.248 | 61959.925 | 76767.8 | 94226.504 | 112961.138 | 132057.884 | 150564.777 | 168045.794 | 183180.288 | 195519.899 | 205672.514 | 213385.206 | 218783.547 | 221523.298 | 222526.433 | 222893.669 | 222798.374 | 222338.349 | 221578.533 | 220498.183 | 219126.742 | 217446.319 | 215482.398 | Gateshead | North Eastern
NG FES - Consumer Transformation | EV Energy Demand - cars & light vans (MWh) | Hambleton | 807.32 | 1205.855 | 2653.297 | 4757.648 | 7439.868 | 11159.178 | 15992.314 | 22074.249 | 29306.042 | 37849.375 | 47985.022 | 59598.867 | 73367.405 | 88288.128 | 103704.051 | 118884.6 | 133668.341 | 146684.108 | 157491.376 | 166476.949 | 173360.545 | 178218.127 | 180840.884 | 181978.366 | 182506.093 | 182604.201 | 182378.994 | 181899.717 | 181164.739 | 180191.032 | 178978.312 | 177554.295 | Hambleton | York and North Yorkshire
NG FES - Consumer Transformation | EV Energy Demand - cars & light vans (MWh) | Harrogate | 1533.927 | 2268.552 | 4853.943 | 8556.669 | 13122.796 | 19307.461 | 27180.46 | 37082.719 | 48865.919 | 62790.116 | 79283.165 | 98130.842 | 120425.498 | 144488.927 | 169215.242 | 193408.576 | 216685.353 | 237046.659 | 253835.675 | 267740.149 | 278358.723 | 285829.051 | 289770.716 | 291382.761 | 292079.009 | 292122.05 | 291663.429 | 290803.979 | 289530.864 | 287876.037 | 285829.561 | 283431.406 | Harrogate | Leeds City Region | York and North Yorkshire
NG FES - Consumer Transformation | EV Energy Demand - cars & light vans (MWh) | Hartlepool | 428.875 | 653.941 | 1475.279 | 2717.885 | 4354.943 | 6689.257 | 9789.245 | 13685.452 | 18309.603 | 23759.9 | 30202.721 | 37539.433 | 46189.764 | 55473.4 | 64937.911 | 74111.47 | 82779.997 | 90285.428 | 96405.551 | 101441.007 | 105266.338 | 107943.896 | 109304.107 | 109803.659 | 109987.504 | 109941.985 | 109716.279 | 109342.565 | 108810.74 | 108135.273 | 107307.457 | 106339.926 | Hartlepool | Tees Valley
NG FES - Consumer Transformation | EV Energy Demand - cars & light vans (MWh) | High Peak | 91.366 | 147.031 | 253.521 | 397.707 | 558.681 | 765.637 | 1022.97 | 1350.581 | 1750.513 | 2232.886 | 2808.884 | 3476.134 | 4274.824 | 5154.859 | 6084.466 | 7023.291 | 7980.023 | 8842.628 | 9576.768 | 10195.755 | 10675.096 | 11016.817 | 11215.075 | 11315.494 | 11369.755 | 11392.58 | 11392.829 | 11376.536 | 11344.915 | 11298.433 | 11238.346 | 11167.051 | High Peak | Derby, Derbyshire, Nottingham and Nottinghamshire,
NG FES - Consumer Transformation | EV Energy Demand - cars & light vans (MWh) | Kingston upon Hull, City of | 2541.967 | 4133.214 | 7292.212 | 11772.293 | 16952.28 | 23842.052 | 32593.553 | 43694.031 | 57184.354 | 73374.05 | 92554.806 | 114480.146 | 140423.873 | 168441.429 | 197252.021 | 225464.89 | 252654.13 | 276459.495 | 296106.896 | 312389.983 | 324830.177 | 333584.485 | 338220.867 | 340132.911 | 340968.159 | 341036.214 | 340513.596 | 339524.985 | 338053.069 | 336136.804 | 333763.622 | 330981.415 | Kingston upon Hull, City of | Humber
NG FES - Consumer Transformation | EV Energy Demand - cars & light vans (MWh) | Kirklees | 2745.923 | 4858.011 | 9172.427 | 15829.743 | 24465.055 | 36913.06 | 53519.551 | 74598.004 | 100201.926 | 130895.977 | 167190.037 | 208533.098 | 257290.054 | 309641.877 | 363047.05 | 414844.68 | 463866.024 | 506337.834 | 540996.007 | 569526.733 | 591206.522 | 606383.756 | 614125.207 | 616998.473 | 618075.793 | 617851.045 | 616604.333 | 614529.907 | 611566.036 | 607797.446 | 603172.975 | 597765.886 | Kirklees | Leeds City Region
NG FES - Consumer Transformation | EV Energy Demand - cars & light vans (MWh) | Leeds | 6362.843 | 10943.709 | 20305.266 | 34511.473 | 52412.012 | 77763.957 | 111232.226 | 153676.423 | 205198.786 | 266926.813 | 339852.802 | 422801.216 | 520505.001 | 625177.581 | 731624.461 | 834483.136 | 931113.958 | 1014494.811 | 1082228.35 | 1137841.464 | 1180011.215 | 1209470.673 | 1224245.261 | 1229446.137 | 1231221.114 | 1230489.179 | 1227761.295 | 1223398.467 | 1217252.946 | 1209505.013 | 1200029.592 | 1188961.569 | Leeds | Leeds City Region
NG FES - Consumer Transformation | EV Energy Demand - cars & light vans (MWh) | Middlesbrough | 516.113 | 807.407 | 1855.445 | 3477.567 | 5676.092 | 8875.519 | 13192.534 | 18620.644 | 25064.224 | 32659.821 | 41639.566 | 51866.707 | 63925.732 | 76869.635 | 90068.468 | 102864.469 | 114962.253 | 125438.766 | 133983.577 | 141014.657 | 146356.432 | 150095.789 | 151997.671 | 152698.771 | 152958.428 | 152897.72 | 152586.064 | 152068.449 | 151331.051 | 150393.886 | 149245.055 | 147902.232 | Middlesbrough | Tees Valley
NG FES - Consumer Transformation | EV Energy Demand - cars & light vans (MWh) | Newcastle upon Tyne | 1293.65 | 1936.105 | 4268.005 | 7667.927 | 12014.994 | 18058.272 | 25927.684 | 35830.126 | 47603.861 | 61511.439 | 78008.432 | 96906.034 | 119304.017 | 143565.632 | 168617.425 | 193269.38 | 217245.657 | 238339.576 | 255841.026 | 270386.054 | 281524.739 | 289382.434 | 293614.972 | 295439.971 | 296281.025 | 296428.02 | 296051.863 | 295263.844 | 294060.256 | 292469.136 | 290489.024 | 288164.445 | Newcastle upon Tyne | North Eastern
NG FES - Consumer Transformation | EV Energy Demand - cars & light vans (MWh) | North East Derbyshire | 206.956 | 344.391 | 627.528 | 1050.378 | 1562.731 | 2271.048 | 3192.14 | 4357.957 | 5770.656 | 7460.298 | 9451.313 | 11706.002 | 14351.785 | 17166.822 | 20001.995 | 22709.481 | 25193.325 | 27307.647 | 28998.956 | 30375.059 | 31410.785 | 32128.978 | 32467.667 | 32562.352 | 32578.65 | 32535.627 | 32443.104 | 32308.475 | 32125.769 | 31900.712 | 31628.068 | 31310.485 | North East Derbyshire | Derby, Derbyshire, Nottingham and Nottinghamshire | Sheffield City Region
NG FES - Consumer Transformation | EV Energy Demand - cars & light vans (MWh) | North East Lincolnshire | 1452.475 | 2416.503 | 4366.757 | 7233.744 | 10690.847 | 15441.923 | 21601.086 | 29408.516 | 38885.494 | 50241.589 | 63662.607 | 78938.434 | 96944.375 | 116257.673 | 135931.439 | 154981.327 | 172948.375 | 188489.21 | 201146.846 | 211556.258 | 219459.71 | 224987.916 | 227785.693 | 228799.208 | 229163.797 | 229055.407 | 228571.618 | 227782.162 | 226661.967 | 225243.458 | 223505.628 | 221474.663 | North East Lincolnshire | Greater Lincolnshire | Humber
NG FES - Consumer Transformation | EV Energy Demand - cars & light vans (MWh) | North Lincolnshire | 1592.003 | 2701.184 | 4948.138 | 8302.643 | 12455.847 | 18265.337 | 25879.335 | 35537.556 | 47266.517 | 61326.337 | 77951.3 | 96890.018 | 119228.51 | 143219.061 | 167699.84 | 191453.29 | 213948.644 | 233449.16 | 249370.994 | 262483.06 | 272449.75 | 279429.005 | 282993.995 | 284322.68 | 284824.274 | 284726.222 | 284156.451 | 283204.983 | 281843.85 | 280111.869 | 277985.914 | 275499.964 | North Lincolnshire | Greater Lincolnshire | Humber
NG FES - Consumer Transformation | EV Energy Demand - cars & light vans (MWh) | North Tyneside | 951.708 | 1444.367 | 3266.208 | 6040.767 | 9686.615 | 14883.414 | 21778.986 | 30437.217 | 40701.303 | 52783.518 | 67037.389 | 83213.044 | 102227.59 | 122523.654 | 143058.496 | 162779.679 | 181078.435 | 196757.97 | 209395.693 | 219722.621 | 227524.219 | 232955.026 | 235594.846 | 236430.516 | 236654.244 | 236422.944 | 235822.621 | 234910.355 | 233652.774 | 232086.415 | 230181.673 | 227960.533 | North Tyneside | North Eastern
NG FES - Consumer Transformation | EV Energy Demand - cars & light vans (MWh) | Northumberland | 2414.52 | 3513.426 | 7630.764 | 13533.349 | 20794.727 | 30601.68 | 43050.627 | 58684.752 | 77238.803 | 99114.182 | 124989.524 | 154489.7 | 189314.646 | 226766.7 | 265059.373 | 302306.306 | 337738.071 | 368539.793 | 393765.969 | 414576.528 | 430419.705 | 441531.828 | 447259.505 | 449455.509 | 450321.534 | 450227.347 | 449382.502 | 447927.179 | 445828.036 | 443140.575 | 439836.671 | 435971.636 | Northumberland | North Eastern
NG FES - Consumer Transformation | EV Energy Demand - cars & light vans (MWh) | Pendle | 168.174 | 287.308 | 521.72 | 864.624 | 1290.401 | 1884.51 | 2662.761 | 3652.69 | 4858.429 | 6308.378 | 8031.317 | 10010.576 | 12362.135 | 14920.353 | 17577.222 | 20209.115 | 22801.065 | 25096.326 | 27013.907 | 28613.968 | 29843.018 | 30712.49 | 31191.508 | 31409.11 | 31515.344 | 31543.886 | 31514.715 | 31441.386 | 31324.24 | 31165.974 | 30967.243 | 30733.337 | Pendle | Lancashire
NG FES - Consumer Transformation | EV Energy Demand - cars & light vans (MWh) | Redcar and Cleveland | 579.166 | 909.535 | 2108.587 | 3990.368 | 6556.318 | 10311.681 | 15398.218 | 21788.994 | 29367.818 | 38291.349 | 48822.072 | 60778.512 | 74838.177 | 89855.662 | 105064.222 | 119686.653 | 133286.424 | 144953.78 | 154370.99 | 162072.298 | 167894.063 | 171949.371 | 173932.628 | 174574.691 | 174756.935 | 174598.595 | 174166.004 | 173502.451 | 172584.378 | 171438.261 | 170043.255 | 168416.082 | Redcar and Cleveland | Tees Valley
NG FES - Consumer Transformation | EV Energy Demand - cars & light vans (MWh) | Richmondshire | 383.125 | 575.693 | 1263.098 | 2253.421 | 3520.194 | 5277.595 | 7564.118 | 10445.678 | 13877.952 | 17940.528 | 22774.567 | 28341.402 | 34969.39 | 42206.416 | 49759.955 | 57285.833 | 64774.334 | 71442.533 | 77045.975 | 81736.342 | 85348.589 | 87910.689 | 89345.473 | 90022.136 | 90364.92 | 90476.718 | 90419.579 | 90233.551 | 89923.344 | 89494.798 | 88952.921 | 88313.906 | Richmondshire | York and North Yorkshire
NG FES - Consumer Transformation | EV Energy Demand - cars & light vans (MWh) | Rotherham | 3317.46 | 5300.308 | 9300.022 | 14967.182 | 21350.221 | 29699.092 | 40178.085 | 53433.368 | 69500.127 | 88730.183 | 111419.854 | 137175.467 | 167468.965 | 199831.514 | 232614.094 | 264144.803 | 293484.29 | 318675.848 | 339024.048 | 355678.825 | 368275.418 | 377052.131 | 381351.674 | 382747.946 | 383147.9 | 382807.93 | 381862.552 | 380413.865 | 378406.114 | 375899.945 | 372847.292 | 369285.757 | Rotherham | Sheffield City Region
NG FES - Consumer Transformation | EV Energy Demand - cars & light vans (MWh) | Ryedale | 603.704 | 895.642 | 1908.663 | 3345.201 | 5120.87 | 7525.252 | 10590.441 | 14450.785 | 19050.163 | 24494.105 | 30962.92 | 38395.331 | 47228.049 | 56840.368 | 66828.585 | 76729.851 | 86490.724 | 95141.221 | 102374.13 | 108411.85 | 113051.704 | 116335.757 | 118147.078 | 118972.898 | 119377.385 | 119488.028 | 119380.626 | 119104.827 | 118663.534 | 118066.016 | 117315.82 | 116432.901 | Ryedale | York and North Yorkshire
NG FES - Consumer Transformation | EV Energy Demand - cars & light vans (MWh) | Scarborough | 1279.777 | 1838.595 | 3806.992 | 6482.266 | 9581.854 | 13549.332 | 18358.2 | 24409.73 | 31621.171 | 40161.826 | 50319.786 | 62010.55 | 75927.223 | 91114.458 | 106955.12 | 122726.908 | 138396.353 | 152344.156 | 164058.936 | 173863.745 | 181414.116 | 186768.513 | 189759.005 | 191160.799 | 191866.74 | 192089.833 | 191956.13 | 191549.573 | 190878.765 | 189956.769 | 188792.977 | 187421.221 | Scarborough | York and North Yorkshire
NG FES - Consumer Transformation | EV Energy Demand - cars & light vans (MWh) | Selby | 837.911 | 1428.054 | 2633.275 | 4436.552 | 6686.514 | 9846.589 | 13997.487 | 19264.104 | 25659.978 | 33327.699 | 42399.102 | 52742.226 | 64951.356 | 78081.425 | 91505.265 | 104559.862 | 116977.729 | 127768.745 | 136603.197 | 143889.926 | 149435.646 | 153323.895 | 155329.2 | 156098.109 | 156401.647 | 156369.507 | 156075.32 | 155570.453 | 154841.473 | 153908.796 | 152761.516 | 151419.128 | Selby | Leeds City Region | York and North Yorkshire
NG FES - Consumer Transformation | EV Energy Demand - cars & light vans (MWh) | Sheffield | 5118.457 | 8375.822 | 14890.691 | 24245.495 | 35207.58 | 49948.895 | 68803.212 | 92708.863 | 121743.909 | 156563.794 | 197769.213 | 244777.072 | 300301.954 | 360078.013 | 421281.968 | 480910.516 | 537819.734 | 587377.656 | 628040.84 | 661627.12 | 687217.348 | 705178.083 | 714505.661 | 718153.065 | 719635.361 | 719559.817 | 718268.316 | 716004.004 | 712711.243 | 708481.128 | 703269.265 | 697168.21 | Sheffield | Sheffield City Region
NG FES - Consumer Transformation | EV Energy Demand - cars & light vans (MWh) | South Tyneside | 741.042 | 1100.017 | 2439.301 | 4423.798 | 6952.558 | 10471.554 | 15051.623 | 20801.747 | 27619.888 | 35649.032 | 45128.025 | 55898.579 | 68574.48 | 82133.053 | 95891.712 | 109153.16 | 121546.313 | 132210.773 | 140847.188 | 147924.697 | 153283.984 | 157023.209 | 158873.797 | 159498.336 | 159693.659 | 159572.665 | 159197.741 | 158610.603 | 157791.795 | 156764.547 | 155511.744 | 154049.589 | South Tyneside | North Eastern
NG FES - Consumer Transformation | EV Energy Demand - cars & light vans (MWh) | Stockton-on-Tees | 885.649 | 1366.282 | 3134.05 | 5877.504 | 9554.122 | 14872.796 | 22011.32 | 30974.856 | 41598.909 | 54101.123 | 68843.01 | 85557.43 | 105188.782 | 126112.007 | 147236.756 | 167471.785 | 186150.204 | 202105.543 | 214920.777 | 225370.624 | 233251.42 | 238728.001 | 241353.708 | 242142.264 | 242322.399 | 242046.964 | 241399.07 | 240433.647 | 239113.159 | 237476.58 | 235490.45 | 233175.778 | Stockton-on-Tees | Tees Valley
NG FES - Consumer Transformation | EV Energy Demand - cars & light vans (MWh) | Sunderland | 1409.357 | 2106.783 | 4687.386 | 8523.483 | 13453.128 | 20354.025 | 29381.935 | 40722.062 | 54175.492 | 70027.147 | 88756.745 | 110068.567 | 135181.068 | 162101.676 | 189503.955 | 216014.501 | 240972.78 | 262539.284 | 280085.927 | 294504.516 | 305446.806 | 313098.046 | 316951.972 | 318330.233 | 318814.192 | 318645.256 | 317959.2 | 316845.938 | 315272.946 | 313283.669 | 310849.85 | 308006.674 | Sunderland | North Eastern
NG FES - Consumer Transformation | EV Energy Demand - cars & light vans (MWh) | Wakefield | 3489.986 | 5764.5 | 10376.456 | 17132.062 | 25197.896 | 36211.992 | 50431.436 | 68446.353 | 90303.13 | 116481.462 | 147398.116 | 182545.329 | 223931.858 | 268241.078 | 313260.813 | 356717.552 | 397452.855 | 432566.246 | 461055.661 | 484432.566 | 502149.592 | 514519.821 | 520690.911 | 522825.329 | 523529.003 | 523181.755 | 521990.857 | 520106.517 | 517462.779 | 514137.749 | 510075.319 | 505331.432 | Wakefield | Leeds City Region
NG FES - Consumer Transformation | EV Energy Demand - cars & light vans (MWh) | West Lindsey | 1570.42 | 2428.333 | 4117.225 | 6373.55 | 8698.178 | 11507.186 | 14839.087 | 19051.953 | 24163.84 | 30293.418 | 37548.873 | 45831.573 | 55625.733 | 66186.84 | 77025.123 | 87614.92 | 97772.596 | 106649.338 | 113959.332 | 120011.532 | 124631.657 | 127879.909 | 129583.738 | 130268.275 | 130557.181 | 130562.008 | 130343.64 | 129947.877 | 129366.244 | 128614.512 | 127686.144 | 126598.648 | West Lindsey | Greater Lincolnshire
NG FES - Consumer Transformation | EV Energy Demand - cars & light vans (MWh) | York | 1700.11 | 2432 | 5197.143 | 9056.805 | 13646.435 | 19661.349 | 27094.521 | 36428.323 | 47509.66 | 60583.279 | 76064.872 | 93750.37 | 114666.714 | 137233.463 | 160409.674 | 183073.299 | 204851.216 | 223892.459 | 239584.205 | 252576.643 | 262496.834 | 269474.344 | 273146.402 | 274637.81 | 275276.066 | 275304.499 | 274862.017 | 274042.152 | 272832.03 | 271262.091 | 269322.153 | 267049.376 | York | Leeds City Region | York and North Yorkshire
NG FES - Leading the Way | EV Energy Demand - cars & light vans (MWh) | Barnsley | 3105.481 | 4945.585 | 8427.308 | 13276.647 | 19782.106 | 27496.384 | 37322.714 | 50085.219 | 66010.728 | 86424.211 | 111277.939 | 140317.838 | 172612.495 | 206729.418 | 240465.765 | 271496.477 | 296974.438 | 316807.474 | 330920.456 | 341102.873 | 348053.294 | 349907.898 | 350363.073 | 349839.012 | 348845.963 | 347399.986 | 345553.136 | 343297.041 | 340588.031 | 337381.349 | 333627.564 | 329273.987 | Barnsley | Leeds City Region | Sheffield City Region
NG FES - Leading the Way | EV Energy Demand - cars & light vans (MWh) | Bassetlaw | 1037.339 | 1527.927 | 2403.552 | 3454.336 | 4620.796 | 5622.793 | 6620.578 | 7903.65 | 9497.905 | 11541.901 | 14028.627 | 16929.674 | 20151.082 | 23528.947 | 26861.988 | 29919.673 | 32431.631 | 34383.286 | 35768.767 | 36770.675 | 37456.819 | 37626.813 | 37659.773 | 37597.27 | 37484.932 | 37323.237 | 37117.221 | 36865.958 | 36564.621 | 36208.254 | 35791.393 | 35308.218 | Bassetlaw | Derby, Derbyshire, Nottingham and Nottinghamshire | Sheffield City Region
NG FES - Leading the Way | EV Energy Demand - cars & light vans (MWh) | Bradford | 2634.807 | 4779.079 | 9032.925 | 15692.484 | 25667.672 | 39179.775 | 57628.159 | 81703.667 | 111855.144 | 150563.161 | 197825.552 | 253307.098 | 315368.279 | 382083.473 | 448835.913 | 511061.496 | 562467.487 | 602891.38 | 631951.815 | 652872.225 | 667064.621 | 671549.308 | 673116.636 | 672472.918 | 670894.289 | 668485.074 | 665378.21 | 661559.092 | 656951.759 | 651478.61 | 645053.535 | 637584.647 | Bradford | Leeds City Region
NG FES - Leading the Way | EV Energy Demand - cars & light vans (MWh) | Calderdale | 1328.341 | 2357.809 | 4391.595 | 7534.498 | 12191.964 | 18423.515 | 26881.266 | 37909.444 | 51709.849 | 69419.029 | 91025.901 | 116360.082 | 144656.047 | 174942.685 | 205154.865 | 233222.863 | 256372.87 | 274531.085 | 287552.017 | 296930.134 | 303301.436 | 305239.261 | 305873.88 | 305539.856 | 304784.869 | 303647.922 | 302185.667 | 300391.293 | 298229.375 | 295663.696 | 292654.111 | 289157.799 | Calderdale | Leeds City Region
NG FES - Leading the Way | EV Energy Demand - cars & light vans (MWh) | County Durham | 3199.438 | 4731.004 | 10223.125 | 18214.271 | 29897.343 | 44981.88 | 64869.848 | 90503.572 | 121811.791 | 161320.726 | 209441.718 | 265696.588 | 328295.989 | 394569.961 | 460188.425 | 520629.86 | 570281.874 | 608976.916 | 636538.296 | 656421.962 | 669979.6 | 673684.217 | 674647.782 | 673676.594 | 671809.312 | 669060.509 | 665562.41 | 661275.262 | 656129.197 | 650039.297 | 642898.153 | 634613.281 | County Durham | North Eastern
NG FES - Leading the Way | EV Energy Demand - cars & light vans (MWh) | Craven | 381.927 | 689.978 | 1297.669 | 2243.923 | 3653.829 | 5555.884 | 8148.198 | 11534.119 | 15778.682 | 21231.095 | 27895.214 | 35730.892 | 44513.788 | 54009.734 | 63549.8 | 72483.36 | 79879.951 | 85715.976 | 89925.365 | 92953.957 | 95004.779 | 95684.263 | 95939.487 | 95864.978 | 95655.608 | 95329.733 | 94907.865 | 94387.991 | 93759.663 | 93012.221 | 92133.806 | 91111.768 | Craven | Leeds City Region | York and North Yorkshire
NG FES - Leading the Way | EV Energy Demand - cars & light vans (MWh) | Darlington | 821.118 | 1282.453 | 2924.783 | 5489.366 | 9480.314 | 14970.958 | 22530.99 | 32251.906 | 44082.7 | 58974.696 | 77039.516 | 98020.362 | 121170.362 | 145085.028 | 168327.126 | 189276.437 | 206295.938 | 219333.169 | 228457.125 | 235059.015 | 239604.1 | 240481.65 | 240471.429 | 239932.476 | 239092.102 | 237916.521 | 236435.349 | 234633.657 | 232482.311 | 229946.587 | 226983.526 | 223555.202 | Darlington | Tees Valley
NG FES - Leading the Way | EV Energy Demand - cars & light vans (MWh) | Doncaster | 4519.515 | 7139.131 | 12066.907 | 18846.172 | 27818.023 | 38268.894 | 51444.178 | 68554.697 | 89908.887 | 117286.147 | 150627.755 | 189602.345 | 232970.479 | 278857.85 | 324290.827 | 366140.495 | 400528.281 | 427327.028 | 446417.942 | 460190.071 | 469585.583 | 472138.216 | 472795.194 | 472112.281 | 470794.223 | 468867.614 | 466404.901 | 463394.875 | 459779.144 | 455497.871 | 450484.942 | 444669.881 | Doncaster | Sheffield City Region
NG FES - Leading the Way | EV Energy Demand - cars & light vans (MWh) | East Lindsey | 1551.089 | 2327.822 | 3724.487 | 5461.581 | 7487.643 | 9425.93 | 11557.365 | 14324.434 | 17788.695 | 22245.128 | 27700.136 | 34127.87 | 41354.909 | 49218.004 | 57171.435 | 64674.226 | 70916.265 | 75868.09 | 79457.638 | 82041.208 | 83788.111 | 84397.648 | 84643.158 | 84592.671 | 84421.781 | 84149.764 | 83796.103 | 83359.085 | 82829.822 | 82199.261 | 81457.315 | 80593.217 | East Lindsey | Greater Lincolnshire
NG FES - Leading the Way | EV Energy Demand - cars & light vans (MWh) | East Riding of Yorkshire | 3756.209 | 6244.953 | 11048.786 | 18061.449 | 27923.706 | 40366.06 | 56764.639 | 78128.369 | 104851.97 | 139145.42 | 180993.193 | 230070.502 | 284903.146 | 343629.836 | 402256.467 | 456767.8 | 501753.92 | 537062.249 | 562396.192 | 580643.779 | 593038.905 | 596833.605 | 598090.818 | 597450.558 | 595986.044 | 593775.972 | 590932.493 | 587442.164 | 583236.098 | 578243.777 | 572386.922 | 565582.186 | East Riding of Yorkshire | Humber | York and North Yorkshire
NG FES - Leading the Way | EV Energy Demand - cars & light vans (MWh) | Gateshead | 1044.102 | 1547.464 | 3345.799 | 5962.866 | 9787.243 | 14727.988 | 21245.885 | 29653.771 | 39932.785 | 52912.068 | 68736.158 | 87264.441 | 107924.342 | 129925.224 | 151800.755 | 172047.608 | 188719.685 | 201760.575 | 211083.626 | 217805.115 | 222378.679 | 223706.648 | 224103.255 | 223821.955 | 223239.136 | 222367.995 | 221256.209 | 219890.729 | 218249.255 | 216304.539 | 214021.898 | 211371.676 | Gateshead | North Eastern
NG FES - Leading the Way | EV Energy Demand - cars & light vans (MWh) | Hambleton | 807.32 | 1205.855 | 2612.547 | 4661.291 | 7651.288 | 11522.493 | 16640.178 | 23259.494 | 31377.083 | 41647.049 | 54207.664 | 68989.522 | 85578.292 | 103568.11 | 121687.335 | 138700.89 | 152808.914 | 163963.307 | 172022.862 | 177822.419 | 181745.278 | 183077.876 | 183595.086 | 183468.406 | 183085.029 | 182476.75 | 181692.052 | 180720.658 | 179546.574 | 178149.878 | 176504.668 | 174589.322 | Hambleton | York and North Yorkshire
NG FES - Leading the Way | EV Energy Demand - cars & light vans (MWh) | Harrogate | 1533.927 | 2268.552 | 4760.044 | 8309.135 | 13374.532 | 19758.889 | 28034.601 | 38730.693 | 51852.834 | 68463.066 | 88751.869 | 112579.262 | 139249.96 | 167959.551 | 196729.202 | 223591.534 | 245807.448 | 263299.557 | 275886.974 | 284951.723 | 291097.794 | 293066.614 | 293768.24 | 293498.534 | 292823.963 | 291782.719 | 290445.259 | 288795.735 | 286806.605 | 284444.418 | 281666.595 | 278436.517 | Harrogate | Leeds City Region | York and North Yorkshire
NG FES - Leading the Way | EV Energy Demand - cars & light vans (MWh) | Hartlepool | 428.875 | 653.941 | 1448.425 | 2642.069 | 4435.559 | 6826.984 | 10053.544 | 14217.76 | 19309.775 | 25739.363 | 33578.414 | 42757.673 | 52993.533 | 63897.225 | 74739.444 | 84775.207 | 93038.603 | 99502.569 | 104124.061 | 107455.593 | 109722.184 | 110382.006 | 110580.118 | 110442.211 | 110155.443 | 109726.505 | 109179.002 | 108506.504 | 107698.023 | 106740.133 | 105615.746 | 104310.251 | Hartlepool | Tees Valley
NG FES - Leading the Way | EV Energy Demand - cars & light vans (MWh) | High Peak | 91.366 | 147.031 | 250.113 | 392.435 | 580.568 | 802.193 | 1083.813 | 1452.831 | 1917.791 | 2517.297 | 3254.412 | 4129.272 | 5121.566 | 6229.078 | 7366.969 | 8458.683 | 9373.384 | 10107.7 | 10646.222 | 11032.697 | 11292.077 | 11397.725 | 11448.024 | 11450.028 | 11434.922 | 11407.102 | 11370.002 | 11323.429 | 11266.371 | 11197.81 | 11116.596 | 11021.5 | High Peak | Derby, Derbyshire, Nottingham and Nottinghamshire,
NG FES - Leading the Way | EV Energy Demand - cars & light vans (MWh) | Kingston upon Hull, City of | 2541.967 | 4133.214 | 7148.844 | 11428.676 | 17274.193 | 24400.527 | 33624.375 | 45646.619 | 60700.706 | 80034.956 | 103653.723 | 131400.208 | 162468.829 | 195945.331 | 229514.72 | 260884.077 | 286837.765 | 307284.219 | 322008.548 | 332608.438 | 339794.714 | 342113.715 | 342951.389 | 342648.775 | 341867.462 | 340665.73 | 339113.613 | 337203.768 | 334898.052 | 332157.513 | 328938.897 | 325196.037 | Kingston upon Hull, City of | Humber
NG FES - Leading the Way | EV Energy Demand - cars & light vans (MWh) | Kirklees | 2745.923 | 4858.011 | 9036.993 | 15490.692 | 25052.843 | 37832.789 | 55167.738 | 77757.452 | 106007.49 | 142244.99 | 186429.425 | 238181.78 | 295907.57 | 357460.307 | 418695.097 | 475409.759 | 522116.815 | 558667.687 | 584817.247 | 603658.73 | 616475.817 | 620236.873 | 621388.051 | 620634.955 | 619033.621 | 616648.213 | 613587.058 | 609836.009 | 605321.485 | 599968.175 | 593692.705 | 586406.174 | Kirklees | Leeds City Region
NG FES - Leading the Way | EV Energy Demand - cars & light vans (MWh) | Leeds | 6362.843 | 10943.709 | 19933.42 | 33532.02 | 53320.079 | 79229.412 | 114021.324 | 159316.583 | 215915.249 | 288487.444 | 376911.513 | 480360.497 | 595580.637 | 717911.045 | 839244.545 | 951238.326 | 1043320.397 | 1115192.503 | 1166477.554 | 1203449.03 | 1228637.611 | 1235717.363 | 1237694.799 | 1236027.238 | 1232685.766 | 1227764.301 | 1221463.411 | 1213754.246 | 1204486.564 | 1193506.51 | 1180643.92 | 1165717.413 | Leeds | Leeds City Region
NG FES - Leading the Way | EV Energy Demand - cars & light vans (MWh) | Middlesbrough | 516.113 | 807.407 | 1825.752 | 3394.524 | 5800.968 | 9082.332 | 13577.507 | 19381.028 | 26478.749 | 35440.96 | 46368.303 | 59164.893 | 73435.706 | 88643.004 | 103766.753 | 117767.95 | 129296.712 | 138316.108 | 144765.533 | 149414.387 | 152576.762 | 153500.243 | 153779.291 | 153589.051 | 153191.651 | 152596.71 | 151837.191 | 150904.159 | 149782.369 | 148453.188 | 146892.886 | 145081.183 | Middlesbrough | Tees Valley
NG FES - Leading the Way | EV Energy Demand - cars & light vans (MWh) | Newcastle upon Tyne | 1293.65 | 1936.105 | 4202.532 | 7512.156 | 12354.17 | 18640.2 | 26966.414 | 37734.856 | 50939.086 | 67642.901 | 88069.475 | 112102.899 | 139066.373 | 168284.024 | 197695.209 | 225294.449 | 248173.319 | 266254.056 | 279312.384 | 288709.671 | 295067.591 | 297214.422 | 298040.83 | 297827.955 | 297199.044 | 296204.254 | 294921.621 | 293334.449 | 291416.608 | 289135.584 | 286449.165 | 283322.06 | Newcastle upon Tyne | North Eastern
NG FES - Leading the Way | EV Energy Demand - cars & light vans (MWh) | North East Derbyshire | 206.956 | 344.391 | 612.209 | 1007.087 | 1568.827 | 2283.616 | 3229.467 | 4457.887 | 5989.297 | 7950.405 | 10334.604 | 13113.944 | 16195.402 | 19423.394 | 22594.251 | 25488.587 | 27855.366 | 29686.751 | 30982.118 | 31917.493 | 32557.967 | 32711.736 | 32738.016 | 32679.967 | 32578.941 | 32434.605 | 32250.998 | 32027.3 | 31759.232 | 31442.404 | 31071.974 | 30642.785 | North East Derbyshire | Derby, Derbyshire, Nottingham and Nottinghamshire | Sheffield City Region
NG FES - Leading the Way | EV Energy Demand - cars & light vans (MWh) | North East Lincolnshire | 1452.475 | 2416.503 | 4277.526 | 7002.263 | 10846.363 | 15707.712 | 22122.316 | 30471.733 | 40906.61 | 54290.149 | 70603.508 | 89700.615 | 110988.177 | 133638.52 | 156143.864 | 176958.286 | 194090.695 | 207483.374 | 217054.257 | 223952.81 | 228649.336 | 229999.956 | 230396.603 | 230102.565 | 229495.403 | 228595.911 | 227442.906 | 226031.092 | 224332.857 | 222319.936 | 219961.057 | 217222.872 | North East Lincolnshire | Greater Lincolnshire | Humber
NG FES - Leading the Way | EV Energy Demand - cars & light vans (MWh) | North Lincolnshire | 1592.003 | 2701.184 | 4858.675 | 8075.933 | 12693.861 | 18654.805 | 26603.669 | 36957.266 | 49903.576 | 66511.745 | 86763.704 | 110486.962 | 136952.811 | 165181.626 | 193275.758 | 219307.524 | 240752.632 | 257540.313 | 269554.485 | 278211.414 | 284099.951 | 285833.873 | 286368.231 | 286024.383 | 285289.322 | 284193.268 | 282786.435 | 281062.322 | 278987.083 | 276526.087 | 273640.992 | 270290.912 | North Lincolnshire | Greater Lincolnshire | Humber
NG FES - Leading the Way | EV Energy Demand - cars & light vans (MWh) | North Tyneside | 951.708 | 1444.367 | 3195.984 | 5827.519 | 9785.898 | 15059.633 | 22169.015 | 31331.104 | 42515.485 | 56622.692 | 73792.359 | 93840.824 | 116116.476 | 139599.909 | 162775.254 | 184042.448 | 201479.135 | 215028.601 | 224651.459 | 231596.658 | 236339.461 | 237573.673 | 237854.277 | 237479.077 | 236791.007 | 235788.576 | 234515.422 | 232957.396 | 231089.152 | 228879.987 | 226291.243 | 223289.467 | North Tyneside | North Eastern
NG FES - Leading the Way | EV Energy Demand - cars & light vans (MWh) | Northumberland | 2414.52 | 3513.426 | 7466.358 | 13075.348 | 21079.756 | 31138.537 | 44137.625 | 60908.558 | 81422.515 | 107337.528 | 138955.207 | 176018.01 | 217405.459 | 261657.71 | 305792.43 | 346782.156 | 380594.68 | 407111.92 | 426118.376 | 439815.994 | 449123.767 | 451934.236 | 452840.05 | 452329.526 | 451204.331 | 449502.841 | 447326.635 | 444649.603 | 441427.936 | 437607.915 | 433120.861 | 427908.347 | Northumberland | North Eastern
NG FES - Leading the Way | EV Energy Demand - cars & light vans (MWh) | Pendle | 168.174 | 287.308 | 516.195 | 855.975 | 1340.386 | 1964.457 | 2796.317 | 3883.885 | 5249.362 | 7005.408 | 9155.629 | 11691.173 | 14543.691 | 17658.839 | 20811.08 | 23786.37 | 26259.473 | 28222.085 | 29645.628 | 30668.968 | 31359.845 | 31606.406 | 31708.529 | 31693.662 | 31633.313 | 31535.521 | 31407.951 | 31249.979 | 31058.365 | 30829.807 | 30560.63 | 30246.901 | Pendle | Lancashire
NG FES - Leading the Way | EV Energy Demand - cars & light vans (MWh) | Redcar and Cleveland | 579.166 | 909.535 | 2069.128 | 3870.05 | 6653.729 | 10472.65 | 15724.063 | 22495.648 | 30764.874 | 41196.171 | 53894.619 | 68727.462 | 85215.233 | 102621.275 | 119813.99 | 135607.141 | 148561.197 | 158635.242 | 165795.661 | 170962.44 | 174488.872 | 175421.04 | 175642.931 | 175373.222 | 174871.793 | 174139.025 | 173207.81 | 172067.735 | 170700.236 | 169082.82 | 167187.11 | 164988.599 | Redcar and Cleveland | Tees Valley
NG FES - Leading the Way | EV Energy Demand - cars & light vans (MWh) | Richmondshire | 383.125 | 575.693 | 1249.089 | 2230.248 | 3660.448 | 5514.901 | 7970.095 | 11152.293 | 15064.172 | 20020.694 | 26097.475 | 33276.563 | 41372.38 | 50270.658 | 59316.311 | 67896.338 | 75045.508 | 80739.311 | 84882.612 | 87860.338 | 89866.528 | 90614.363 | 90939.531 | 90914.011 | 90757.869 | 90494.384 | 90150.95 | 89722.624 | 89202.304 | 88580.974 | 87846.716 | 86989.774 | Richmondshire | York and North Yorkshire
NG FES - Leading the Way | EV Energy Demand - cars & light vans (MWh) | Rotherham | 3317.46 | 5300.308 | 9060.89 | 14323.67 | 21420.366 | 29891.597 | 40722.732 | 54790.456 | 72343.315 | 94840.85 | 122228.463 | 154222.618 | 189793.248 | 227343.823 | 264454.314 | 298566.268 | 326564.343 | 348348.086 | 363841.326 | 375020.329 | 382652.989 | 384672.567 | 385156.81 | 384571.647 | 383471.761 | 381872.982 | 379831.711 | 377338.708 | 374345.768 | 370803.478 | 366657.277 | 361849.015 | Rotherham | Sheffield City Region
NG FES - Leading the Way | EV Energy Demand - cars & light vans (MWh) | Ryedale | 603.704 | 895.642 | 1879.272 | 3279.957 | 5275.876 | 7794.062 | 11064.625 | 15300.242 | 20507.208 | 27106.345 | 35188.368 | 44720.208 | 55446.536 | 67166.186 | 79033.043 | 90240.888 | 99561.29 | 106961.593 | 112330.699 | 116191.63 | 118797.427 | 119731.63 | 120120.054 | 120064.563 | 119838.459 | 119468.334 | 118988.097 | 118391.383 | 117668.19 | 116806.108 | 115788.997 | 114603.329 | Ryedale | York and North Yorkshire
NG FES - Leading the Way | EV Energy Demand - cars & light vans (MWh) | Scarborough | 1279.777 | 1838.595 | 3734.564 | 6310.283 | 9811.925 | 13971.838 | 19126.843 | 25801.371 | 34011.692 | 44424.759 | 57189.413 | 72265.214 | 89261.337 | 107919.033 | 126878.742 | 144854.968 | 159834.217 | 171760.645 | 180436.512 | 186673.514 | 190877.534 | 192433.197 | 193104.194 | 193041.583 | 192702.201 | 192134.208 | 191394.492 | 190472.959 | 189354.089 | 188018.557 | 186441.069 | 184600.559 | Scarborough | York and North Yorkshire
NG FES - Leading the Way | EV Energy Demand - cars & light vans (MWh) | Selby | 837.911 | 1428.054 | 2588.95 | 4327.093 | 6832.734 | 10083.532 | 14427.767 | 20088.104 | 27166.778 | 36247.884 | 47326.245 | 60312.716 | 74813.58 | 90320.532 | 105781.829 | 120137.822 | 131976.222 | 141258.087 | 147911.048 | 152703.543 | 155960.542 | 156943.37 | 157260.654 | 157084.602 | 156692.56 | 156103.62 | 155346.62 | 154417.953 | 153299.361 | 151972.129 | 150415.458 | 148607.251 | Selby | Leeds City Region | York and North Yorkshire
NG FES - Leading the Way | EV Energy Demand - cars & light vans (MWh) | Sheffield | 5118.457 | 8375.822 | 14588.319 | 23493.423 | 35787.514 | 50957.612 | 70719.523 | 96458.959 | 128660.031 | 169990.966 | 220429.924 | 279588.377 | 345693.884 | 416514.376 | 487237.554 | 553020.337 | 607321.79 | 649953.277 | 680549.617 | 702588.051 | 717557.123 | 722153.285 | 723683.908 | 722916.289 | 721150.577 | 718483.648 | 715051.576 | 710838.345 | 705760.64 | 699733.298 | 692661.88 | 684445.658 | Sheffield | Sheffield City Region
NG FES - Leading the Way | EV Energy Demand - cars & light vans (MWh) | South Tyneside | 741.042 | 1100.017 | 2385.298 | 4264.499 | 7023.961 | 10604.804 | 15343.21 | 21450.792 | 28910.26 | 38323.286 | 49787.563 | 63188.593 | 78099.46 | 93881.246 | 109503.373 | 123889.242 | 135705.374 | 144912.132 | 151468.538 | 156198.636 | 159424.151 | 160302.776 | 160529.506 | 160296.947 | 159851.302 | 159195.744 | 158361.597 | 157339.402 | 156112.498 | 154660.65 | 152958.261 | 150983.286 | South Tyneside | North Eastern
NG FES - Leading the Way | EV Energy Demand - cars & light vans (MWh) | Stockton-on-Tees | 885.649 | 1366.282 | 3067.577 | 5670.754 | 9648.118 | 15034.241 | 22375.978 | 31835.923 | 43379.514 | 57935.272 | 75642.272 | 96302.124 | 119233.905 | 143340.067 | 167078.062 | 188806.799 | 206598.68 | 220396.949 | 230177.047 | 237237.903 | 242064.806 | 243277.653 | 243523.677 | 243116.797 | 242391.711 | 241342.297 | 240011.16 | 238383.734 | 236433.564 | 234128.694 | 231428.986 | 228299.608 | Stockton-on-Tees | Tees Valley
NG FES - Leading the Way | EV Energy Demand - cars & light vans (MWh) | Sunderland | 1409.357 | 2106.783 | 4591.392 | 8247.336 | 13643.781 | 20694.267 | 30070.84 | 42165.111 | 56947.165 | 75608.452 | 98352.46 | 124969.308 | 154628.257 | 186152.944 | 217453.617 | 246377.396 | 270174.773 | 288766.269 | 302041.308 | 311613.762 | 318131.44 | 319988.085 | 320520.536 | 320098.997 | 319248.006 | 317982.559 | 316369.085 | 314388.863 | 312009.569 | 309191.782 | 305885.44 | 302047.631 | Sunderland | North Eastern
NG FES - Leading the Way | EV Energy Demand - cars & light vans (MWh) | Wakefield | 3489.986 | 5764.5 | 10148.749 | 16528.008 | 25476.627 | 36707.687 | 51467.363 | 70666.294 | 94645.499 | 125390.112 | 162842.825 | 206644.387 | 255410.355 | 307114.099 | 358357.184 | 405613.908 | 444456.82 | 474754.217 | 496357.995 | 511936.172 | 522555.194 | 525499.14 | 526295.536 | 525565.154 | 524124.971 | 522010.62 | 519305.454 | 515997.115 | 512021.261 | 507311.964 | 501796.356 | 495396.758 | Wakefield | Leeds City Region
NG FES - Leading the Way | EV Energy Demand - cars & light vans (MWh) | West Lindsey | 1570.42 | 2428.333 | 4009.94 | 6101.5 | 8743.272 | 11629.663 | 15127.814 | 19675.328 | 25362.437 | 32665.732 | 41583.51 | 52051.549 | 63762.644 | 76341.138 | 88935.398 | 100683.937 | 110399.981 | 118044.672 | 123542.569 | 127502.951 | 130191.065 | 131037.001 | 131330.669 | 131202.211 | 130891.612 | 130418.645 | 129808.988 | 129059.782 | 128156.143 | 127082.863 | 125823.072 | 124358.771 | West Lindsey | Greater Lincolnshire
NG FES - Leading the Way | EV Energy Demand - cars & light vans (MWh) | York | 1700.11 | 2432 | 5082.104 | 8743.954 | 13834.043 | 20027.609 | 27831.769 | 37903.565 | 50233.18 | 65819.596 | 84855.769 | 107207.357 | 132220.437 | 159122.539 | 186070.709 | 211221.271 | 232019.667 | 248390.503 | 260166.833 | 268649.232 | 274402.183 | 276232.924 | 276878.434 | 276616.917 | 275974.849 | 274985.934 | 273716.884 | 272151.924 | 270265.384 | 268025.594 | 265391.784 | 262329.532 | York | Leeds City Region | York and North Yorkshire
NPg Planning Scenario | EV Energy Demand - cars & light vans (MWh) | Barnsley | 3105.481 | 4262.244 | 6223.544 | 10384.971 | 20040.048 | 32457.462 | 46212.611 | 60707.877 | 77102.491 | 96506.761 | 117710.459 | 145866.184 | 171473.198 | 195086.022 | 218908.481 | 241271.927 | 270758.499 | 296477.285 | 313790.025 | 328852.462 | 340660.693 | 350874.337 | 356869.847 | 361364.282 | 364408.69 | 366413.705 | 367111.873 | 366786.97 | 365953.259 | 364572.394 | 362752.439 | 360702.253 | Barnsley | Leeds City Region | Sheffield City Region
NPg Planning Scenario | EV Energy Demand - cars & light vans (MWh) | Bassetlaw | 1037.339 | 1316.81 | 1789.846 | 2753.251 | 4774.037 | 6769.81 | 8175.605 | 9643.365 | 11294.103 | 13242.302 | 15364.473 | 18176.166 | 20723.628 | 23057.882 | 25399.529 | 27583.178 | 30457.08 | 32957.759 | 34620.943 | 36070.3 | 37207.244 | 38197.726 | 38770.505 | 39197.912 | 39486.509 | 39674.521 | 39733.018 | 39687.935 | 39587.224 | 39427.233 | 39218.645 | 38983.541 | Bassetlaw | Derby, Derbyshire, Nottingham and Nottinghamshire | Sheffield City Region
NPg Planning Scenario | EV Energy Demand - cars & light vans (MWh) | Bradford | 2634.807 | 4118.744 | 6563.562 | 11881.318 | 25227.915 | 45000.839 | 70420.559 | 97296.084 | 127794.06 | 163992.07 | 203716.842 | 256727.473 | 305340.528 | 350766.185 | 397263.451 | 441700.352 | 501028.369 | 553537.14 | 590027.888 | 621922.265 | 647048.718 | 668557.755 | 681633.779 | 691557.109 | 698337.456 | 702909.713 | 704844.16 | 704757.888 | 703725.019 | 701644.929 | 698780.029 | 695559.652 | Bradford | Leeds City Region
NPg Planning Scenario | EV Energy Demand - cars & light vans (MWh) | Calderdale | 1328.341 | 2032.026 | 3201.687 | 5742.494 | 12056.732 | 21280.19 | 32981.058 | 45346.154 | 59368.736 | 76001.478 | 94235.912 | 118538.438 | 140778.557 | 161492.004 | 182617.391 | 202717.187 | 229467.018 | 253055.115 | 269322.967 | 283524.34 | 294698.214 | 304285.617 | 310066.941 | 314441.964 | 317425.369 | 319426.618 | 320240.345 | 320140.035 | 319606.199 | 318596.191 | 317222.993 | 315678.447 | Calderdale | Leeds City Region
NPg Planning Scenario | EV Energy Demand - cars & light vans (MWh) | County Durham | 3199.438 | 4303.317 | 8029.684 | 15672.087 | 33415.813 | 57425.516 | 85837.905 | 115826.653 | 149921.561 | 190426.333 | 234892.606 | 294116.004 | 348106.035 | 397988.049 | 448386.201 | 495784.219 | 558354.568 | 613135.507 | 650364.777 | 682800.739 | 708264.336 | 730255.745 | 743236.914 | 752997.305 | 759628.21 | 764040.62 | 766120.944 | 765883.677 | 764463.445 | 761823.845 | 758222.694 | 754124.856 | County Durham | North Eastern
NPg Planning Scenario | EV Energy Demand - cars & light vans (MWh) | Craven | 381.927 | 594.642 | 941.259 | 1691.8 | 3574.625 | 6349.489 | 9901.919 | 13659.127 | 17925.877 | 22994.176 | 28563.812 | 36008.75 | 42855.227 | 49281.05 | 55890.409 | 62244.282 | 70763.897 | 78341.374 | 83659.422 | 88315.338 | 91989.397 | 95125.513 | 97051.697 | 98518.665 | 99523.494 | 100205.498 | 100507.732 | 100520.721 | 100400.151 | 100130.41 | 99751.499 | 99325.97 | Craven | Leeds City Region | York and North Yorkshire
NPg Planning Scenario | EV Energy Demand - cars & light vans (MWh) | Darlington | 821.118 | 1166.518 | 2305.478 | 4769.687 | 10725.628 | 19394.276 | 30418.615 | 42049.027 | 55242.202 | 70871.836 | 87946.608 | 110544.324 | 130924.688 | 149426.54 | 167741.674 | 184517.459 | 206211.312 | 224743.329 | 236690.836 | 246997.59 | 255007.956 | 262040.521 | 265938.912 | 268801.471 | 270713.34 | 271928.071 | 272353.14 | 271962.107 | 271133.017 | 269868.439 | 268228.723 | 266362.951 | Darlington | Tees Valley
NPg Planning Scenario | EV Energy Demand - cars & light vans (MWh) | Doncaster | 4519.515 | 6152.701 | 8915.297 | 14753.169 | 28197.029 | 45185.08 | 63602.992 | 83007.411 | 104954.666 | 130934.406 | 159331.463 | 197054.941 | 231387.952 | 263083.274 | 295102.989 | 325213.264 | 364969.629 | 399702.787 | 423159.486 | 443581.23 | 459601.501 | 473446.174 | 481602.371 | 487724.702 | 491875.784 | 494616.577 | 495592.858 | 495189.51 | 494101.284 | 492274.622 | 489859.019 | 487138.291 | Doncaster | Sheffield City Region
NPg Planning Scenario | EV Energy Demand - cars & light vans (MWh) | East Lindsey | 1551.089 | 2006.182 | 2758.188 | 4292.923 | 7607.922 | 11122.928 | 14026.777 | 17077.105 | 20530.592 | 24630.373 | 29137.165 | 35172.151 | 40738.205 | 45985.48 | 51414.882 | 56674.047 | 63779.713 | 70153.212 | 74681.781 | 78663.716 | 81817.602 | 84506.109 | 86176.321 | 87453.974 | 88331.876 | 88931.887 | 89209.914 | 89241.842 | 89156.375 | 88938.63 | 88626.193 | 88275.668 | East Lindsey | Greater Lincolnshire
NPg Planning Scenario | EV Energy Demand - cars & light vans (MWh) | East Riding of Yorkshire | 3756.209 | 5383.702 | 8104.128 | 13918.333 | 27868.27 | 46946.465 | 69625.459 | 93571.515 | 120717.67 | 152914.431 | 188212.623 | 235265.855 | 278337.619 | 318468.617 | 359421.483 | 398416.081 | 450356.38 | 496202.723 | 527866.508 | 555523.618 | 577295.103 | 595973.449 | 607251.887 | 615791.624 | 621617.41 | 625528.946 | 627133.015 | 626956.257 | 625930.554 | 623971.887 | 621303.423 | 618301.934 | East Riding of Yorkshire | Humber | York and North Yorkshire
NPg Planning Scenario | EV Energy Demand - cars & light vans (MWh) | Gateshead | 1044.102 | 1407.572 | 2623.55 | 5110.76 | 10892.946 | 18716.615 | 27979.723 | 37760.337 | 48888.006 | 62117.825 | 76660.188 | 96059.868 | 113793.034 | 130248.007 | 146954.591 | 162763.04 | 183727.19 | 202178.869 | 214857.297 | 225924.352 | 234629.218 | 242121.946 | 246599.106 | 249980.1 | 252284.059 | 253829.538 | 254589.972 | 254577.006 | 254174.687 | 253367.584 | 252248.104 | 250974.203 | Gateshead | North Eastern
NPg Planning Scenario | EV Energy Demand - cars & light vans (MWh) | Hambleton | 807.32 | 1096.846 | 2037.359 | 3944.414 | 8397.875 | 14424.274 | 21573.915 | 29132.17 | 37751.531 | 48025.143 | 59365.583 | 74573.276 | 88596.262 | 101789.121 | 115389.522 | 128501.42 | 146128.126 | 161884.825 | 173054.942 | 182856.806 | 190607.513 | 197217.534 | 201300.318 | 204418.98 | 206561.089 | 208027.668 | 208825.009 | 208979.825 | 208824.707 | 208338.652 | 207614.339 | 206790.058 | Hambleton | York and North Yorkshire
NPg Planning Scenario | EV Energy Demand - cars & light vans (MWh) | Harrogate | 1533.927 | 2053.725 | 3708.849 | 7042.546 | 14703.409 | 24806.111 | 36430.875 | 48708.534 | 62688.456 | 79328.298 | 97657.038 | 122177.927 | 144704.402 | 165776.311 | 187365.336 | 208023.904 | 235649.17 | 260192.374 | 277375.1 | 292423.393 | 304298.829 | 314463.573 | 320662.734 | 325377.344 | 328605.759 | 330798.379 | 331932.528 | 332059.347 | 331691.579 | 330799.663 | 329519.161 | 328063.412 | Harrogate | Leeds City Region | York and North Yorkshire
NPg Planning Scenario | EV Energy Demand - cars & light vans (MWh) | Hartlepool | 428.875 | 594.825 | 1132.807 | 2253.311 | 4915.713 | 8646.485 | 13230.511 | 18073.056 | 23584.181 | 30137.364 | 37341.776 | 46953.49 | 55740.983 | 63897.316 | 72180.278 | 80019.984 | 90416.866 | 99568.17 | 105858.846 | 111349.445 | 115667.872 | 119383.869 | 121605.504 | 123283.454 | 124426.994 | 125194.341 | 125572.645 | 125567.863 | 125371.122 | 124974.738 | 124424.454 | 123798.263 | Hartlepool | Tees Valley
NPg Planning Scenario | EV Energy Demand - cars & light vans (MWh) | High Peak | 91.366 | 126.716 | 182.385 | 297.643 | 567.751 | 909.643 | 1283.098 | 1678.171 | 2128.376 | 2665.582 | 3260.586 | 4063.975 | 4815.024 | 5537.92 | 6301.935 | 7060.328 | 8100.97 | 9050.54 | 9749.838 | 10367.207 | 10858.38 | 11272.241 | 11538.632 | 11744.73 | 11887.44 | 11986.992 | 12039.395 | 12056.856 | 12059.215 | 12043.803 | 12017.037 | 11987.248 | High Peak | Derby, Derbyshire, Nottingham and Nottinghamshire,
NPg Planning Scenario | EV Energy Demand - cars & light vans (MWh) | Kingston upon Hull, City of | 2541.967 | 3562.119 | 5246.073 | 8810.348 | 17227.498 | 28326.419 | 41008.526 | 54397.061 | 69581.483 | 87603.584 | 107387 | 133804.149 | 158055.902 | 180755.412 | 204039.275 | 226350.618 | 256211.66 | 282713.729 | 301215.037 | 317407.264 | 330178.541 | 341102.43 | 347773.364 | 352844.487 | 356313.623 | 358659.697 | 359672.405 | 359663.773 | 359174.098 | 358150.263 | 356729.78 | 355133.605 | Kingston upon Hull, City of | Humber
NPg Planning Scenario | EV Energy Demand - cars & light vans (MWh) | Kirklees | 2745.923 | 4186.77 | 6598.716 | 11846.929 | 24862.242 | 43855.905 | 67921.346 | 93345.962 | 122164.52 | 156329.496 | 193751.992 | 243574.322 | 289086.53 | 331353.261 | 374323.303 | 415046.159 | 469085.146 | 516576.676 | 549102.822 | 577463.896 | 599752.299 | 618916.163 | 630385.854 | 639042.57 | 644934.694 | 648867.478 | 650405.219 | 650092.039 | 648892.21 | 646724.606 | 643807.505 | 640524.777 | Kirklees | Leeds City Region
NPg Planning Scenario | EV Energy Demand - cars & light vans (MWh) | Leeds | 6362.843 | 9431.594 | 14607.766 | 25828.282 | 53262.918 | 92390.297 | 140878.211 | 192074.652 | 250064.997 | 318769.639 | 393948.701 | 493917.118 | 585052.19 | 669413.776 | 754871.373 | 835498.909 | 942147.92 | 1035523.344 | 1098961.681 | 1154206.653 | 1197565.529 | 1234940.999 | 1257112.955 | 1273794.659 | 1285123.663 | 1292639.941 | 1295435.621 | 1294564.633 | 1291913.751 | 1287333.794 | 1281234.261 | 1274366.673 | Leeds | Leeds City Region
NPg Planning Scenario | EV Energy Demand - cars & light vans (MWh) | Middlesbrough | 516.113 | 734.417 | 1424.722 | 2883.14 | 6406.983 | 11472.433 | 17856.575 | 24603.059 | 32282.628 | 41415.316 | 51456.904 | 64855.223 | 77106.789 | 88481.699 | 100036.367 | 110976.226 | 125486.443 | 138260.357 | 147046.054 | 154714.178 | 160745.315 | 165933.671 | 169037.579 | 171382.359 | 172980.569 | 174053.461 | 174583.597 | 174579.574 | 174308.809 | 173760.503 | 172998.51 | 172131.406 | Middlesbrough | Tees Valley
NPg Planning Scenario | EV Energy Demand - cars & light vans (MWh) | Newcastle upon Tyne | 1293.65 | 1761.082 | 3277.23 | 6357.232 | 13562.123 | 23341.991 | 34983.031 | 47289.248 | 61321.98 | 78046.157 | 96503.626 | 121249.556 | 144058.885 | 165504.967 | 187598.785 | 208881.843 | 237476.313 | 263020.215 | 281105.377 | 296971.654 | 309514.924 | 320216.008 | 326817.041 | 331857.027 | 335317.774 | 337685.316 | 338967.92 | 339207.769 | 338943.869 | 338142.718 | 336953.576 | 335600.315 | Newcastle upon Tyne | North Eastern
NPg Planning Scenario | EV Energy Demand - cars & light vans (MWh) | North East Derbyshire | 206.956 | 296.806 | 451.448 | 786.1 | 1588.101 | 2698.201 | 4031.789 | 5438.065 | 7028.052 | 8908.377 | 10959.799 | 13677.751 | 16140.384 | 18397.464 | 20658.374 | 22761.43 | 25514.037 | 27894.076 | 29467.779 | 30832.016 | 31897.718 | 32824.281 | 33357.184 | 33753.612 | 34020.658 | 34193.921 | 34245.989 | 34202.437 | 34110.674 | 33967.789 | 33782.509 | 33573.62 | North East Derbyshire | Derby, Derbyshire, Nottingham and Nottinghamshire | Sheffield City Region
NPg Planning Scenario | EV Energy Demand - cars & light vans (MWh) | North East Lincolnshire | 1452.475 | 2082.61 | 3141.477 | 5413.712 | 10864.413 | 18346.339 | 27268.857 | 36686.091 | 47352.825 | 59992.577 | 73828.879 | 92238.43 | 109037.941 | 124613.429 | 140420.674 | 155369.714 | 175181.562 | 192566.608 | 204428.972 | 214768.963 | 222891.58 | 229885.436 | 234053.778 | 237195.358 | 239331.52 | 240753.295 | 241296.288 | 241157.765 | 240689.041 | 239861.144 | 238752.765 | 237505.146 | North East Lincolnshire | Greater Lincolnshire | Humber
NPg Planning Scenario | EV Energy Demand - cars & light vans (MWh) | North Lincolnshire | 1592.003 | 2327.956 | 3559.727 | 6213.671 | 12658.065 | 21700.801 | 32733.056 | 44382.631 | 57584.168 | 73233.788 | 90375.216 | 113198.075 | 134049.044 | 153416.687 | 173112.304 | 191785.186 | 216575.313 | 238373.153 | 253312.912 | 266343.654 | 276586.964 | 285393.957 | 290668.718 | 294651.013 | 297362.113 | 299172.529 | 299882.899 | 299742.772 | 299194.085 | 298199.212 | 296859.228 | 295351.35 | North Lincolnshire | Greater Lincolnshire | Humber
NPg Planning Scenario | EV Energy Demand - cars & light vans (MWh) | North Tyneside | 951.708 | 1313.794 | 2507.989 | 5008.205 | 10933.926 | 19238.197 | 29432.171 | 40194.108 | 52426.641 | 66952.48 | 82885.809 | 104082.982 | 123370.267 | 141135.441 | 159020.559 | 175764.828 | 197790.043 | 216992.849 | 229933.088 | 241188.456 | 250009.842 | 257646.958 | 262112.232 | 265457.907 | 267725.233 | 269224.25 | 269906.088 | 269770.559 | 269215.292 | 268230.101 | 266900.507 | 265387.548 | North Tyneside | North Eastern
NPg Planning Scenario | EV Energy Demand - cars & light vans (MWh) | Northumberland | 2414.52 | 3195.81 | 5859.356 | 11220.063 | 23472.395 | 39555.515 | 57962.317 | 77393.54 | 99506.575 | 125808.759 | 154744.336 | 193388.07 | 228778.446 | 261716.064 | 295271.66 | 327158.956 | 369585.475 | 407068.991 | 433017.22 | 455700.111 | 473566.652 | 488913.217 | 498157.367 | 505158.241 | 509938.522 | 513161.611 | 514789.405 | 514854.787 | 514138.133 | 512603.599 | 510447.378 | 507993.693 | Northumberland | North Eastern
NPg Planning Scenario | EV Energy Demand - cars & light vans (MWh) | Pendle | 168.174 | 247.61 | 375.33 | 647.082 | 1311.349 | 2238.961 | 3367.746 | 4561.665 | 5918.881 | 7533.229 | 9311.434 | 11695.57 | 13899.021 | 15983.204 | 18145.258 | 20245.161 | 23082.112 | 25626.861 | 27442.275 | 29036.268 | 30297.7 | 31369.606 | 32038.895 | 32551.502 | 32904.002 | 33145.664 | 33260.181 | 33278.724 | 33253.875 | 33179.748 | 33071.037 | 32949.194 | Pendle | Lancashire
NPg Planning Scenario | EV Energy Demand - cars & light vans (MWh) | Redcar and Cleveland | 579.166 | 827.312 | 1619.099 | 3308.285 | 7400.552 | 13328.807 | 20849.307 | 28792.743 | 37825.096 | 48553.634 | 60326.044 | 75993.677 | 90258.904 | 103412.266 | 116669.501 | 129098.703 | 145463.164 | 159746.325 | 169396.657 | 177793.011 | 184375.96 | 190069.661 | 193408.857 | 195913.482 | 197612.117 | 198737.505 | 199255.569 | 199167.481 | 198770.192 | 198055.592 | 197088.042 | 195987.052 | Redcar and Cleveland | Tees Valley
NPg Planning Scenario | EV Energy Demand - cars & light vans (MWh) | Richmondshire | 383.125 | 523.65 | 969.883 | 1868.24 | 3973.477 | 6821.783 | 10205.567 | 13786.227 | 17877.222 | 22763.219 | 28174.583 | 35461.232 | 42225.865 | 48657.184 | 55362.623 | 61914.818 | 70807.666 | 78841.853 | 84655.597 | 89774.366 | 93835.575 | 97278.818 | 99449.927 | 101119.779 | 102272.135 | 103070.468 | 103527.956 | 103663.992 | 103649.751 | 103471.831 | 103182.228 | 102852.63 | Richmondshire | York and North Yorkshire
NPg Planning Scenario | EV Energy Demand - cars & light vans (MWh) | Rotherham | 3317.46 | 4567.953 | 6690.507 | 11201.39 | 21696.842 | 35285.086 | 50456.286 | 66444.981 | 84528.311 | 105929.839 | 129312.827 | 160356.34 | 188580.53 | 214593.066 | 240820.411 | 265422.131 | 297839.494 | 326093.634 | 345084.701 | 361602.306 | 374547.475 | 385749.228 | 392313.808 | 397231.789 | 400561.611 | 402751.996 | 403506.491 | 403136.175 | 402205.875 | 400674.085 | 398658.25 | 396387.235 | Rotherham | Sheffield City Region
NPg Planning Scenario | EV Energy Demand - cars & light vans (MWh) | Ryedale | 603.704 | 810.88 | 1458.826 | 2755.365 | 5744.117 | 9679.927 | 14210.014 | 18999.478 | 24464.464 | 30983.843 | 38191.387 | 47877.409 | 56841.482 | 65323.621 | 74123.305 | 82671.551 | 94226.811 | 104618.763 | 112071.004 | 118623.472 | 123814.988 | 128227.973 | 130986.156 | 133101.332 | 134558.055 | 135561.989 | 136120.38 | 136260.693 | 136202.621 | 135929.855 | 135506.946 | 135026.064 | Ryedale | York and North Yorkshire
NPg Planning Scenario | EV Energy Demand - cars & light vans (MWh) | Scarborough | 1279.777 | 1663.556 | 2907.895 | 5334.32 | 10738.434 | 17416.974 | 24522.346 | 32028.696 | 40594.159 | 50817.046 | 62130.294 | 77355.981 | 91480.624 | 104895.342 | 118869.902 | 132512.456 | 151024.382 | 167742.383 | 179820.382 | 190456.385 | 198895.425 | 206056.097 | 210564.007 | 214029.514 | 216420.227 | 218074.537 | 219010.895 | 219278.155 | 219228.775 | 218834.325 | 218202.917 | 217485.029 | Scarborough | York and North Yorkshire
NPg Planning Scenario | EV Energy Demand - cars & light vans (MWh) | Selby | 837.911 | 1231.791 | 1896.659 | 3326.772 | 6808.521 | 11716.4 | 17733.41 | 24088.704 | 31293.785 | 39838.58 | 49204.181 | 61683.724 | 73099.5 | 83724.296 | 94552.8 | 104846.977 | 118540.679 | 130609.711 | 138922.121 | 146178.237 | 151886.88 | 156787.892 | 159738.577 | 161970.395 | 163491.798 | 164511.384 | 164924.312 | 164867.756 | 164587.115 | 164060.922 | 163346.805 | 162543.337 | Selby | Leeds City Region | York and North Yorkshire
NPg Planning Scenario | EV Energy Demand - cars & light vans (MWh) | Sheffield | 5118.457 | 7218.52 | 10712.477 | 18145.252 | 35779.174 | 59343.601 | 86661.229 | 115495.091 | 148175.808 | 186934.308 | 229425.058 | 286069.306 | 337926.621 | 386252.912 | 435582.879 | 482571.388 | 545183.607 | 600472.816 | 638681.381 | 672062.743 | 698345.502 | 720892.539 | 734515.611 | 744833.162 | 751872.945 | 756601.29 | 758541.747 | 758334.58 | 757102.261 | 754742.235 | 751525.227 | 747907.258 | Sheffield | Sheffield City Region
NPg Planning Scenario | EV Energy Demand - cars & light vans (MWh) | South Tyneside | 741.042 | 1000.573 | 1873.043 | 3667.628 | 7847.815 | 13535.457 | 20306.448 | 27453.549 | 35579.334 | 45232.59 | 55829.478 | 69942.151 | 82806.164 | 94689.047 | 106692.068 | 117977.17 | 132870.937 | 145906.762 | 154761.007 | 162474.28 | 168528.79 | 173758.463 | 176843.556 | 179162.67 | 180737.951 | 181785.759 | 182278.676 | 182219.919 | 181879.573 | 181249.097 | 180389.59 | 179411.542 | South Tyneside | North Eastern
NPg Planning Scenario | EV Energy Demand - cars & light vans (MWh) | Stockton-on-Tees | 885.649 | 1242.771 | 2406.51 | 4872.85 | 10784.374 | 19224.473 | 29777.382 | 40918.968 | 53580.434 | 68610.956 | 85088.594 | 106993.389 | 126899.195 | 145196.379 | 163573.076 | 180724.983 | 203232.266 | 222799.974 | 235909.296 | 247298.87 | 256215.398 | 263948.26 | 268439.307 | 271795.974 | 274066.747 | 275561.066 | 276222.771 | 276047.98 | 275441.56 | 274394.915 | 272991.889 | 271395.386 | Stockton-on-Tees | Tees Valley
NPg Planning Scenario | EV Energy Demand - cars & light vans (MWh) | Sunderland | 1409.357 | 1916.328 | 3599.256 | 7066.544 | 15185.441 | 26309.467 | 39657.672 | 53752.438 | 69786.281 | 88845.081 | 109786.636 | 137708.494 | 163209.656 | 186839.995 | 210793.703 | 233414.67 | 263367.153 | 289683.26 | 307701.554 | 323419.193 | 335773.774 | 346418.759 | 352754.92 | 357533.129 | 360786.046 | 362962.594 | 364019.61 | 363970.635 | 363363.206 | 362176.815 | 360540.467 | 358678.41 | Sunderland | North Eastern
NPg Planning Scenario | EV Energy Demand - cars & light vans (MWh) | Wakefield | 3489.986 | 4968.011 | 7464.9 | 12821.581 | 25606.983 | 43022.975 | 63618.392 | 85348.058 | 109948.512 | 139084.76 | 170953.367 | 213313.439 | 251904.675 | 287588.909 | 323696.532 | 357717.162 | 402681.974 | 442013.373 | 468669.302 | 491878.559 | 510089.891 | 525803.567 | 535099.078 | 542086.161 | 546828.109 | 549968.058 | 551116.166 | 550713.321 | 549551.439 | 547568.674 | 544935.937 | 541971.246 | Wakefield | Leeds City Region
NPg Planning Scenario | EV Energy Demand - cars & light vans (MWh) | West Lindsey | 1570.42 | 2092.805 | 2961.962 | 4769.944 | 8839.392 | 13671.531 | 18496.033 | 23577.218 | 29330.942 | 36153.75 | 43635.033 | 53615.215 | 62762.447 | 71301.966 | 80039.284 | 88386.989 | 99543.156 | 109427.464 | 116294.221 | 122303.622 | 127042.158 | 131103.989 | 133570.99 | 135443.161 | 136722.401 | 137584.51 | 137946.965 | 137924.275 | 137715.994 | 137302.723 | 136735.23 | 136097.227 | West Lindsey | Greater Lincolnshire
NPg Planning Scenario | EV Energy Demand - cars & light vans (MWh) | York | 1700.11 | 2212.147 | 3990.676 | 7508.704 | 15403.642 | 25414.121 | 36405.094 | 48005.442 | 61212.534 | 76932.382 | 94247.708 | 117411.07 | 138683.336 | 158568.51 | 178927.695 | 198393.894 | 224415.365 | 247527.935 | 263695.185 | 277855.553 | 289030.574 | 298601.531 | 304430.567 | 308862.169 | 311896.269 | 313956.058 | 315031.883 | 315152.042 | 314798.218 | 313944.411 | 312718.855 | 311324.199 | York | Leeds City Region | York and North Yorkshire
NG FES - Steady Progression | EV Energy Demand - cars & light vans (MWh) | Barnsley | 3105.481 | 4945.585 | 6689.931 | 8989.993 | 11593.712 | 14809.67 | 18818.557 | 23855.77 | 30048.918 | 37644.056 | 46846.521 | 57833.181 | 70986.854 | 85662.684 | 102441.027 | 121246.897 | 141888.635 | 165704.785 | 190858.382 | 217103.903 | 243252.05 | 267256.893 | 288943.376 | 308319.359 | 325016.898 | 339078.85 | 349954.31 | 354480.592 | 358495.538 | 362150.22 | 365619.422 | 369033.919 | Barnsley | Leeds City Region | Sheffield City Region
NG FES - Steady Progression | EV Energy Demand - cars & light vans (MWh) | Bassetlaw | 1037.339 | 1527.927 | 1933.361 | 2373.694 | 2743.218 | 3071.834 | 3477.81 | 3983.209 | 4603.022 | 5363.045 | 6283.885 | 7383.313 | 8699.63 | 10167.955 | 11846.723 | 13728.335 | 15791.91 | 18174.934 | 20690.41 | 23315.988 | 25932.283 | 28322.166 | 30483.995 | 32414.956 | 34078.77 | 35480.604 | 36563.909 | 37003.823 | 37397.256 | 37758.476 | 38104.237 | 38446.926 | Bassetlaw | Derby, Derbyshire, Nottingham and Nottinghamshire | Sheffield City Region
NG FES - Steady Progression | EV Energy Demand - cars & light vans (MWh) | Bradford | 2634.807 | 4779.079 | 6987.567 | 10359.921 | 14750.701 | 20738.225 | 28224.563 | 37675.516 | 49323.237 | 63628.976 | 80991.728 | 101760.703 | 126681.897 | 154565.895 | 186532.271 | 222471.247 | 262116.732 | 307938.197 | 356575.609 | 407464.312 | 458309.299 | 505943.074 | 548981.712 | 587614.588 | 621027.764 | 649187.251 | 671080.412 | 681130.465 | 689791.324 | 697421.659 | 704423.07 | 711109.58 | Bradford | Leeds City Region
NG FES - Steady Progression | EV Energy Demand - cars & light vans (MWh) | Calderdale | 1328.341 | 2357.809 | 3415.362 | 4999.753 | 7034.285 | 9784.775 | 13222.359 | 17558.31 | 22899.205 | 29456.284 | 37410.872 | 46921.001 | 58325.486 | 71076.143 | 85682.697 | 102090.938 | 120167.712 | 141049.998 | 163186.465 | 186330.2 | 209436.284 | 230972.027 | 250428.565 | 267872.303 | 282945.049 | 295645.207 | 305506.058 | 309927.238 | 313763.051 | 317168.972 | 320320.329 | 323352.865 | Calderdale | Leeds City Region
NG FES - Steady Progression | EV Energy Demand - cars & light vans (MWh) | County Durham | 3199.438 | 4731.004 | 7761.337 | 11292.61 | 15867.619 | 21908.67 | 29603.253 | 39427.573 | 51653.684 | 66760.049 | 85127.592 | 107061.855 | 134053.225 | 162463.852 | 194956.36 | 231379.961 | 271384.001 | 317539.546 | 366315.868 | 417215.437 | 467942.025 | 514613.761 | 556770.636 | 594456.17 | 626944.105 | 654305.379 | 675474.989 | 684388.076 | 692267.975 | 699408.251 | 706164.906 | 712791.048 | County Durham | North Eastern
NG FES - Steady Progression | EV Energy Demand - cars & light vans (MWh) | Craven | 381.927 | 689.978 | 1000.996 | 1476.567 | 2093.516 | 2932.684 | 3982.206 | 5308.349 | 6943.852 | 8953.696 | 11394.611 | 14316.543 | 17825.64 | 21756.067 | 26266.627 | 31343.572 | 36954.191 | 43443.541 | 50344.143 | 57571.724 | 64800.804 | 71620.16 | 77782.635 | 83323.325 | 88121.504 | 92166.436 | 95316.847 | 96807.583 | 98081.399 | 99192.459 | 100200.894 | 101154.294 | Craven | Leeds City Region | York and North Yorkshire
NG FES - Steady Progression | EV Energy Demand - cars & light vans (MWh) | Darlington | 821.118 | 1282.453 | 2233.137 | 3429.448 | 5071.624 | 7352.873 | 10305.145 | 14065.199 | 18733.501 | 24489.181 | 31469.569 | 39780.897 | 49975.391 | 60654.477 | 72815.915 | 86384.012 | 101174.74 | 118186.324 | 136025.321 | 154555.394 | 172935.55 | 189322.82 | 204112.511 | 217229.834 | 228467.812 | 237918.349 | 245165.742 | 247702.881 | 250082.704 | 252376.173 | 254678.364 | 257048.106 | Darlington | Tees Valley
NG FES - Steady Progression | EV Energy Demand - cars & light vans (MWh) | Doncaster | 4519.515 | 7139.131 | 9585.884 | 12769.2 | 16309.476 | 20619.145 | 25990.125 | 32738.404 | 41036.211 | 51214.097 | 63548.273 | 78277.118 | 95915.65 | 115601.481 | 138114.771 | 163357.519 | 191079.161 | 223072.231 | 256880.511 | 292168.575 | 327337.91 | 359692.097 | 388924.338 | 415056.297 | 437585.521 | 456560.878 | 471244.936 | 477423.325 | 482885.826 | 487840.196 | 492525.919 | 497123.14 | Doncaster | Sheffield City Region
NG FES - Steady Progression | EV Energy Demand - cars & light vans (MWh) | East Lindsey | 1551.089 | 2327.822 | 2969.733 | 3712.308 | 4396.837 | 5086.675 | 5943.715 | 7020.702 | 8348.173 | 9981.206 | 11967.137 | 14348.162 | 17212.79 | 20427.828 | 24125.477 | 28297.237 | 32921.586 | 38281.644 | 43999.989 | 50003.504 | 56021.946 | 61757.536 | 66946.899 | 71626.847 | 75689.425 | 79117.299 | 81794.965 | 83117.682 | 84235.211 | 85196.527 | 86055.521 | 86855.565 | East Lindsey | Greater Lincolnshire
NG FES - Steady Progression | EV Energy Demand - cars & light vans (MWh) | East Riding of Yorkshire | 3756.209 | 6244.953 | 8667.907 | 12073.816 | 16186.111 | 21515.799 | 28172.583 | 36564.124 | 46900.659 | 59593.18 | 74993.514 | 93408.561 | 115501.47 | 140194.762 | 168489.054 | 200281.59 | 235318.596 | 275803.409 | 318735.228 | 363632.768 | 408469.013 | 450305.456 | 488108.572 | 522013.056 | 551317.591 | 576012.083 | 595192.391 | 603838.588 | 611328.85 | 617967.963 | 624099.339 | 629989.4 | East Riding of Yorkshire | Humber | York and North Yorkshire
NG FES - Steady Progression | EV Energy Demand - cars & light vans (MWh) | Gateshead | 1044.102 | 1547.464 | 2533.36 | 3685.74 | 5180.195 | 7154.743 | 9670.969 | 12886.291 | 16890.199 | 21839.954 | 27861.997 | 35058.561 | 43921.22 | 53260.779 | 63953.041 | 75952.427 | 89154.833 | 104398.283 | 120536.439 | 137394.822 | 154214.021 | 169799.976 | 183880.378 | 196489.106 | 207373.545 | 216543.243 | 223651.52 | 226753.425 | 229466.706 | 231896.223 | 234167.216 | 236370.578 | Gateshead | North Eastern
NG FES - Steady Progression | EV Energy Demand - cars & light vans (MWh) | Hambleton | 807.32 | 1205.855 | 1960.889 | 2852.692 | 4013.257 | 5550.045 | 7511.648 | 10025.027 | 13161.264 | 17044.997 | 21779.577 | 27450.622 | 34452.067 | 41857.916 | 50363.933 | 59944.104 | 70544.22 | 82810.6 | 95870.616 | 109558.203 | 123259.594 | 136236.242 | 147964.816 | 158521.885 | 167671.916 | 175387.531 | 181402.532 | 184298.465 | 186761.903 | 188897.218 | 190824.54 | 192635.466 | Hambleton | York and North Yorkshire
NG FES - Steady Progression | EV Energy Demand - cars & light vans (MWh) | Harrogate | 1533.927 | 2268.552 | 3607.026 | 5153.482 | 7108.416 | 9637.512 | 12832.016 | 16914.354 | 21998.896 | 28287.249 | 35945.032 | 45108.981 | 56387.164 | 68354.88 | 82082.664 | 97522.253 | 114567.051 | 134274.494 | 155209.852 | 177123.545 | 199030.756 | 219600.88 | 238190.219 | 254889.303 | 269340.376 | 281521.888 | 290997.807 | 295393.81 | 299172.012 | 302487.453 | 305520.309 | 308406.133 | Harrogate | Leeds City Region | York and North Yorkshire
NG FES - Steady Progression | EV Energy Demand - cars & light vans (MWh) | Hartlepool | 428.875 | 653.941 | 1092.175 | 1626.81 | 2341.178 | 3310.116 | 4555.938 | 6148.579 | 8132.042 | 10584.061 | 13567.254 | 17132.245 | 21522.504 | 26149.081 | 31445.684 | 37389.732 | 43929.852 | 51480.69 | 59474.779 | 67825.416 | 76156.49 | 83877.927 | 90853.08 | 97099.169 | 102491.044 | 107033.37 | 110554.609 | 112092.285 | 113436.994 | 114640.768 | 115765.714 | 116856.923 | Hartlepool | Tees Valley
NG FES - Steady Progression | EV Energy Demand - cars & light vans (MWh) | High Peak | 91.366 | 147.031 | 194.582 | 259.429 | 332.557 | 422.387 | 534.713 | 677.172 | 853.517 | 1070.967 | 1336.114 | 1654.958 | 2039.878 | 2473.759 | 2974.817 | 3542.676 | 4176.823 | 4913.538 | 5705.118 | 6539.269 | 7378.716 | 8200.836 | 8944.564 | 9619.156 | 10207.325 | 10703.978 | 11094.408 | 11307.606 | 11483.068 | 11629.127 | 11754.726 | 11867.293 | High Peak | Derby, Derbyshire, Nottingham and Nottinghamshire,
NG FES - Steady Progression | EV Energy Demand - cars & light vans (MWh) | Kingston upon Hull, City of | 2541.967 | 4133.214 | 5618.117 | 7651.37 | 10021.236 | 13013.568 | 16749.48 | 21460.583 | 27266.579 | 34399.794 | 43060.762 | 53425.67 | 65869.433 | 79801.171 | 95783.063 | 113763.895 | 133618.437 | 156579.754 | 180977.251 | 206522.175 | 232062.863 | 256073.651 | 277774.876 | 297273.638 | 314150.991 | 328378.334 | 339450.567 | 344613.41 | 349043.514 | 352926.615 | 356469.893 | 359836.399 | Kingston upon Hull, City of | Humber
NG FES - Steady Progression | EV Energy Demand - cars & light vans (MWh) | Kirklees | 2745.923 | 4858.011 | 7045.707 | 10306.746 | 14487.456 | 20134.292 | 27190.158 | 36084.439 | 47035.287 | 60475.014 | 76772.449 | 96247.744 | 119589.682 | 145669.281 | 175524.905 | 209038.373 | 245916.787 | 288498.898 | 333585.323 | 380691.114 | 427687.427 | 471288.48 | 510676.125 | 545950.171 | 576403.488 | 602058.107 | 621953.091 | 630680.1 | 638299.865 | 645114.994 | 651469.064 | 657625.548 | Kirklees | Leeds City Region
NG FES - Steady Progression | EV Energy Demand - cars & light vans (MWh) | Leeds | 6362.843 | 10943.709 | 15630.943 | 22434.782 | 30965.284 | 42321.088 | 56503.015 | 74363.053 | 96340.676 | 123303.117 | 155984.294 | 195018.66 | 241775.931 | 293979.297 | 353698.728 | 420681.957 | 494297.027 | 579257.54 | 669099.554 | 762897.621 | 856407.879 | 942717.853 | 1020681.921 | 1090419.172 | 1150569.07 | 1201230.592 | 1240465.176 | 1257246.498 | 1272008.527 | 1285323.24 | 1297845.534 | 1310071.808 | Leeds | Leeds City Region
NG FES - Steady Progression | EV Energy Demand - cars & light vans (MWh) | Middlesbrough | 516.113 | 807.407 | 1371.784 | 2083.432 | 3055.084 | 4397.021 | 6132.769 | 8352.414 | 11116.984 | 14534.67 | 18692.77 | 23661.866 | 29781.32 | 36230.428 | 43613.631 | 51899.52 | 61016.853 | 71543.044 | 82687.706 | 94329.538 | 105944.262 | 116712.11 | 126438.888 | 135149.341 | 142668.766 | 149003.371 | 153914.284 | 156061.66 | 157938.788 | 159618.42 | 161187.332 | 162708.575 | Middlesbrough | Tees Valley
NG FES - Steady Progression | EV Energy Demand - cars & light vans (MWh) | Newcastle upon Tyne | 1293.65 | 1936.105 | 3154.188 | 4597.635 | 6480.779 | 8980.065 | 12172.604 | 16262.813 | 21366.206 | 27685.452 | 35388.401 | 44613.941 | 56002.415 | 68046.641 | 81878.016 | 97453.47 | 114682.782 | 134618.303 | 155838.255 | 178074.566 | 200329.943 | 221388.069 | 240420.377 | 257547.781 | 272389.853 | 284904.669 | 294658.696 | 299336.091 | 303319.288 | 306776.453 | 309901.424 | 312841.734 | Newcastle upon Tyne | North Eastern
NG FES - Steady Progression | EV Energy Demand - cars & light vans (MWh) | North East Derbyshire | 206.956 | 344.391 | 484.858 | 680.817 | 918.997 | 1229.501 | 1616.845 | 2103.459 | 2701.321 | 3433.928 | 4320.712 | 5378.241 | 6642.71 | 8051.268 | 9659.024 | 11457.845 | 13426.894 | 15695.892 | 18085.529 | 20574.557 | 23049.968 | 25297.447 | 27327.002 | 29135.189 | 30689.927 | 31998.5 | 33007.397 | 33402.538 | 33759.67 | 34091.406 | 34412.671 | 34734.265 | North East Derbyshire | Derby, Derbyshire, Nottingham and Nottinghamshire | Sheffield City Region
NG FES - Steady Progression | EV Energy Demand - cars & light vans (MWh) | North East Lincolnshire | 1452.475 | 2416.503 | 3365.847 | 4698.536 | 6310.157 | 8402.292 | 11014.041 | 14302.668 | 18350.079 | 23316.634 | 29338.271 | 36532.808 | 45153.975 | 54783.582 | 65804.661 | 78172.473 | 91774.929 | 107479.603 | 124099.479 | 141459.689 | 158775.131 | 174803.665 | 189284.365 | 202246.809 | 213433.847 | 222857.733 | 230161.902 | 233331.578 | 236108.025 | 238600.278 | 240932.626 | 243199.918 | North East Lincolnshire | Greater Lincolnshire | Humber
NG FES - Steady Progression | EV Energy Demand - cars & light vans (MWh) | North Lincolnshire | 1592.003 | 2701.184 | 3808.521 | 5398.599 | 7363.501 | 9952.987 | 13187.054 | 17262.04 | 22278.954 | 28436.458 | 35903.793 | 44828.003 | 55525.138 | 67478.245 | 81163.764 | 96528.11 | 113438.014 | 132965.905 | 153646.185 | 175255.89 | 196818.412 | 216834.909 | 234918.715 | 251116.984 | 265103.686 | 276887.163 | 286026.864 | 290047.744 | 293555.605 | 296690.067 | 299609.549 | 302435.696 | North Lincolnshire | Greater Lincolnshire | Humber
NG FES - Steady Progression | EV Energy Demand - cars & light vans (MWh) | North Tyneside | 951.708 | 1444.367 | 2422.873 | 3609.636 | 5192.615 | 7337.594 | 10093.294 | 13611.038 | 17987.141 | 23391.991 | 29960.484 | 37800.12 | 47441.313 | 57580.51 | 69167.21 | 82144.251 | 96377.566 | 112789.639 | 130109.316 | 148167.567 | 166148.926 | 182602.461 | 197461.587 | 210726.392 | 222149.303 | 231767.028 | 239197.051 | 242236.309 | 244946.886 | 247426.73 | 249796.174 | 252139.24 | North Tyneside | North Eastern
NG FES - Steady Progression | EV Energy Demand - cars & light vans (MWh) | Northumberland | 2414.52 | 3513.426 | 5660.652 | 8089.495 | 11160.555 | 15123.402 | 20132.545 | 26534.759 | 34510.144 | 44373.488 | 56379.256 | 70734.431 | 88423.629 | 107080.745 | 128456.612 | 152466.188 | 178917.506 | 209475.778 | 241870.973 | 275739.211 | 309556.306 | 341054.56 | 369515.005 | 395033.024 | 417083.203 | 435664.191 | 450087.846 | 456538.156 | 462140.362 | 467116.161 | 471727.782 | 476168.094 | Northumberland | North Eastern
NG FES - Steady Progression | EV Energy Demand - cars & light vans (MWh) | Pendle | 168.174 | 287.308 | 399.736 | 564.42 | 768.002 | 1036.091 | 1371.36 | 1795.461 | 2319.081 | 2963.215 | 3746.451 | 4685.332 | 5814.678 | 7082.084 | 8539.37 | 10183.13 | 12005.589 | 14116.396 | 16368.301 | 18731.453 | 21099.69 | 23360.811 | 25404.847 | 27247.938 | 28847.603 | 30196.878 | 31251.002 | 31775.299 | 32217.288 | 32596.546 | 32934.526 | 33248.525 | Pendle | Lancashire
NG FES - Steady Progression | EV Energy Demand - cars & light vans (MWh) | Redcar and Cleveland | 579.166 | 909.535 | 1561.507 | 2387.236 | 3520.182 | 5091.866 | 7126.857 | 9725.952 | 12959.928 | 16954.545 | 21809.723 | 27605.211 | 34733.447 | 42231.635 | 50801.836 | 60402.375 | 70936.074 | 83083.361 | 95906.912 | 109279.701 | 122598.087 | 134803.49 | 145825.897 | 155668.946 | 164147.432 | 171286.333 | 176803.556 | 179078.672 | 181102.678 | 182949.388 | 184709.129 | 186445.295 | Redcar and Cleveland | Tees Valley
NG FES - Steady Progression | EV Energy Demand - cars & light vans (MWh) | Richmondshire | 383.125 | 575.693 | 931.056 | 1354.222 | 1906.332 | 2638.567 | 3574.372 | 4775.957 | 6277.727 | 8139.921 | 10413.644 | 13141.964 | 16516.86 | 20096.979 | 24219.149 | 28874.546 | 34047.474 | 40043.623 | 46454.638 | 53189.963 | 59948.599 | 66450.721 | 72329.4 | 77640.07 | 82255.816 | 86150.448 | 89198.505 | 90760.171 | 92066.672 | 93176.329 | 94154.934 | 95054.005 | Richmondshire | York and North Yorkshire
NG FES - Steady Progression | EV Energy Demand - cars & light vans (MWh) | Rotherham | 3317.46 | 5300.308 | 7191.295 | 9697.229 | 12552.781 | 16098.508 | 20518.828 | 26073 | 32901.342 | 41274.871 | 51419.581 | 63529.977 | 78027.359 | 94200.145 | 112687.279 | 133405.179 | 156140.204 | 182368.639 | 210063.157 | 238955.502 | 267736.217 | 294132.773 | 317979.062 | 339279.567 | 357632.063 | 373086.972 | 385036.574 | 389985.101 | 394381.229 | 398389.55 | 402200.82 | 405957.399 | Rotherham | Sheffield City Region
NG FES - Steady Progression | EV Energy Demand - cars & light vans (MWh) | Ryedale | 603.704 | 895.642 | 1414.705 | 2017.693 | 2781.359 | 3770.604 | 5023.73 | 6629.4 | 8633.344 | 11115.795 | 14144.256 | 17775.424 | 22256.843 | 27020.06 | 32498.66 | 38678.85 | 45533.509 | 53473.69 | 61947.978 | 70842.074 | 79757.807 | 88277.72 | 95980.055 | 102927.629 | 108959.062 | 114046.946 | 118022.39 | 120007.083 | 121678.918 | 123110.997 | 124386.298 | 125569.256 | Ryedale | York and North Yorkshire
NG FES - Steady Progression | EV Energy Demand - cars & light vans (MWh) | Scarborough | 1279.777 | 1838.595 | 2829.124 | 3906.718 | 5197.563 | 6781.985 | 8752.558 | 11276.885 | 14428.387 | 18334.367 | 23102.463 | 28823.757 | 35889.418 | 43410.428 | 52069.885 | 61849.233 | 72713.807 | 85308.753 | 98773.326 | 112919.37 | 127114.227 | 140758.891 | 153097.326 | 164242.715 | 173929.221 | 182102.827 | 188498.884 | 191765.73 | 194501.191 | 196827.061 | 198880.628 | 200769.545 | Scarborough | York and North Yorkshire
NG FES - Steady Progression | EV Energy Demand - cars & light vans (MWh) | Selby | 837.911 | 1428.054 | 2023.895 | 2882.355 | 3950.2 | 5362.693 | 7127.112 | 9351.838 | 12092.133 | 15456.595 | 19538.089 | 24417.428 | 30270.691 | 36808.446 | 44297.098 | 52708.543 | 61973.414 | 72675.931 | 84019.026 | 95877.283 | 107715.176 | 118738.604 | 128698.222 | 137625.994 | 145339.295 | 151838.411 | 156883.484 | 159136.11 | 161092.891 | 162832.782 | 164445.005 | 165998.472 | Selby | Leeds City Region | York and North Yorkshire
NG FES - Steady Progression | EV Energy Demand - cars & light vans (MWh) | Sheffield | 5118.457 | 8375.822 | 11476.683 | 15751.714 | 20794.697 | 27221.763 | 35244.943 | 45354.812 | 57806.252 | 73095.47 | 91647.082 | 113831.918 | 140443.253 | 170205.01 | 204310.387 | 242636.805 | 284880.516 | 333697.741 | 385473.677 | 439626.617 | 493711.66 | 544203.353 | 589830.213 | 630757.863 | 666137.056 | 695951.956 | 719112.834 | 729578.104 | 738638.296 | 746662.815 | 754067.489 | 761175.383 | Sheffield | Sheffield City Region
NG FES - Steady Progression | EV Energy Demand - cars & light vans (MWh) | South Tyneside | 741.042 | 1100.017 | 1810.174 | 2642.997 | 3727.022 | 5164.471 | 6998.019 | 9339.122 | 12252.517 | 15852.149 | 20228.719 | 25454.943 | 31885.815 | 38654.412 | 46395.03 | 55071.582 | 64600.122 | 75593.358 | 87209.645 | 99330.818 | 111410.028 | 122519.484 | 132554.062 | 141523.439 | 149255.157 | 155766.652 | 160804.106 | 162920.889 | 164793.394 | 166491.242 | 168098.935 | 169676.473 | South Tyneside | North Eastern
NG FES - Steady Progression | EV Energy Demand - cars & light vans (MWh) | Stockton-on-Tees | 885.649 | 1366.282 | 2324.429 | 3512.181 | 5120.862 | 7329.284 | 10178.419 | 13814.716 | 18337.115 | 23921.182 | 30705.348 | 38799.458 | 48749.631 | 59207.692 | 71152.551 | 84522.983 | 99174.605 | 116062.411 | 133867.604 | 152421.73 | 170886.349 | 187720.012 | 202920.702 | 216477.908 | 228144.119 | 237964.931 | 245544.079 | 248582.71 | 251309.576 | 253821.066 | 256236.716 | 258638.91 | Stockton-on-Tees | Tees Valley
NG FES - Steady Progression | EV Energy Demand - cars & light vans (MWh) | Sunderland | 1409.357 | 2106.783 | 3474.948 | 5096.555 | 7221.468 | 10055.459 | 13678.236 | 18306.978 | 24069.94 | 31192.999 | 39857.292 | 50208.873 | 62953.497 | 76378.612 | 91742.735 | 108978.379 | 127930.599 | 149807.019 | 172953.197 | 197123.428 | 221228.445 | 243512.88 | 263643.205 | 281658.922 | 297203.747 | 310298.134 | 320442.273 | 324817.401 | 328657.595 | 332109.558 | 335349.329 | 338503.842 | Sunderland | North Eastern
NG FES - Steady Progression | EV Energy Demand - cars & light vans (MWh) | Wakefield | 3489.986 | 5764.5 | 8005.378 | 11119.515 | 14854.905 | 19676.362 | 25693.443 | 33264.903 | 42579.336 | 54005.408 | 67853.674 | 84392.381 | 104200.915 | 126313.025 | 151605.115 | 179968.856 | 211130.865 | 247094.057 | 285112.044 | 324798.98 | 364358.428 | 400820.614 | 433759.275 | 463214.198 | 488614.445 | 510007.64 | 526569.909 | 533604.796 | 539806.324 | 545412.957 | 550698.483 | 555869.759 | Wakefield | Leeds City Region
NG FES - Steady Progression | EV Energy Demand - cars & light vans (MWh) | West Lindsey | 1570.42 | 2428.333 | 3184.333 | 4129.714 | 5117.422 | 6254.811 | 7671.626 | 9453.854 | 11648.568 | 14344.504 | 17617.266 | 21533.191 | 26233.499 | 31494.131 | 37527.332 | 44313.077 | 51800.958 | 60460.655 | 69656.492 | 79282.946 | 88905.507 | 97925.238 | 106079.378 | 113402.388 | 119738.625 | 125080.108 | 129234.393 | 131147.008 | 132794.28 | 134244.366 | 135573.64 | 136841.925 | West Lindsey | Greater Lincolnshire
NG FES - Steady Progression | EV Energy Demand - cars & light vans (MWh) | York | 1700.11 | 2432 | 3856.721 | 5412.796 | 7324.161 | 9721.147 | 12720.526 | 16555.548 | 21335.644 | 27250.755 | 34455.674 | 43077.392 | 53710.818 | 64940.211 | 77820.442 | 92305.589 | 108294.228 | 126780.617 | 146416.147 | 166968.229 | 187513.241 | 206790.102 | 224211.812 | 239860.279 | 253401.039 | 264815.343 | 273692.955 | 277798.332 | 281330.111 | 284432.479 | 287273.862 | 289980.281 | York | Leeds City Region | York and North Yorkshire
NG FES - System Transformation | EV Energy Demand - cars & light vans (MWh) | Barnsley | 3105.481 | 4945.585 | 6731.136 | 9151.3 | 12189.651 | 15899.492 | 20667.971 | 26898.867 | 34877.584 | 45025.464 | 57743.79 | 73383.154 | 92944.32 | 115493.934 | 141533.665 | 170467.836 | 200588.775 | 231146.142 | 260266.027 | 286207.677 | 307980.837 | 325202.182 | 338097.425 | 347427.335 | 348713.201 | 347294.024 | 345239.491 | 342390.702 | 338744.638 | 335998.385 | 333008.394 | 329965.595 | Barnsley | Leeds City Region | Sheffield City Region
NG FES - System Transformation | EV Energy Demand - cars & light vans (MWh) | Bassetlaw | 1037.339 | 1527.927 | 1940.984 | 2407.849 | 2872.594 | 3273.236 | 3752.051 | 4372.952 | 5167.141 | 6177.861 | 7445.387 | 9003.973 | 10957.611 | 13209.414 | 15809.266 | 18698.639 | 21695.076 | 24736.368 | 27635.043 | 30225.228 | 32402.162 | 34125.526 | 35417.466 | 36353.535 | 36473.724 | 36327.33 | 36114.83 | 35819.549 | 35441.374 | 35161.282 | 34857.094 | 34549.064 | Bassetlaw | Derby, Derbyshire, Nottingham and Nottinghamshire | Sheffield City Region
NG FES - System Transformation | EV Energy Demand - cars & light vans (MWh) | Bradford | 2634.807 | 4779.079 | 7061.583 | 10610.518 | 15605.781 | 22448.892 | 31417.42 | 43195.732 | 58322.199 | 77608.419 | 101848.302 | 131773.586 | 169260.897 | 212668.394 | 263048.367 | 319289.371 | 378726.231 | 439370.054 | 497493.833 | 549005.551 | 592156.388 | 626235.572 | 651667.501 | 669973.57 | 673203.048 | 670283.72 | 666107.262 | 660371.549 | 653053.017 | 647123.409 | 640600.5 | 633828.151 | Bradford | Leeds City Region
NG FES - System Transformation | EV Energy Demand - cars & light vans (MWh) | Calderdale | 1328.341 | 2357.809 | 3448.387 | 5114.302 | 7432.659 | 10575.9 | 14687.653 | 20082.014 | 27004.64 | 35824.861 | 46901.772 | 60562.174 | 77665.779 | 97446.89 | 120374.551 | 145937.59 | 172850.072 | 200267.26 | 226505.497 | 249787.5 | 269299.356 | 284714.635 | 296228.125 | 304526.341 | 305909.056 | 304603.407 | 302730.064 | 300151.199 | 296858.177 | 294236.853 | 291360.228 | 288387.438 | Calderdale | Leeds City Region
NG FES - System Transformation | EV Energy Demand - cars & light vans (MWh) | County Durham | 3199.438 | 4731.004 | 7816.742 | 11510.006 | 16706.137 | 23569.49 | 32647.107 | 44697.913 | 60320.363 | 80354.358 | 105587.643 | 136674.902 | 176536.713 | 220247.918 | 270751.193 | 326886.157 | 385425.763 | 444837.674 | 501484.781 | 551915.499 | 594225.761 | 627687.374 | 652729.793 | 670841.129 | 673414.63 | 670652.472 | 666664.177 | 661135.187 | 654066.564 | 648696.649 | 642838.834 | 636869.163 | County Durham | North Eastern
NG FES - System Transformation | EV Energy Demand - cars & light vans (MWh) | Craven | 381.927 | 689.978 | 1012.091 | 1513.489 | 2216.992 | 3178.094 | 4437.817 | 6094.186 | 8223.553 | 10941.186 | 14360.7 | 18588.537 | 23888.873 | 30036.412 | 37184.693 | 45178.41 | 53669.865 | 62351.914 | 70690.328 | 78068.535 | 84245.662 | 89121.959 | 92756.9 | 95368.842 | 95863.88 | 95439.363 | 94834.333 | 94005.995 | 92950.122 | 92074.957 | 91109.287 | 90100.865 | Craven | Leeds City Region | York and North Yorkshire
NG FES - System Transformation | EV Energy Demand - cars & light vans (MWh) | Darlington | 821.118 | 1282.453 | 2246.928 | 3489.079 | 5326.297 | 7883.341 | 11343.524 | 15919.208 | 21828.135 | 29375.233 | 38836.889 | 50422.315 | 65229.355 | 81341.473 | 99808.992 | 120180.246 | 140938.487 | 161797.834 | 181489.359 | 199151.328 | 214008.56 | 225783.346 | 234641.27 | 241098.629 | 241629.8 | 240737.6 | 239422.267 | 237568.389 | 235186.114 | 233605.131 | 231916.684 | 230269.341 | Darlington | Tees Valley
NG FES - System Transformation | EV Energy Demand - cars & light vans (MWh) | Doncaster | 4519.515 | 7139.131 | 9643.793 | 12996.389 | 17145.777 | 22130.478 | 28520.83 | 36871.771 | 47568.07 | 61176.734 | 78238.703 | 99228.89 | 125490.967 | 155780.679 | 190778.744 | 229688.703 | 270257.165 | 311442.78 | 350718.396 | 385692.247 | 415041.967 | 438253.13 | 455627.761 | 468192.039 | 469973.618 | 468048.084 | 465264.06 | 461407.738 | 456473.765 | 452727.565 | 448644.072 | 444478.844 | Doncaster | Sheffield City Region
NG FES - System Transformation | EV Energy Demand - cars & light vans (MWh) | East Lindsey | 1551.089 | 2327.822 | 2985.811 | 3775.482 | 4620.01 | 5449.836 | 6475.663 | 7819.831 | 9550.034 | 11763.834 | 14557.277 | 18021.606 | 22378.83 | 27449.114 | 33366.326 | 40007.521 | 47115.992 | 54416.902 | 61458.283 | 67682.605 | 72892.795 | 77004.681 | 80065.597 | 82259.809 | 82717.72 | 82341.103 | 81806.972 | 81078.668 | 80151.522 | 79360.301 | 78483.932 | 77562.204 | East Lindsey | Greater Lincolnshire
NG FES - System Transformation | EV Energy Demand - cars & light vans (MWh) | East Riding of Yorkshire | 3756.209 | 6244.953 | 8738.354 | 12326.71 | 17073.624 | 23201.81 | 31160.179 | 41597.467 | 54994.723 | 72070.392 | 93522.582 | 119987.293 | 153142.619 | 191485.376 | 235945.402 | 285536.362 | 337788.745 | 391049.452 | 442045.329 | 487291.569 | 525210.597 | 555167.755 | 577539.003 | 593658.563 | 596379.063 | 593824.898 | 590162.542 | 585123.471 | 578690.02 | 573549.109 | 567904.476 | 562065.225 | East Riding of Yorkshire | Humber | York and North Yorkshire
NG FES - System Transformation | EV Energy Demand - cars & light vans (MWh) | Gateshead | 1044.102 | 1547.464 | 2552.596 | 3759.426 | 5458.683 | 7705.308 | 10679.147 | 14631.422 | 19759.983 | 26343.03 | 34643.616 | 44884.803 | 58026.051 | 72462.597 | 89173.41 | 107780.114 | 127287.068 | 147128.009 | 166086.758 | 182936.38 | 197064.208 | 208231.984 | 216580.077 | 222606.767 | 223545.18 | 222607.282 | 221258.784 | 219395.819 | 217016.66 | 215160.719 | 213128.473 | 211041.862 | Gateshead | North Eastern
NG FES - System Transformation | EV Energy Demand - cars & light vans (MWh) | Hambleton | 807.32 | 1205.855 | 1978.723 | 2916.725 | 4241.163 | 5998.084 | 8330.083 | 11440.607 | 15489.362 | 20702.26 | 27298.31 | 35474.26 | 45989.331 | 57607.336 | 71134.02 | 86277.168 | 102412.79 | 118933.128 | 134821.695 | 148871.325 | 160629.889 | 169911.312 | 176824.861 | 181788.702 | 182767.412 | 181947.86 | 180783.638 | 179191.18 | 177163.869 | 175462.067 | 173580.07 | 171610.301 | Hambleton | York and North Yorkshire
NG FES - System Transformation | EV Energy Demand - cars & light vans (MWh) | Harrogate | 1533.927 | 2268.552 | 3635.839 | 5260.453 | 7498.29 | 10394.727 | 14185.416 | 19226.769 | 25774.021 | 34188.235 | 44816.332 | 57964.281 | 74826.404 | 93490.169 | 115170.301 | 139390.151 | 165031.417 | 191217.959 | 216340.409 | 238600.725 | 257245.267 | 271970.594 | 282954.738 | 290858.216 | 292286.732 | 291009.788 | 289187.205 | 286684.775 | 283494.919 | 280890.876 | 278021.788 | 275039.738 | Harrogate | Leeds City Region | York and North Yorkshire
NG FES - System Transformation | EV Energy Demand - cars & light vans (MWh) | Hartlepool | 428.875 | 653.941 | 1101.242 | 1660.879 | 2469.202 | 3567.65 | 5040.616 | 6998.889 | 9540.081 | 12801.828 | 16914.408 | 21988.398 | 28498.48 | 35650.293 | 43928.689 | 53146.054 | 62810.574 | 72640.137 | 82032.375 | 90378.715 | 97376.437 | 102907.8 | 107042.409 | 110027.137 | 110492.807 | 110028.997 | 109362.198 | 108441.077 | 107264.759 | 106346.604 | 105341.152 | 104308.637 | Hartlepool | Tees Valley
NG FES - System Transformation | EV Energy Demand - cars & light vans (MWh) | High Peak | 91.366 | 147.031 | 196.452 | 265.617 | 352.201 | 457.693 | 593.89 | 774.02 | 1006.977 | 1306.123 | 1685.151 | 2157.956 | 2753.698 | 3451.387 | 4271.428 | 5197.643 | 6209.619 | 7256.342 | 8272.916 | 9165.256 | 9910.198 | 10496.905 | 10931.685 | 11241.217 | 11321.908 | 11266.115 | 11188.04 | 11082.775 | 10949.262 | 10826.123 | 10688.429 | 10541.039 | High Peak | Derby, Derbyshire, Nottingham and Nottinghamshire,
NG FES - System Transformation | EV Energy Demand - cars & light vans (MWh) | Kingston upon Hull, City of | 2541.967 | 4133.214 | 5662.353 | 7809.908 | 10570.359 | 14030.523 | 18504.564 | 24376.76 | 31921.504 | 41548 | 53656.875 | 68619.623 | 87379.498 | 109123.864 | 134389.428 | 162625.633 | 192543.171 | 223110.697 | 252446.585 | 278432.604 | 300197.963 | 317385.249 | 330205.015 | 339425.062 | 341112.152 | 339617.653 | 337483.569 | 334557.208 | 330825.118 | 327767.177 | 324398.17 | 320890.234 | Kingston upon Hull, City of | Humber
NG FES - System Transformation | EV Energy Demand - cars & light vans (MWh) | Kirklees | 2745.923 | 4858.011 | 7110.794 | 10536.076 | 15296.837 | 21743.621 | 30172.654 | 41222.162 | 55392.854 | 73436.605 | 96080.618 | 123979.264 | 158892.8 | 199228.735 | 245924.267 | 297928.23 | 352490.512 | 407998.353 | 461045.804 | 508167.338 | 547673.717 | 578895.239 | 602231.735 | 619070.73 | 621729.001 | 619113.291 | 615350.252 | 610158.787 | 603525.073 | 598329.998 | 592641.956 | 586789.588 | Kirklees | Leeds City Region
NG FES - System Transformation | EV Energy Demand - cars & light vans (MWh) | Leeds | 6362.843 | 10943.709 | 15759.87 | 22903.202 | 32651.066 | 45625.99 | 62540.849 | 84690.164 | 113075.504 | 149195.475 | 194490.422 | 250239.292 | 319973.799 | 400446.201 | 493484.919 | 596974.961 | 705143.066 | 815020.358 | 919869.575 | 1013124.496 | 1091345.286 | 1153184.866 | 1199446.152 | 1232870.428 | 1237820.097 | 1232696.174 | 1225302.247 | 1215076.513 | 1201999.719 | 1191949.609 | 1180975.297 | 1169742.637 | Leeds | Leeds City Region
NG FES - System Transformation | EV Energy Demand - cars & light vans (MWh) | Middlesbrough | 516.113 | 807.407 | 1384.014 | 2128.711 | 3224.417 | 4742.043 | 6794.89 | 9524.81 | 13067.506 | 17614.719 | 23348.079 | 30421.941 | 39497.393 | 49467.958 | 61009.583 | 73860.648 | 87338.018 | 101045.887 | 114144.334 | 125782.732 | 135540.063 | 143252.485 | 149017.075 | 153178.145 | 153829.601 | 153183.303 | 152254.308 | 150971.157 | 149332.575 | 148052.305 | 146650.102 | 145209.753 | Middlesbrough | Tees Valley
NG FES - System Transformation | EV Energy Demand - cars & light vans (MWh) | Newcastle upon Tyne | 1293.65 | 1936.105 | 3182.891 | 4700.778 | 6848.553 | 9704.275 | 13498.736 | 18559.269 | 25145.3 | 33623.797 | 44350.149 | 57642.864 | 74736.656 | 93618.519 | 115596.624 | 140195.122 | 166387.187 | 193195.876 | 218971.978 | 241769.563 | 260850.993 | 275913.51 | 287134.977 | 295193.759 | 296768.133 | 295441.134 | 293555.112 | 290974.287 | 287688.279 | 284938.078 | 281897.847 | 278718.175 | Newcastle upon Tyne | North Eastern
NG FES - System Transformation | EV Energy Demand - cars & light vans (MWh) | North East Derbyshire | 206.956 | 344.391 | 488.037 | 693.303 | 966.383 | 1320.9 | 1780.816 | 2381.264 | 3149.068 | 4124.066 | 5343.813 | 6840.241 | 8709.137 | 10857.957 | 13332.016 | 16073.267 | 18903.775 | 21764.762 | 24481.266 | 26907.138 | 28944.898 | 30557.749 | 31767.594 | 32645.366 | 32747.85 | 32619.325 | 32431.941 | 32170.654 | 31835.648 | 31594.357 | 31333.423 | 31071.431 | North East Derbyshire | Derby, Derbyshire, Nottingham and Nottinghamshire | Sheffield City Region
NG FES - System Transformation | EV Energy Demand - cars & light vans (MWh) | North East Lincolnshire | 1452.475 | 2416.503 | 3391.625 | 4793.28 | 6649.944 | 9050.492 | 12166.564 | 16247.269 | 21478.834 | 28139.019 | 36495.38 | 46787.046 | 59666.543 | 74540.017 | 91750.182 | 110908.734 | 130976.239 | 151381.246 | 170871.531 | 188196.578 | 202725.76 | 214210.337 | 222797.883 | 228998.021 | 229950.334 | 228989.676 | 227605.823 | 225694.638 | 223251.676 | 221353.949 | 219278.524 | 217147.895 | North East Lincolnshire | Greater Lincolnshire | Humber
NG FES - System Transformation | EV Energy Demand - cars & light vans (MWh) | North Lincolnshire | 1592.003 | 2701.184 | 3840.182 | 5512.464 | 7767.176 | 10734.05 | 14596.511 | 19658.313 | 26150.32 | 34417.942 | 44795.161 | 57582.718 | 73589.02 | 92084.818 | 113501.407 | 137357.983 | 162398.965 | 187881.29 | 212240.692 | 233878.136 | 252018.858 | 266355.175 | 277070.02 | 284800.506 | 286029.483 | 284823.9 | 283090.107 | 280698.837 | 277643.517 | 275245.758 | 272619.694 | 269916.21 | North Lincolnshire | Greater Lincolnshire | Humber
NG FES - System Transformation | EV Energy Demand - cars & light vans (MWh) | North Tyneside | 951.708 | 1444.367 | 2440.765 | 3679.946 | 5467.389 | 7892.637 | 11140.445 | 15449.822 | 21032.513 | 28186.126 | 37188.271 | 48266.218 | 62461.419 | 78005.525 | 95938.755 | 115844.023 | 136518.135 | 157463.07 | 177398.232 | 195167.428 | 210081.746 | 221881.002 | 230719.291 | 237120.165 | 237962.937 | 237003.998 | 235614.696 | 233683.432 | 231212.276 | 229374.586 | 227376.188 | 225352.33 | North Tyneside | North Eastern
NG FES - System Transformation | EV Energy Demand - cars & light vans (MWh) | Northumberland | 2414.52 | 3513.426 | 5702.388 | 8249.4 | 11759.395 | 16288.689 | 22214.671 | 30094.423 | 40326.396 | 53470.128 | 70057.425 | 90545.289 | 116851.835 | 145790.464 | 179334.647 | 216733.822 | 256091.486 | 296188.789 | 334565.058 | 368633.811 | 397188.064 | 419752.45 | 436605.901 | 448757.283 | 450767.497 | 448845.981 | 446091.358 | 442294.969 | 437450.333 | 433602 | 429377.452 | 425018.393 | Northumberland | North Eastern
NG FES - System Transformation | EV Energy Demand - cars & light vans (MWh) | Pendle | 168.174 | 287.308 | 403.897 | 578.243 | 813.295 | 1122.706 | 1526.351 | 2058.024 | 2742.768 | 3618.324 | 4722.36 | 6091.125 | 7809.804 | 9809.225 | 12141.996 | 14758.906 | 17563.933 | 20442.712 | 23217.664 | 25666.648 | 27715.056 | 29330.876 | 30533.055 | 31394.314 | 31577.286 | 31432.384 | 31227.158 | 30947.642 | 30591.947 | 30285.946 | 29946.669 | 29589.146 | Pendle | Lancashire
NG FES - System Transformation | EV Energy Demand - cars & light vans (MWh) | Redcar and Cleveland | 579.166 | 909.535 | 1574.249 | 2436.164 | 3709.929 | 5481.778 | 7881.784 | 11067.861 | 15196.213 | 20487.008 | 27146.108 | 35342.896 | 45846.586 | 57352.451 | 70631.368 | 85375.11 | 100705.717 | 116243.18 | 131037.499 | 144218.581 | 155280.057 | 164030.086 | 170582.596 | 175326.194 | 175964.557 | 175251.996 | 174220.603 | 172787.954 | 170955.232 | 169584.216 | 168091.995 | 166578.099 | Redcar and Cleveland | Tees Valley
NG FES - System Transformation | EV Energy Demand - cars & light vans (MWh) | Richmondshire | 383.125 | 575.693 | 940.636 | 1387.269 | 2019.183 | 2859.492 | 3977.14 | 5472.125 | 7422.705 | 9940.056 | 13133.913 | 17106.755 | 22225.019 | 27904.565 | 34545.831 | 42010.458 | 50058.144 | 58336.249 | 66334.069 | 73381.2 | 79271.558 | 83916.246 | 87367.332 | 89835.505 | 90395.591 | 89971.286 | 89373.284 | 88560.745 | 87528.517 | 86620.518 | 85610.439 | 84541.372 | Richmondshire | York and North Yorkshire
NG FES - System Transformation | EV Energy Demand - cars & light vans (MWh) | Rotherham | 3317.46 | 5300.308 | 7235.86 | 9871.647 | 13198.37 | 17284.541 | 22541.648 | 29410.595 | 38205.261 | 49389.354 | 63404.112 | 80634.168 | 102182.025 | 127016.209 | 155686.691 | 187536.137 | 220668.715 | 254270.696 | 286281.969 | 314805.21 | 338746.783 | 357684.308 | 371866.762 | 382130.421 | 383526.456 | 381970.36 | 379716.286 | 376589.352 | 372586.704 | 369582.935 | 366314.344 | 362991.584 | Rotherham | Sheffield City Region
NG FES - System Transformation | EV Energy Demand - cars & light vans (MWh) | Ryedale | 603.704 | 895.642 | 1427.556 | 2063.295 | 2940.419 | 4077.848 | 5571.876 | 7565.679 | 10162.605 | 13509.325 | 17749.562 | 23015.652 | 29786.404 | 37306.552 | 46083.995 | 55933.222 | 66498.285 | 77344.993 | 87804.737 | 97035.69 | 104755.962 | 110846.339 | 115376.545 | 118621.92 | 119316.862 | 118767.688 | 117991.048 | 116932.841 | 115587.252 | 114426.712 | 113138.895 | 111782.079 | Ryedale | York and North Yorkshire
NG FES - System Transformation | EV Energy Demand - cars & light vans (MWh) | Scarborough | 1279.777 | 1838.595 | 2851.952 | 3989.567 | 5487.822 | 7326.506 | 9678.279 | 12817.527 | 16909.733 | 22188.756 | 28884.937 | 37213.212 | 47929.903 | 59856.387 | 73801.29 | 89474.8 | 106361.692 | 123732.443 | 140514.613 | 155308.267 | 167676.04 | 177429.521 | 184677.924 | 189863.086 | 191031.096 | 190137.208 | 188876.645 | 187163.167 | 184986.017 | 183076.747 | 180953.698 | 178708.146 | Scarborough | York and North Yorkshire
NG FES - System Transformation | EV Energy Demand - cars & light vans (MWh) | Selby | 837.911 | 1428.054 | 2041.423 | 2944.643 | 4169.069 | 5787.623 | 7896.465 | 10662.322 | 14211.859 | 18734.653 | 24414.636 | 31418.584 | 40191.646 | 50328.771 | 62076.258 | 75172.017 | 88949.821 | 102983.521 | 116411.23 | 128329.642 | 138319.251 | 146212.211 | 152108.323 | 156358.89 | 157059.846 | 156391.383 | 155431.792 | 154110.236 | 152422.488 | 151083.27 | 149614.257 | 148097.444 | Selby | Leeds City Region | York and North Yorkshire
NG FES - System Transformation | EV Energy Demand - cars & light vans (MWh) | Sheffield | 5118.457 | 8375.822 | 11564.985 | 16072.396 | 21922.992 | 29332.048 | 38923.29 | 51498.168 | 67638.453 | 88211.326 | 114059.472 | 145951.506 | 185903.859 | 232134.673 | 285750.634 | 345564.867 | 408612.37 | 472891.203 | 534449.802 | 589065.29 | 634836.056 | 670995.841 | 697997.263 | 717450.746 | 720752.307 | 717660.851 | 713229.27 | 707133.222 | 699350.84 | 693121.546 | 686280.343 | 679200.073 | Sheffield | Sheffield City Region
NG FES - System Transformation | EV Energy Demand - cars & light vans (MWh) | South Tyneside | 741.042 | 1100.017 | 1823.221 | 2694.106 | 3924.259 | 5556.26 | 7719.295 | 10590.776 | 14313.137 | 19086.352 | 25097.916 | 32503.51 | 41998.809 | 52410.007 | 64437.677 | 77805.198 | 91741.458 | 105883.533 | 119365.758 | 131369.365 | 141440.382 | 149405.344 | 155366.613 | 159678.365 | 160287.939 | 159631.281 | 158682.909 | 157367.932 | 155686.682 | 154411.311 | 153020.351 | 151603.422 | South Tyneside | North Eastern
NG FES - System Transformation | EV Energy Demand - cars & light vans (MWh) | Stockton-on-Tees | 885.649 | 1366.282 | 2341.782 | 3580.678 | 5391.389 | 7881.911 | 11237.47 | 15688.084 | 21451.074 | 28832.029 | 38114.914 | 49529.814 | 64150.572 | 80145.814 | 98581.764 | 119026.274 | 140202.953 | 161631.734 | 182003.5 | 200177.121 | 215435.388 | 227509.621 | 236559.296 | 243119.322 | 243937.126 | 242965.879 | 241555.462 | 239591.18 | 237076.307 | 235233.62 | 233234.232 | 231218.408 | Stockton-on-Tees | Tees Valley
NG FES - System Transformation | EV Energy Demand - cars & light vans (MWh) | Sunderland | 1409.357 | 2106.783 | 3501.596 | 5198.751 | 7609.669 | 10828.202 | 15107.804 | 20794.003 | 28170.213 | 37635.112 | 49564.765 | 64276.026 | 83147.72 | 103866.671 | 127834.246 | 154504.843 | 182416.6 | 210784.685 | 237871.156 | 261957.073 | 282156.052 | 298125.361 | 310067.251 | 318693.522 | 319997.683 | 318665.12 | 316746.502 | 314092.882 | 310702.783 | 308081.055 | 305213.796 | 302276.938 | Sunderland | North Eastern
NG FES - System Transformation | EV Energy Demand - cars & light vans (MWh) | Wakefield | 3489.986 | 5764.5 | 8063.33 | 11336.569 | 15643.722 | 21174.935 | 28345.116 | 37727.345 | 49748.413 | 65043.617 | 84221.822 | 107821.233 | 137342.341 | 171400.737 | 210766.395 | 254543.565 | 300251.743 | 346668.917 | 390948.438 | 430349.818 | 463405.261 | 489541.652 | 509098.885 | 523234.359 | 525289.878 | 523124.997 | 519998.423 | 515671.505 | 510137.012 | 505905.445 | 501288.202 | 496569.159 | Wakefield | Leeds City Region
NG FES - System Transformation | EV Energy Demand - cars & light vans (MWh) | West Lindsey | 1570.42 | 2428.333 | 3203.762 | 4204.248 | 5382.707 | 6715.397 | 8407.812 | 10624.39 | 13470.817 | 17102.224 | 21669.394 | 27310.76 | 34385.877 | 42582.789 | 52102.07 | 62736.26 | 73978.914 | 85460.848 | 96474.682 | 106241.493 | 114425.698 | 120890.518 | 125715.211 | 129187.855 | 129803.811 | 129240.32 | 128434.336 | 127327.614 | 125915.558 | 124770.143 | 123509.923 | 122201.117 | West Lindsey | Greater Lincolnshire
NG FES - System Transformation | EV Energy Demand - cars & light vans (MWh) | York | 1700.11 | 2432 | 3884.524 | 5519.04 | 7717.217 | 10472.781 | 14026.553 | 18755.859 | 24903.143 | 32808.439 | 42797.345 | 55154.977 | 71036.777 | 88541.878 | 108873.657 | 131584.93 | 155615.943 | 180155.469 | 203695.173 | 224559.115 | 242036.04 | 255840.462 | 266139.019 | 273550.76 | 274879.949 | 273681.77 | 271971.066 | 269621.27 | 266625.825 | 264186.68 | 261500.054 | 258709.693 | York | Leeds City Region | York and North Yorkshire
NG FES - Consumer Transformation | Heat Pumps Energy Demand - Domestic (MWh) | Barnsley | 3679.244 | 4389.516 | 5383.337 | 7496.221 | 9734.772 | 12284.447 | 14967.355 | 18533.894 | 22703.368 | 28984.3 | 37978.164 | 50494.363 | 67408.39 | 86408.449 | 105033.416 | 124492.766 | 144218.669 | 173498.818 | 197707.467 | 221485.994 | 244580.101 | 266964.879 | 290510.196 | 311925.096 | 328592.098 | 341831.425 | 351521.156 | 359551.883 | 366365.702 | 371438.077 | 376494.893 | 381494.031 | Barnsley | Leeds City Region | Sheffield City Region
NG FES - Consumer Transformation | Heat Pumps Energy Demand - Domestic (MWh) | Bassetlaw | 365.172 | 453.515 | 553.262 | 729.552 | 902.348 | 1111.438 | 1333.934 | 1634.632 | 1982.869 | 2504.3 | 3186.538 | 4063.322 | 5234.301 | 6583.266 | 7861.979 | 9228.23 | 10558.434 | 12532.033 | 14156.612 | 15772.505 | 17325.903 | 18833.922 | 20435.764 | 21881.678 | 23004.566 | 23897.434 | 24586.436 | 25147.265 | 25587.367 | 25909.151 | 26233.725 | 26558.735 | Bassetlaw | Derby, Derbyshire, Nottingham and Nottinghamshire | Sheffield City Region
NG FES - Consumer Transformation | Heat Pumps Energy Demand - Domestic (MWh) | Bradford | 3814.979 | 4282.028 | 5393.565 | 8500.793 | 12042.934 | 15938.236 | 19890.608 | 24956.014 | 30818.629 | 39581.319 | 52763.296 | 75415.198 | 106296.899 | 142396.557 | 179013.735 | 217924.392 | 258498.29 | 319349.564 | 369608.004 | 418786.945 | 466796.776 | 513207.42 | 561465.408 | 605710.68 | 640026.73 | 667003.833 | 685536.705 | 700884.529 | 714282.699 | 724070.694 | 733758.324 | 743261.735 | Bradford | Leeds City Region
NG FES - Consumer Transformation | Heat Pumps Energy Demand - Domestic (MWh) | Calderdale | 1637.77 | 1848.764 | 2301.567 | 3524.572 | 4905.072 | 6445.522 | 8063.198 | 10165.536 | 12600.972 | 16231.172 | 21632.788 | 31286.595 | 44435.224 | 59996.608 | 75791.242 | 92889.222 | 110836.216 | 137818.478 | 160025.855 | 181749.886 | 202712.746 | 222935.181 | 243998.644 | 263285.846 | 278201.957 | 289898.445 | 298069.139 | 304798.307 | 310601.516 | 314792.634 | 318942.768 | 323017.045 | Calderdale | Leeds City Region
NG FES - Consumer Transformation | Heat Pumps Energy Demand - Domestic (MWh) | County Durham | 6501.21 | 8146.965 | 10051.185 | 14452.923 | 19150.319 | 23903.102 | 29374.891 | 35867.222 | 43950.986 | 56024.646 | 73071.042 | 98985.958 | 134810.69 | 175206.546 | 214754.881 | 254867.01 | 294466.134 | 359826.174 | 413095.291 | 465455.641 | 515758.78 | 566466.818 | 622228.585 | 666482.129 | 702777.548 | 730873.776 | 754234.287 | 772345.434 | 782998.218 | 793726.282 | 804351.576 | 814738.659 | County Durham | North Eastern
NG FES - Consumer Transformation | Heat Pumps Energy Demand - Domestic (MWh) | Craven | 664.661 | 747.983 | 887.598 | 1222.794 | 1590.489 | 2024.209 | 2571.135 | 3347.509 | 4277.051 | 5687.183 | 7507.549 | 9931.785 | 13175.779 | 16740.341 | 20233.1 | 23935.1 | 27696.247 | 33234.734 | 37750.443 | 42179.905 | 46243.679 | 50128.1 | 54205.832 | 57916.624 | 60789.381 | 63056.232 | 64677.095 | 66016.84 | 67170.882 | 68016.72 | 68857.321 | 69684.867 | Craven | Leeds City Region | York and North Yorkshire
NG FES - Consumer Transformation | Heat Pumps Energy Demand - Domestic (MWh) | Darlington | 913.37 | 1054.675 | 1325.818 | 2132.515 | 3052.511 | 3951.244 | 4954.334 | 6105.482 | 7525.525 | 9636.976 | 12625.663 | 17839.05 | 25079.697 | 33579.542 | 41902.245 | 50313.296 | 58639.406 | 72476.894 | 83785.974 | 94916.602 | 105714.42 | 116600.937 | 128471.397 | 137952.651 | 145710.485 | 151589.148 | 156194.634 | 159768.718 | 161945.025 | 164124.985 | 166268.138 | 168343.388 | Darlington | Tees Valley
NG FES - Consumer Transformation | Heat Pumps Energy Demand - Domestic (MWh) | Doncaster | 4451.909 | 5308.412 | 6499.798 | 9056.843 | 11754.156 | 14815.207 | 17828.239 | 21678.192 | 26076.477 | 32606.206 | 41807.811 | 55759.936 | 74620.869 | 96483.227 | 117789.909 | 140881.798 | 164656.403 | 200194.1 | 229444.296 | 258151.192 | 286059.494 | 313034.705 | 341420.708 | 367164.058 | 387033.286 | 402682.977 | 413799.864 | 422957.376 | 430878.005 | 436618.974 | 442322.619 | 447926.729 | Doncaster | Sheffield City Region
NG FES - Consumer Transformation | Heat Pumps Energy Demand - Domestic (MWh) | East Lindsey | 900.179 | 1031.873 | 1209.514 | 1577 | 1962.499 | 2514.552 | 3355.525 | 4655.524 | 6235.076 | 8658.506 | 11129.043 | 13996.977 | 17685.544 | 21675.872 | 25376.978 | 29164.989 | 32358.824 | 37025.98 | 40821.447 | 44714.341 | 48150.065 | 51425.263 | 54911.372 | 58052.063 | 60464.175 | 62370.245 | 63825.601 | 65014.759 | 66003.683 | 66718.902 | 67434.805 | 68143.2 | East Lindsey | Greater Lincolnshire
NG FES - Consumer Transformation | Heat Pumps Energy Demand - Domestic (MWh) | East Riding of Yorkshire | 7226.473 | 8179.623 | 9552.957 | 12565.228 | 15773.799 | 19669.267 | 24120.257 | 30247.702 | 37412.062 | 48164.827 | 61138.083 | 78901.858 | 102513.533 | 129169.092 | 154677.718 | 182220.246 | 209323.971 | 249524.494 | 282321.796 | 314793.746 | 345364.217 | 374842.592 | 406059.792 | 434255.482 | 455882.277 | 472901.846 | 485438.92 | 495676.179 | 504377.293 | 510610.062 | 516822.547 | 522933.438 | East Riding of Yorkshire | Humber | York and North Yorkshire
NG FES - Consumer Transformation | Heat Pumps Energy Demand - Domestic (MWh) | Gateshead | 1528.573 | 1820.147 | 2294.499 | 3608.885 | 5092.903 | 6532.436 | 8144.629 | 9992.562 | 12269.465 | 15651.024 | 20751.402 | 29409.117 | 41507.02 | 55583.112 | 69366.73 | 83450.071 | 97431.599 | 120562.467 | 139481.382 | 158117.516 | 176265.661 | 194547.374 | 214540.193 | 230475.578 | 243550.189 | 253617.905 | 261818.567 | 268156.835 | 271834.092 | 275538.632 | 279209.369 | 282799.077 | Gateshead | North Eastern
NG FES - Consumer Transformation | Heat Pumps Energy Demand - Domestic (MWh) | Hambleton | 1763.206 | 2101.948 | 2488.969 | 3374.508 | 4316.673 | 5478.003 | 6915.379 | 8792.901 | 11187.171 | 14807.336 | 18944.465 | 24076.381 | 30995.921 | 38127.915 | 45108.724 | 51791.331 | 58059.936 | 68542.63 | 76973.417 | 85246.506 | 92727.929 | 100223.714 | 108515.115 | 115022.16 | 120339.954 | 124442.945 | 127903.502 | 130585.611 | 132165.839 | 133758.543 | 135335.84 | 136876.996 | Hambleton | York and North Yorkshire
NG FES - Consumer Transformation | Heat Pumps Energy Demand - Domestic (MWh) | Harrogate | 1932.612 | 2249.205 | 2696.864 | 3845.806 | 5112.065 | 6416.439 | 7956.052 | 9809.464 | 12075.652 | 15429.971 | 19795.652 | 27039.496 | 36987.244 | 48495.541 | 59731.625 | 71136.183 | 82271.936 | 101343.263 | 116830.344 | 132055.207 | 146535.988 | 161101.373 | 177089.184 | 189810.444 | 200133.158 | 208057.272 | 214597.853 | 219628.544 | 222592.337 | 225504.784 | 228379.744 | 231174.921 | Harrogate | Leeds City Region | York and North Yorkshire
NG FES - Consumer Transformation | Heat Pumps Energy Demand - Domestic (MWh) | Hartlepool | 987.372 | 1184.34 | 1480.832 | 2282.629 | 3177.413 | 4062.511 | 5054.806 | 6210.659 | 7650.859 | 9807.92 | 12832.016 | 17546.938 | 24081.386 | 31421.541 | 38607.16 | 45870.797 | 53075.566 | 64713.972 | 74217.916 | 83551.493 | 92625.568 | 101721.474 | 111584.516 | 119446.933 | 125899.303 | 130823.521 | 134735.797 | 137803.348 | 139724.424 | 141649.813 | 143544.928 | 145384.583 | Hartlepool | Tees Valley
NG FES - Consumer Transformation | Heat Pumps Energy Demand - Domestic (MWh) | High Peak | 32.086 | 35.127 | 40.908 | 55.562 | 71.967 | 104.774 | 184.008 | 318.64 | 487.627 | 750.208 | 1000.125 | 1285.923 | 1647.566 | 2030.456 | 2382.838 | 2752.292 | 3061.809 | 3514.551 | 3876.358 | 4248.316 | 4537.441 | 4804.56 | 5091.314 | 5347.483 | 5542.341 | 5693.977 | 5808.053 | 5901.407 | 5982.972 | 6040.657 | 6097.642 | 6153.302 | High Peak | Derby, Derbyshire, Nottingham and Nottinghamshire,
NG FES - Consumer Transformation | Heat Pumps Energy Demand - Domestic (MWh) | Kingston upon Hull, City of | 2324.657 | 2646.764 | 3372.211 | 5409.791 | 7713.893 | 10214.917 | 12646.432 | 15684.108 | 19167.722 | 24351.08 | 31767.352 | 44175.679 | 61062.603 | 80662.354 | 100214.128 | 121181.937 | 143127.57 | 175978.827 | 203050.411 | 229518.643 | 255339.063 | 280134.784 | 305918.821 | 329442.059 | 347633.715 | 361869.419 | 370945.069 | 378510.857 | 385484.52 | 390549.519 | 395531.677 | 400373.555 | Kingston upon Hull, City of | Humber
NG FES - Consumer Transformation | Heat Pumps Energy Demand - Domestic (MWh) | Kirklees | 3708.137 | 4200.162 | 5258.41 | 8129.748 | 11369.866 | 14936.517 | 18500.317 | 23028.829 | 28240.621 | 36002.562 | 47253.811 | 66551.086 | 92750.348 | 123290.718 | 153901.419 | 186886.189 | 221415.586 | 273248.684 | 315960.392 | 357704.388 | 398321.652 | 437558.637 | 478523.068 | 515938.174 | 544803.447 | 567417.773 | 582634.202 | 595269.117 | 606715.977 | 615001.603 | 623167.082 | 631122.458 | Kirklees | Leeds City Region
NG FES - Consumer Transformation | Heat Pumps Energy Demand - Domestic (MWh) | Leeds | 6000.577 | 6781.905 | 8647.576 | 13864.665 | 19815.427 | 26329.742 | 32895.299 | 41288.537 | 51003.512 | 65534.067 | 86024.046 | 120218.772 | 166389.652 | 219105.836 | 271571.103 | 327773.747 | 386515.679 | 474652.654 | 547342.83 | 618241.207 | 687334.722 | 753979.614 | 823591.462 | 887088.314 | 935894.726 | 974103.508 | 999433.277 | 1020691.842 | 1041042.737 | 1055836.287 | 1070329.754 | 1084331.543 | Leeds | Leeds City Region
NG FES - Consumer Transformation | Heat Pumps Energy Demand - Domestic (MWh) | Middlesbrough | 1163.375 | 1393.644 | 1776.064 | 2852.553 | 4067.806 | 5260.208 | 6586.658 | 8118.39 | 10022.281 | 12868.738 | 16854.815 | 23484.118 | 32658.087 | 43062.776 | 53247.16 | 63583.225 | 73856.28 | 90618.559 | 104309.297 | 117740.588 | 130814.394 | 143896.549 | 158005.05 | 169236.785 | 178421.348 | 185412.131 | 190993.472 | 195378.492 | 198199.3 | 201015.899 | 203774.572 | 206435.709 | Middlesbrough | Tees Valley
NG FES - Consumer Transformation | Heat Pumps Energy Demand - Domestic (MWh) | Newcastle upon Tyne | 2048.112 | 2377.605 | 2983.321 | 4701.529 | 6676.722 | 8704.314 | 10986.352 | 13699.153 | 17113.752 | 22252.64 | 29695.013 | 41389.931 | 57581.666 | 75586.511 | 93208.205 | 111083.275 | 128807.659 | 157286.918 | 180600.909 | 203494.477 | 225789.595 | 248266.258 | 272852.196 | 292425.237 | 308478.36 | 320897.842 | 331231.755 | 339355.332 | 344464.915 | 349585.824 | 354628.687 | 359528.503 | Newcastle upon Tyne | North Eastern
NG FES - Consumer Transformation | Heat Pumps Energy Demand - Domestic (MWh) | North East Derbyshire | 136.986 | 152.756 | 195.102 | 313.536 | 450.394 | 613.396 | 798.033 | 1051.045 | 1347.556 | 1794.114 | 2319.508 | 3248.704 | 4473.023 | 5877.427 | 7245.858 | 8739.465 | 10238.369 | 12516.087 | 14394.256 | 16239.583 | 18033.19 | 19770.384 | 21601.758 | 23264.488 | 24520.296 | 25497.104 | 26182.73 | 26758.917 | 27342.465 | 27757.869 | 28161.846 | 28547.318 | North East Derbyshire | Derby, Derbyshire, Nottingham and Nottinghamshire | Sheffield City Region
NG FES - Consumer Transformation | Heat Pumps Energy Demand - Domestic (MWh) | North East Lincolnshire | 1801.068 | 2045.475 | 2506.572 | 3684.822 | 4995.867 | 6471.071 | 7936.139 | 9799.531 | 11927.045 | 15080.21 | 19483.689 | 27065.474 | 37319.166 | 49367.932 | 61333.374 | 74370.295 | 87917.295 | 108288.956 | 125052.551 | 141472.714 | 157461.58 | 172930.514 | 189133.907 | 203900.498 | 215248.068 | 224132.233 | 230261.256 | 235322.753 | 239864.725 | 243121.304 | 246335.49 | 249468.074 | North East Lincolnshire | Greater Lincolnshire | Humber
NG FES - Consumer Transformation | Heat Pumps Energy Demand - Domestic (MWh) | North Lincolnshire | 2935.541 | 3375.577 | 4022.845 | 5458.902 | 6995.077 | 8852.491 | 10947.385 | 13826.858 | 17195.449 | 22263.49 | 28378.148 | 37006.631 | 48456.842 | 61457.245 | 73853.499 | 87191.676 | 100243.896 | 119705.523 | 135674.91 | 151506.617 | 166631.473 | 181231.886 | 196694.005 | 210656.194 | 221363.039 | 229783.482 | 235861.002 | 240863.068 | 245268.279 | 248435.074 | 251576.629 | 254650.895 | North Lincolnshire | Greater Lincolnshire | Humber
NG FES - Consumer Transformation | Heat Pumps Energy Demand - Domestic (MWh) | North Tyneside | 1593.95 | 1855.594 | 2369.3 | 3914.9 | 5681.288 | 7344.587 | 9181.645 | 11234.454 | 13735.468 | 17424.444 | 22522.027 | 31447.126 | 43829.247 | 58100.702 | 72072.663 | 86389.65 | 100623.709 | 124472.685 | 143905.264 | 162956.19 | 181487.923 | 200119.809 | 220466.015 | 236582.235 | 249739.185 | 259578.701 | 267085.423 | 272929.449 | 276610.967 | 280284.228 | 283875.373 | 287327.836 | North Tyneside | North Eastern
NG FES - Consumer Transformation | Heat Pumps Energy Demand - Domestic (MWh) | Northumberland | 4268.856 | 5195.386 | 6297.773 | 8899.627 | 11692.673 | 15255.948 | 19652.05 | 25454.314 | 32897.423 | 44186.941 | 57464.438 | 74562.446 | 97756.976 | 122414.983 | 146556.808 | 169834.887 | 191810.476 | 228603.548 | 258339.656 | 287629.054 | 314194.465 | 340846.175 | 370251.891 | 393520.247 | 412595.176 | 427299.294 | 439418.518 | 448769.455 | 454127.807 | 459539.749 | 464914.814 | 470184.801 | Northumberland | North Eastern
NG FES - Consumer Transformation | Heat Pumps Energy Demand - Domestic (MWh) | Pendle | 260.357 | 305.339 | 362.548 | 476.035 | 592.584 | 737.607 | 898.283 | 1117.902 | 1371.752 | 1750.454 | 2209.507 | 3043.755 | 4146.803 | 5477.365 | 6745.036 | 8202.977 | 9685.738 | 11951.886 | 13813.785 | 15649.682 | 17415.015 | 19125.908 | 20956.885 | 22599.501 | 23843.931 | 24813.058 | 25540.925 | 26138.453 | 26681.958 | 27061.967 | 27435.867 | 27798.576 | Pendle | Lancashire
NG FES - Consumer Transformation | Heat Pumps Energy Demand - Domestic (MWh) | Redcar and Cleveland | 1319.656 | 1618.843 | 2018.984 | 3031.981 | 4144.089 | 5285.601 | 6596.254 | 8159.206 | 10111.52 | 13034.997 | 17169.654 | 23864.575 | 33118.4 | 43634.674 | 53930.375 | 64454.236 | 74844.062 | 92125.673 | 106238.815 | 120133.464 | 133540.41 | 147020.422 | 161790.386 | 173486.455 | 183063.22 | 190470.107 | 196634.283 | 201412.779 | 204244.313 | 207090.961 | 209904.252 | 212646.962 | Redcar and Cleveland | Tees Valley
NG FES - Consumer Transformation | Heat Pumps Energy Demand - Domestic (MWh) | Richmondshire | 1018.094 | 1243.361 | 1472.506 | 1948.254 | 2438.622 | 3191.696 | 4152.657 | 5489.195 | 7228.872 | 9877.992 | 12811.17 | 16029.859 | 20334.583 | 24566.544 | 28708.651 | 32553.817 | 36091.627 | 42166.689 | 46974.325 | 51656.892 | 55466.439 | 59253.785 | 63461.437 | 66757.59 | 69448.85 | 71557.32 | 73415.466 | 74838.655 | 75615.631 | 76404.85 | 77193.511 | 77971.97 | Richmondshire | York and North Yorkshire
NG FES - Consumer Transformation | Heat Pumps Energy Demand - Domestic (MWh) | Rotherham | 3423.158 | 3967.768 | 4873.832 | 7060.58 | 9452.397 | 12113.272 | 14778.33 | 18194.551 | 22133.31 | 28012.136 | 36282.452 | 48721.096 | 65548.204 | 84707.583 | 103450.335 | 123548.126 | 144370.851 | 175412.388 | 200967.037 | 225976.873 | 250230.412 | 273658.081 | 298281.32 | 320632.255 | 337895.931 | 351474.628 | 360665.22 | 368302.452 | 375187.17 | 380207.649 | 385170.275 | 390015.581 | Rotherham | Sheffield City Region
NG FES - Consumer Transformation | Heat Pumps Energy Demand - Domestic (MWh) | Ryedale | 1245.369 | 1490.225 | 1752.807 | 2312.007 | 2897.433 | 3599.908 | 4469.416 | 5603.48 | 7043.52 | 9220.044 | 11863.992 | 15145.642 | 19579.661 | 24140.558 | 28591.684 | 32961.397 | 37137.416 | 43967.406 | 49466.564 | 54849.529 | 59759.171 | 64684.595 | 70149.983 | 74464.776 | 77981.951 | 80759.51 | 83234.322 | 85164.624 | 86326.465 | 87477.654 | 88620.742 | 89741.989 | Ryedale | York and North Yorkshire
NG FES - Consumer Transformation | Heat Pumps Energy Demand - Domestic (MWh) | Scarborough | 1419.787 | 1744.206 | 2123.71 | 2990.298 | 3914.757 | 4895.373 | 6050.18 | 7466.37 | 9226.497 | 11861.201 | 15713.894 | 21635.631 | 29860.344 | 39503.016 | 48931.658 | 58422.177 | 67697.615 | 83003.936 | 95541.166 | 107966.487 | 119910.038 | 131939.074 | 145090.342 | 155688.886 | 164395.726 | 171259.015 | 177099.788 | 181579.056 | 184008.86 | 186435.292 | 188870.943 | 191290.06 | Scarborough | York and North Yorkshire
NG FES - Consumer Transformation | Heat Pumps Energy Demand - Domestic (MWh) | Selby | 2108.327 | 2409.338 | 2826.65 | 3709.231 | 4643.312 | 5832.23 | 7347.81 | 9550.492 | 12185.617 | 16200.224 | 20740.701 | 26032.72 | 32965.634 | 40387.222 | 47393.425 | 54444.441 | 60744.728 | 69912.503 | 77422.54 | 84991.823 | 92022.272 | 98779.024 | 105917.075 | 112373.435 | 117376.098 | 121363.379 | 124389.406 | 126882.951 | 128962.922 | 130513.683 | 132067.844 | 133608.301 | Selby | Leeds City Region | York and North Yorkshire
NG FES - Consumer Transformation | Heat Pumps Energy Demand - Domestic (MWh) | Sheffield | 4110.364 | 4697.203 | 5950.577 | 9302.861 | 13095.232 | 17260.126 | 21367.298 | 26553.07 | 32501.717 | 41343.978 | 54523.379 | 77329.923 | 108356.696 | 144396.388 | 180596.1 | 219512.093 | 260370.527 | 321731.973 | 372339.967 | 421760.234 | 470031.033 | 516523.943 | 564939.735 | 609168.76 | 643286.449 | 670073.468 | 688662.796 | 704092.058 | 717953.141 | 728028.603 | 737969.721 | 747666.522 | Sheffield | Sheffield City Region
NG FES - Consumer Transformation | Heat Pumps Energy Demand - Domestic (MWh) | South Tyneside | 1076.39 | 1277.071 | 1630.227 | 2646.285 | 3802.045 | 4911.866 | 6144.189 | 7544.215 | 9265.906 | 11820.818 | 15666.804 | 22298.725 | 31588.102 | 42410.55 | 53008.348 | 63839.701 | 74608.584 | 92412.739 | 106969.723 | 121300.836 | 135268.276 | 149305.712 | 164590.87 | 176784.637 | 186787.414 | 194449.231 | 200589.382 | 205339.427 | 208119.84 | 210918.17 | 213687.158 | 216390.459 | South Tyneside | North Eastern
NG FES - Consumer Transformation | Heat Pumps Energy Demand - Domestic (MWh) | Stockton-on-Tees | 1952.429 | 2270.088 | 2838.098 | 4500.05 | 6382.19 | 8208.51 | 10238.768 | 12565.665 | 15443.331 | 19734.346 | 25519.727 | 34596.146 | 47134.09 | 61115.921 | 74803.001 | 88738.399 | 102580.387 | 125163.102 | 143562.811 | 161593.928 | 179125.903 | 196750.139 | 216054.155 | 231346.277 | 243874.209 | 253226 | 260232.3 | 265738.372 | 269309.814 | 272873.8 | 276359.54 | 279715.247 | Stockton-on-Tees | Tees Valley
NG FES - Consumer Transformation | Heat Pumps Energy Demand - Domestic (MWh) | Sunderland | 1948.829 | 2324.213 | 2984.449 | 4901.228 | 7072.621 | 9127.496 | 11400.201 | 13953.8 | 17076.174 | 21694.648 | 28580.091 | 40850.082 | 58030.02 | 78486.274 | 98520.395 | 118856.036 | 139046.483 | 172615.015 | 200072.509 | 227134.44 | 253487.507 | 279991.34 | 308778.12 | 331824.879 | 350718.77 | 365091.351 | 376357.636 | 385053.405 | 390139.703 | 395254.305 | 400308.172 | 405232.058 | Sunderland | North Eastern
NG FES - Consumer Transformation | Heat Pumps Energy Demand - Domestic (MWh) | Wakefield | 3724.343 | 4356.223 | 5484.577 | 8307.444 | 11429.24 | 14891.59 | 18475.815 | 23163.458 | 28643.43 | 36901.928 | 48494.758 | 65413.149 | 88285.364 | 114027.094 | 139396.286 | 165869.188 | 192901.81 | 233106.667 | 266357.696 | 298959.607 | 330732.126 | 361482.328 | 393690.478 | 423037.003 | 445840.33 | 463826.217 | 475752.006 | 485737.522 | 494794.053 | 501507.885 | 508140.235 | 514622.947 | Wakefield | Leeds City Region
NG FES - Consumer Transformation | Heat Pumps Energy Demand - Domestic (MWh) | West Lindsey | 1018.827 | 1188.313 | 1423.682 | 1917.594 | 2440.567 | 3177.731 | 4317.769 | 6088.042 | 8251.102 | 11581.149 | 15156.162 | 19345.346 | 24782.285 | 30670.801 | 36227.628 | 41811.938 | 46614.804 | 53643.994 | 59408.103 | 65289.202 | 70570.812 | 75618.265 | 80953.727 | 85786.182 | 89547.192 | 92539.15 | 94826.657 | 96706.37 | 98223.873 | 99354.153 | 100488.348 | 101618.459 | West Lindsey | Greater Lincolnshire
NG FES - Consumer Transformation | Heat Pumps Energy Demand - Domestic (MWh) | York | 2155.415 | 2504.111 | 3066.703 | 4621.425 | 6370.666 | 8131.675 | 10132.14 | 12486.843 | 15419.13 | 19805.425 | 25894.891 | 35338.688 | 48407.945 | 63260.215 | 77801.585 | 92357.676 | 106698.085 | 129999.426 | 149037.218 | 167771.838 | 185934.282 | 204216.769 | 224120.505 | 240030.274 | 253093.706 | 263106.237 | 271159.388 | 277436.629 | 281242.371 | 285066.41 | 288842.614 | 292521.91 | York | Leeds City Region | York and North Yorkshire
NG FES - Leading the Way | Heat Pumps Energy Demand - Domestic (MWh) | Barnsley | 3679.244 | 4389.516 | 6005.321 | 12112.126 | 18766.256 | 25970.06 | 33899.128 | 44764.181 | 61218.615 | 81387.455 | 100485.78 | 119541.134 | 140075.278 | 159906.644 | 179310.727 | 198496.285 | 217442.877 | 235406.101 | 250736.436 | 266053.16 | 279050.39 | 290730.781 | 299187.288 | 303026.61 | 305051.055 | 307518.007 | 309565.215 | 312004.227 | 313505.622 | 315024.608 | 316258.527 | 317340.361 | Barnsley | Leeds City Region | Sheffield City Region
NG FES - Leading the Way | Heat Pumps Energy Demand - Domestic (MWh) | Bassetlaw | 365.172 | 453.515 | 616.976 | 1095.425 | 1652.807 | 2235.285 | 2861.664 | 3667.03 | 4877.621 | 6362.962 | 7771.453 | 9073.699 | 10442.946 | 11758.625 | 13037.588 | 14296.95 | 15561.011 | 16750.814 | 17764.43 | 18782.005 | 19644.593 | 20421.114 | 20989.703 | 21240.81 | 21364.959 | 21496.365 | 21596.869 | 21720.516 | 21790.096 | 21864.807 | 21919.971 | 21966.685 | Bassetlaw | Derby, Derbyshire, Nottingham and Nottinghamshire | Sheffield City Region
NG FES - Leading the Way | Heat Pumps Energy Demand - Domestic (MWh) | Bradford | 3814.979 | 4282.028 | 6051.244 | 15332.359 | 24765.632 | 34761.962 | 45681.771 | 61227.189 | 91189.158 | 131210.085 | 169394.821 | 208906.003 | 251588.573 | 292874.245 | 333265.083 | 373375.711 | 412762.758 | 450084.191 | 481760.074 | 513278.45 | 539943.419 | 563745.528 | 580340.316 | 587403.16 | 590577.128 | 595068.954 | 598686.771 | 603251.947 | 605704.251 | 608104.875 | 609920.095 | 611382.291 | Bradford | Leeds City Region
NG FES - Leading the Way | Heat Pumps Energy Demand - Domestic (MWh) | Calderdale | 1637.77 | 1848.764 | 2571.342 | 6315.622 | 10221.593 | 14336.255 | 18772.031 | 25077.11 | 38259.678 | 56277.4 | 73308.484 | 90780.906 | 109631.336 | 127821.757 | 145406.12 | 162812.027 | 179908.278 | 196107.891 | 209851.852 | 223527.344 | 235070.4 | 245344.938 | 252432.242 | 255302.966 | 256472.757 | 258273.798 | 259702.026 | 261552.755 | 262454.481 | 263324.206 | 263936.124 | 264388.557 | Calderdale | Leeds City Region
NG FES - Leading the Way | Heat Pumps Energy Demand - Domestic (MWh) | County Durham | 6501.21 | 8146.965 | 10744.178 | 22659.28 | 35317.199 | 48705.553 | 63268.335 | 89044.909 | 120402.132 | 158122.056 | 197753.022 | 238752.777 | 284571.638 | 327091.014 | 368941.611 | 410334.407 | 450763.79 | 496453.648 | 529410.194 | 562316.005 | 590268.415 | 615109.548 | 637535.583 | 645508.223 | 648835.869 | 653713.26 | 657702.727 | 664986.104 | 667632.529 | 669218.369 | 671205.356 | 672805.909 | County Durham | North Eastern
NG FES - Leading the Way | Heat Pumps Energy Demand - Domestic (MWh) | Craven | 664.661 | 747.983 | 973.965 | 2178.7 | 3614.776 | 5209.331 | 6935.67 | 9141.308 | 12553.234 | 16706.398 | 20511.315 | 24131.582 | 28023.22 | 31711.246 | 35125.522 | 38434.641 | 41714.067 | 44821.312 | 47476.919 | 50125.538 | 52362.287 | 54364.846 | 55789.909 | 56402.73 | 56698.436 | 57091.991 | 57414.074 | 57808.89 | 58029.427 | 58249.306 | 58419.619 | 58561.612 | Craven | Leeds City Region | York and North Yorkshire
NG FES - Leading the Way | Heat Pumps Energy Demand - Domestic (MWh) | Darlington | 913.37 | 1054.675 | 1418.637 | 3658.189 | 5895.295 | 8217.093 | 10736.489 | 15929.173 | 22240.351 | 30024.386 | 38222.348 | 46875.835 | 56624.49 | 65669.761 | 74561.292 | 83376.209 | 92024.318 | 101852.66 | 108908.055 | 115957.998 | 121930.721 | 127218.845 | 131924.616 | 133520.975 | 134134.367 | 135125.075 | 135933.586 | 137454.979 | 137963.363 | 138235.157 | 138593.568 | 138865.22 | Darlington | Tees Valley
NG FES - Leading the Way | Heat Pumps Energy Demand - Domestic (MWh) | Doncaster | 4451.909 | 5308.412 | 7240.374 | 14128.328 | 21306.354 | 28711.353 | 36714.06 | 47624.431 | 66609.223 | 91078.439 | 114143.272 | 137100.781 | 161795.959 | 185655.752 | 209061.314 | 232185.215 | 255005 | 276566.051 | 294935.545 | 313273.623 | 328665.72 | 342423.622 | 352217.19 | 356290.365 | 358187.74 | 360764.683 | 362852.789 | 365429.461 | 366814.821 | 368206.696 | 369242.152 | 370081.981 | Doncaster | Sheffield City Region
NG FES - Leading the Way | Heat Pumps Energy Demand - Domestic (MWh) | East Lindsey | 900.179 | 1031.873 | 1322.605 | 2947.69 | 5310.65 | 7927.114 | 10725.296 | 13659.681 | 17796.962 | 22509.844 | 26845.149 | 30175.036 | 33408.552 | 36453.301 | 39171.851 | 41758.664 | 44483.931 | 47059.109 | 49280.117 | 51508.782 | 53383.292 | 55063.081 | 56275.129 | 56776.395 | 57014.829 | 57324.811 | 57575.045 | 57881.173 | 58041.043 | 58204.364 | 58324.589 | 58421.977 | East Lindsey | Greater Lincolnshire
NG FES - Leading the Way | Heat Pumps Energy Demand - Domestic (MWh) | East Riding of Yorkshire | 7226.473 | 8179.623 | 10416.078 | 19947.155 | 31257.025 | 43169.662 | 55895.872 | 71333.648 | 96703.759 | 128087.712 | 157047.58 | 183515.747 | 211365.746 | 237922.452 | 263243.674 | 287928.003 | 312624.45 | 335960.934 | 355881.056 | 375862.683 | 392576.047 | 407496.347 | 418132.74 | 422365.291 | 424229.254 | 426869.88 | 428979.813 | 431633.534 | 432943.452 | 434267.336 | 435193.674 | 435904.792 | East Riding of Yorkshire | Humber | York and North Yorkshire
NG FES - Leading the Way | Heat Pumps Energy Demand - Domestic (MWh) | Gateshead | 1528.573 | 1820.147 | 2460.999 | 6057.216 | 9661.71 | 13414.516 | 17504.882 | 26092.021 | 36538.519 | 49452.867 | 63053.907 | 77426.066 | 93665.212 | 108783.356 | 123679.229 | 138455.446 | 152994.741 | 169489.117 | 181336.873 | 193162.006 | 203219.024 | 212137.043 | 220164.688 | 223008.902 | 224167.455 | 225792.158 | 227083.701 | 229549.106 | 230390.061 | 230864.91 | 231480.372 | 231963.293 | Gateshead | North Eastern
NG FES - Leading the Way | Heat Pumps Energy Demand - Domestic (MWh) | Hambleton | 1763.206 | 2101.948 | 2631.929 | 5533.077 | 9142.369 | 13055.593 | 17253.283 | 22323.932 | 28509.623 | 35298.719 | 42722.154 | 49839.239 | 57208.273 | 63908.768 | 70485.466 | 76921.493 | 83054.055 | 89785.055 | 94667.712 | 99542.967 | 103663.288 | 107321.836 | 110634.529 | 111799.756 | 112276.294 | 113011.429 | 113619.515 | 114722.51 | 115114.107 | 115344.091 | 115637.046 | 115871.553 | Hambleton | York and North Yorkshire
NG FES - Leading the Way | Heat Pumps Energy Demand - Domestic (MWh) | Harrogate | 1932.612 | 2249.205 | 2866.463 | 6156.174 | 9725.415 | 13382.27 | 17265.042 | 24408.56 | 33252.103 | 44094.239 | 55878.526 | 67952.122 | 81264.627 | 93581.588 | 105646.812 | 117544.061 | 129139.222 | 142128.212 | 151518.61 | 160904.177 | 168798.672 | 175768.888 | 181892.196 | 183811.587 | 184408.46 | 185588.021 | 186531.102 | 188418.955 | 188931.999 | 189126.633 | 189426.046 | 189603.097 | Harrogate | Leeds City Region | York and North Yorkshire
NG FES - Leading the Way | Heat Pumps Energy Demand - Domestic (MWh) | Hartlepool | 987.372 | 1184.34 | 1585.025 | 3796.228 | 6049.925 | 8445.094 | 11075.949 | 15806.916 | 21549.836 | 28408.612 | 35391.637 | 42662.704 | 50867.701 | 58489.424 | 65990.227 | 73410.039 | 80701.268 | 88976.247 | 94957.678 | 100928.528 | 105989.85 | 110443.341 | 114444.348 | 115903.402 | 116556.711 | 117517.306 | 118327.629 | 119720.374 | 120279.047 | 120645.104 | 121082.343 | 121448.682 | Hartlepool | Tees Valley
NG FES - Leading the Way | Heat Pumps Energy Demand - Domestic (MWh) | High Peak | 32.086 | 35.127 | 44.475 | 187.976 | 430.464 | 711.89 | 1011.262 | 1308.855 | 1745.183 | 2248.392 | 2696.98 | 3024.053 | 3336.426 | 3625.416 | 3850.301 | 4053.375 | 4272.752 | 4482.31 | 4664.75 | 4846.352 | 4998.293 | 5132.693 | 5225.457 | 5256.19 | 5266.468 | 5289.939 | 5309.727 | 5334.929 | 5344.424 | 5352.737 | 5357.627 | 5359.964 | High Peak | Derby, Derbyshire, Nottingham and Nottinghamshire,
NG FES - Leading the Way | Heat Pumps Energy Demand - Domestic (MWh) | Kingston upon Hull, City of | 2324.657 | 2646.764 | 3795.307 | 9577.267 | 15232.388 | 21109.337 | 27495.41 | 36262.968 | 52751.259 | 74457.996 | 95121.312 | 116362.655 | 139357.468 | 161579.523 | 183400.245 | 205008.504 | 226230.52 | 246281.121 | 263313.256 | 280203.955 | 294358.114 | 306993.081 | 315869.289 | 319600.58 | 321310.859 | 323729.655 | 325693.73 | 328140.846 | 329460.344 | 330758.192 | 331740.008 | 332534.355 | Kingston upon Hull, City of | Humber
NG FES - Leading the Way | Heat Pumps Energy Demand - Domestic (MWh) | Kirklees | 3708.137 | 4200.162 | 5886.907 | 14252.052 | 22684.503 | 31510.855 | 41099.249 | 54413.32 | 80326.766 | 114861.395 | 147457.739 | 180941.251 | 217118.7 | 252133.211 | 286362.24 | 320257.975 | 353515.63 | 385040.187 | 411862.024 | 438575.631 | 461032.218 | 481029.762 | 494943.127 | 500614.073 | 503105.357 | 506969.475 | 510146.577 | 514124.634 | 516206.183 | 518221.701 | 519724.981 | 520910.265 | Kirklees | Leeds City Region
NG FES - Leading the Way | Heat Pumps Energy Demand - Domestic (MWh) | Leeds | 6000.577 | 6781.905 | 9749.816 | 25222.291 | 40863.428 | 57477.713 | 75684.367 | 100383.819 | 145734.118 | 204771.225 | 259947.173 | 316754.011 | 378193.639 | 437867.001 | 496386.465 | 554266.607 | 610915.424 | 664809.95 | 710878.826 | 756723.558 | 795032.806 | 829087.589 | 852768.519 | 862284.066 | 866701.961 | 874234.865 | 880740.372 | 888641.03 | 892993.312 | 897139.722 | 900394.007 | 903049.574 | Leeds | Leeds City Region
NG FES - Leading the Way | Heat Pumps Energy Demand - Domestic (MWh) | Middlesbrough | 1163.375 | 1393.644 | 1909.023 | 4885.058 | 7872.971 | 11038.555 | 14517.03 | 21221.376 | 29343.13 | 39141.299 | 49040.058 | 59438.7 | 71223.675 | 82193.314 | 92980.377 | 103647.09 | 114117.879 | 126069.269 | 134708.474 | 143332.953 | 150595.228 | 156924.466 | 162556.037 | 164497.268 | 165317.873 | 166743.94 | 167980.346 | 170074.341 | 170896.872 | 171412.3 | 172033.841 | 172540.459 | Middlesbrough | Tees Valley
NG FES - Leading the Way | Heat Pumps Energy Demand - Domestic (MWh) | Newcastle upon Tyne | 2048.112 | 2377.605 | 3198.387 | 8268.423 | 13574.607 | 19355.634 | 25774.793 | 37664.477 | 52050.609 | 69158.789 | 85999.512 | 103673.249 | 123698.257 | 142397.879 | 160805.106 | 179013.497 | 196891.413 | 217303.566 | 232127.321 | 246918.275 | 259467.473 | 270591.422 | 280543.219 | 284137.419 | 285781.242 | 288410.307 | 290701.265 | 294464.87 | 296055.742 | 297128.633 | 298382.791 | 299443.236 | Newcastle upon Tyne | North Eastern
NG FES - Leading the Way | Heat Pumps Energy Demand - Domestic (MWh) | North East Derbyshire | 136.986 | 152.756 | 220.542 | 620.217 | 1085.746 | 1580.241 | 2115.461 | 2746.065 | 4014.464 | 5687.957 | 7216.465 | 8702.683 | 10260.414 | 11791.691 | 13291.03 | 14770.351 | 16227.73 | 17626.265 | 18833.094 | 20038.924 | 21032.324 | 21904.807 | 22491.373 | 22683.452 | 22757.302 | 22971.139 | 23167.508 | 23405.004 | 23524.508 | 23631.439 | 23712.748 | 23773.744 | North East Derbyshire | Derby, Derbyshire, Nottingham and Nottinghamshire | Sheffield City Region
NG FES - Leading the Way | Heat Pumps Energy Demand - Domestic (MWh) | North East Lincolnshire | 1801.068 | 2045.475 | 2785.485 | 6153.587 | 9616.978 | 13168.009 | 16988.633 | 22159.899 | 32513.117 | 46391.499 | 59440.25 | 72613.205 | 86759.135 | 100458.437 | 113877.83 | 127157.454 | 140220.07 | 152591.53 | 163125.8 | 173638.081 | 182445.272 | 190275.284 | 195707.073 | 197839.743 | 198729.057 | 200189.647 | 201384.965 | 202895.125 | 203644.632 | 204368.562 | 204885.366 | 205274.618 | North East Lincolnshire | Greater Lincolnshire | Humber
NG FES - Leading the Way | Heat Pumps Energy Demand - Domestic (MWh) | North Lincolnshire | 2935.541 | 3375.577 | 4427.452 | 8922.003 | 14230.168 | 19836.096 | 25858.191 | 33114.762 | 45125.768 | 60062.959 | 73965.659 | 86805.552 | 100250.085 | 113207.049 | 125737.723 | 138021.669 | 150303.063 | 161919.748 | 171866.589 | 181821.845 | 190136.624 | 197552.357 | 202826.295 | 204922.144 | 205882.087 | 207313.25 | 208499.594 | 209950.576 | 210707.692 | 211460.026 | 212012.689 | 212451.655 | North Lincolnshire | Greater Lincolnshire | Humber
NG FES - Leading the Way | Heat Pumps Energy Demand - Domestic (MWh) | North Tyneside | 1593.95 | 1855.594 | 2543.945 | 6688.286 | 10682.342 | 14737.564 | 19113.428 | 28031.092 | 38863.564 | 52175.626 | 66181.566 | 80934.353 | 97646.952 | 113169.69 | 128441.577 | 143531.838 | 158352.469 | 175228.025 | 187348.673 | 199445.827 | 209642.191 | 218607.898 | 226595.892 | 229235.466 | 230207.249 | 231919.572 | 233335.008 | 235985.57 | 236852.079 | 237297.599 | 237894.511 | 238336.426 | North Tyneside | North Eastern
NG FES - Leading the Way | Heat Pumps Energy Demand - Domestic (MWh) | Northumberland | 4268.856 | 5195.386 | 6698.91 | 15573.409 | 26704.144 | 38885.674 | 51962.756 | 68724.825 | 89199.849 | 112198.52 | 137581.709 | 162357.13 | 188277.355 | 211939.303 | 235188.794 | 258048.595 | 279849.063 | 303738.76 | 320986.791 | 338201.972 | 352848.073 | 365906.792 | 377752.358 | 381998.994 | 383740.05 | 386099.055 | 387956.603 | 391535.726 | 392732.618 | 393404.49 | 394289.473 | 394987.135 | Northumberland | North Eastern
NG FES - Leading the Way | Heat Pumps Energy Demand - Domestic (MWh) | Pendle | 260.357 | 305.339 | 398.813 | 735.402 | 1139.406 | 1552.75 | 1988.645 | 2516.921 | 3723.232 | 5388.888 | 6918.133 | 8380.476 | 9912.467 | 11414.198 | 12869.589 | 14303.287 | 15723.492 | 17078.349 | 18241.416 | 19405.844 | 20368.399 | 21214.89 | 21792.139 | 21970.443 | 22024.53 | 22182.494 | 22320.186 | 22493.445 | 22564.21 | 22627.242 | 22665.257 | 22685.741 | Pendle | Lancashire
NG FES - Leading the Way | Heat Pumps Energy Demand - Domestic (MWh) | Redcar and Cleveland | 1319.656 | 1618.843 | 2161.876 | 5014.547 | 8051.976 | 11276.185 | 14787.034 | 21440.587 | 29533.075 | 39398.937 | 49766.039 | 60562.851 | 72617.577 | 83862.534 | 94942.341 | 105916.479 | 116665.108 | 128860.313 | 137649.465 | 146418.424 | 153841.74 | 160381.378 | 166280.758 | 168321.842 | 169143.275 | 170431.855 | 171492.895 | 173435.354 | 174121.997 | 174516.17 | 175017.543 | 175411.496 | Redcar and Cleveland | Tees Valley
NG FES - Leading the Way | Heat Pumps Energy Demand - Domestic (MWh) | Richmondshire | 1018.094 | 1243.361 | 1558.627 | 3435.894 | 5996.717 | 8861.685 | 11915.952 | 15087.299 | 18960.098 | 22991.891 | 27610.801 | 31876.719 | 36184.732 | 40006.233 | 43743.633 | 47353.817 | 50598.708 | 53966.452 | 56412.946 | 58855.165 | 60923.672 | 62769.219 | 64447.911 | 65033.199 | 65258.606 | 65584.634 | 65840.522 | 66346.521 | 66500.062 | 66576.079 | 66684.642 | 66765.822 | Richmondshire | York and North Yorkshire
NG FES - Leading the Way | Heat Pumps Energy Demand - Domestic (MWh) | Rotherham | 3423.158 | 3967.768 | 5426.061 | 11625.433 | 17995.966 | 24699.458 | 32002.472 | 41919.957 | 58598.279 | 79737.403 | 99627.778 | 119654.597 | 141319.403 | 162235.285 | 182711.283 | 202913.015 | 222792.266 | 241597.155 | 257634.936 | 273635.327 | 287078.468 | 299101.087 | 307679.526 | 311316.785 | 313090.4 | 315509.332 | 317510.787 | 319939.991 | 321312.289 | 322681.155 | 323742.312 | 324629.632 | Rotherham | Sheffield City Region
NG FES - Leading the Way | Heat Pumps Energy Demand - Domestic (MWh) | Ryedale | 1245.369 | 1490.225 | 1854.807 | 3636.865 | 5825.311 | 8219.142 | 10807.589 | 14101.885 | 18155.338 | 22650.669 | 27323.638 | 31817.594 | 36603.405 | 40985.516 | 45264.618 | 49442.59 | 53440.092 | 57840.021 | 61075.225 | 64306.981 | 67038.86 | 69473.402 | 71657.018 | 72441.18 | 72785.835 | 73339.391 | 73815.815 | 74609.415 | 74930.468 | 75143.683 | 75393.65 | 75602.116 | Ryedale | York and North Yorkshire
NG FES - Leading the Way | Heat Pumps Energy Demand - Domestic (MWh) | Scarborough | 1419.787 | 1744.206 | 2269.963 | 4724.141 | 7461.495 | 10356.83 | 13487.922 | 19225.295 | 26332.506 | 35080.778 | 44553.339 | 54345.742 | 65121.751 | 75128.117 | 84969.36 | 94756.195 | 104366.305 | 115080.207 | 122814.53 | 130545.534 | 137164.423 | 143084.302 | 148399.492 | 150364.64 | 151183.76 | 152129.864 | 152827.28 | 154251.191 | 154712.563 | 154974.491 | 155314.116 | 155579.937 | Scarborough | York and North Yorkshire
NG FES - Leading the Way | Heat Pumps Energy Demand - Domestic (MWh) | Selby | 2108.327 | 2409.338 | 3090.548 | 6217.513 | 10264.267 | 14691.252 | 19481.251 | 24962.536 | 32258.88 | 40398.123 | 47956.582 | 54284.036 | 60713.826 | 66797.731 | 72533.768 | 78092.089 | 83783.79 | 89175.184 | 93799.199 | 98437.257 | 102351.097 | 105881.689 | 108493.943 | 109697.382 | 110359.167 | 111118.857 | 111747.83 | 112490.849 | 112956.079 | 113435.925 | 113829.975 | 114182.116 | Selby | Leeds City Region | York and North Yorkshire
NG FES - Leading the Way | Heat Pumps Energy Demand - Domestic (MWh) | Sheffield | 4110.364 | 4697.203 | 6700.748 | 16382.39 | 26063.083 | 36199.212 | 47258.842 | 62939.107 | 93334.957 | 133848.087 | 172055.136 | 211612.74 | 254431.443 | 295946.94 | 336684.182 | 377061.603 | 416622.08 | 454159.572 | 486125.603 | 517881.765 | 544486.991 | 568173.32 | 584646.124 | 591367.946 | 594374.274 | 599136.057 | 603107.044 | 608034.608 | 610664.901 | 613197.228 | 615123.432 | 616663.377 | Sheffield | Sheffield City Region
NG FES - Leading the Way | Heat Pumps Energy Demand - Domestic (MWh) | South Tyneside | 1076.39 | 1277.071 | 1752.513 | 4521.805 | 7251.778 | 10084.118 | 13170.816 | 19752.996 | 27758.803 | 37662.608 | 48093.612 | 59138.667 | 71652.042 | 83293.017 | 94763.57 | 106137.898 | 117333.898 | 130027.43 | 139139.072 | 148231.899 | 155957.694 | 162782.185 | 168920.818 | 171098.693 | 171986.595 | 173221.983 | 174201.423 | 176077.521 | 176714.503 | 177073.001 | 177538.819 | 177903.908 | South Tyneside | North Eastern
NG FES - Leading the Way | Heat Pumps Energy Demand - Domestic (MWh) | Stockton-on-Tees | 1952.429 | 2270.088 | 3032.764 | 7585.63 | 12111.395 | 16837.119 | 21989.018 | 31065.188 | 42092.88 | 55258.305 | 68816.756 | 82877.206 | 98750.405 | 113488.441 | 127996.621 | 142320.652 | 156402.663 | 172383.988 | 183919.165 | 195427.973 | 205176.294 | 213796.553 | 221550.352 | 224315.615 | 225497.055 | 227287.546 | 228784.923 | 231427.738 | 232429.432 | 233053.481 | 233817.821 | 234443.704 | Stockton-on-Tees | Tees Valley
NG FES - Leading the Way | Heat Pumps Energy Demand - Domestic (MWh) | Sunderland | 1948.829 | 2324.213 | 3210.445 | 8331.704 | 13300.71 | 18382.271 | 23883.132 | 36001.944 | 50757.632 | 69204.189 | 88915.179 | 109845.853 | 133516.421 | 155479.298 | 177093.927 | 198554.653 | 219670.275 | 243600.282 | 260727.493 | 277834.981 | 292368.364 | 305213.734 | 316716.237 | 320726.475 | 322290.581 | 324485.826 | 326193.151 | 329594.773 | 330669.43 | 331220.633 | 331974.308 | 332539.218 | Sunderland | North Eastern
NG FES - Leading the Way | Heat Pumps Energy Demand - Domestic (MWh) | Wakefield | 3724.343 | 4356.223 | 6164.685 | 14493.91 | 23221.083 | 32644.958 | 43023.656 | 57000.852 | 78971.879 | 106185.081 | 132091.654 | 158276.333 | 186528.269 | 213852.813 | 240681.943 | 267232.754 | 293394.844 | 318184.159 | 339318.438 | 360389.948 | 378225.893 | 394226.064 | 405716.665 | 410878.724 | 413563.534 | 416989.189 | 419846.293 | 423265.111 | 425342.112 | 427419.382 | 429106.453 | 430573.773 | Wakefield | Leeds City Region
NG FES - Leading the Way | Heat Pumps Energy Demand - Domestic (MWh) | West Lindsey | 1018.827 | 1188.313 | 1572.553 | 3801.198 | 7023.31 | 10645.115 | 14550.14 | 18810.813 | 24639.645 | 31264.953 | 37462.324 | 42448.14 | 47369.696 | 52033.982 | 56257.215 | 60320.627 | 64554.345 | 68564.478 | 72008.175 | 75448.331 | 78380.202 | 81020.892 | 82944.939 | 83820.214 | 84275.502 | 84793.924 | 85212.452 | 85715.771 | 86015.047 | 86321.474 | 86566.678 | 86780.145 | West Lindsey | Greater Lincolnshire
NG FES - Leading the Way | Heat Pumps Energy Demand - Domestic (MWh) | York | 2155.415 | 2504.111 | 3265.197 | 7665.074 | 12246.96 | 17094.85 | 22391.864 | 31813.319 | 43265.373 | 56965.115 | 71133.763 | 85859.147 | 102335.963 | 117597.211 | 132602.043 | 147462.172 | 162055.366 | 178589.99 | 190515.32 | 202431.521 | 212559.391 | 221545.311 | 229591.617 | 232502.649 | 233767.055 | 235591.773 | 237103.048 | 239787.74 | 240813.789 | 241460.543 | 242250.235 | 242901.335 | York | Leeds City Region | York and North Yorkshire
NPg Planning Scenario | Heat Pumps Energy Demand - Domestic (MWh) | Barnsley | 3721.245 | 3954.069 | 4827.568 | 6620.444 | 8650.864 | 10683.238 | 17199.772 | 23631.466 | 33397.625 | 48026.856 | 64282.056 | 86433.599 | 104531.442 | 125574.232 | 147766.241 | 172953.365 | 204601.817 | 231030.394 | 256367.324 | 282214.167 | 307969.435 | 331779.621 | 356086.921 | 378634.642 | 398620.954 | 416198.587 | 431690.774 | 445829.841 | 461046.893 | 475331.191 | 476140.988 | 475226.351 | Barnsley | Leeds City Region | Sheffield City Region
NPg Planning Scenario | Heat Pumps Energy Demand - Domestic (MWh) | Bassetlaw | 408.381 | 397.187 | 468.719 | 614.161 | 768.459 | 906.86 | 1517.319 | 1759.069 | 2792.245 | 4200.985 | 5698.265 | 5940.653 | 7213.106 | 8578.603 | 9967.768 | 11784.877 | 14081.285 | 15933.24 | 17574.501 | 19337.27 | 21177.191 | 22551.4 | 24245.878 | 25743.362 | 27132.001 | 28318.519 | 29400.44 | 30348.447 | 31389.97 | 32346.347 | 32447.359 | 32403.694 | Bassetlaw | Derby, Derbyshire, Nottingham and Nottinghamshire | Sheffield City Region
NPg Planning Scenario | Heat Pumps Energy Demand - Domestic (MWh) | Bradford | 3141.097 | 3793.726 | 4880.161 | 7199.574 | 9958.081 | 12983.254 | 19190.409 | 33279.027 | 46139.84 | 66707.368 | 89908.487 | 157862.837 | 193378.412 | 236966.924 | 283272.766 | 327160.97 | 388401.36 | 442096.062 | 494109.061 | 548433.789 | 599527.005 | 656719.568 | 706141.285 | 754153.784 | 793341.419 | 830315.833 | 861398.008 | 889982.041 | 921431.114 | 950099.588 | 948731.015 | 944740.17 | Bradford | Leeds City Region
NPg Planning Scenario | Heat Pumps Energy Demand - Domestic (MWh) | Calderdale | 1321.687 | 1549.621 | 1960.225 | 2812.442 | 3821.751 | 4924.243 | 7211.207 | 12413.241 | 20064.918 | 30277.879 | 39998.118 | 67908.182 | 83775.487 | 102033.012 | 122482.38 | 141303.337 | 168399.499 | 191845.51 | 214609.398 | 238301.408 | 260745.832 | 285591.489 | 307119.399 | 327907.527 | 344899.162 | 360971.351 | 374461.808 | 386633.157 | 400289.913 | 412431.068 | 411330.406 | 409003.075 | Calderdale | Leeds City Region
NPg Planning Scenario | Heat Pumps Energy Demand - Domestic (MWh) | County Durham | 6856.938 | 7794.505 | 9647.381 | 13210.162 | 16853.458 | 20657.784 | 28447.063 | 42613.844 | 62764.905 | 91796.767 | 137614.459 | 177487.518 | 221152.127 | 264483.953 | 321398.353 | 379158.812 | 436671.915 | 493648.532 | 548971.068 | 604081.167 | 661403.86 | 712826.547 | 765964.599 | 813635.431 | 857706.445 | 894420.604 | 929182.801 | 960738.598 | 992913.281 | 1025384.601 | 1025324.129 | 1022173.097 | County Durham | North Eastern
NPg Planning Scenario | Heat Pumps Energy Demand - Domestic (MWh) | Craven | 509.719 | 601.8 | 740.289 | 986.389 | 1284.995 | 1612.067 | 2491.111 | 3908.668 | 8118.009 | 12487.519 | 15670.643 | 17744.93 | 21682.748 | 24586.933 | 29004.9 | 33122.567 | 38463.367 | 42997.78 | 47614.113 | 52107.797 | 56921.198 | 61027.361 | 65440.643 | 69354.702 | 72924.561 | 75916.185 | 78718.761 | 81075.387 | 83609.046 | 85963.473 | 85942.584 | 85606.721 | Craven | Leeds City Region | York and North Yorkshire
NPg Planning Scenario | Heat Pumps Energy Demand - Domestic (MWh) | Darlington | 749.883 | 883.834 | 1096.11 | 1648.476 | 2321.908 | 2882.874 | 4993.554 | 7382.45 | 10556.698 | 15209.288 | 27694.109 | 35978.211 | 45458.894 | 53738.597 | 65312.042 | 77437.812 | 89950.113 | 102184.167 | 114075.089 | 126504.668 | 138844.434 | 149702.38 | 160890.846 | 170874.547 | 180369.452 | 188047.754 | 195570.643 | 202261.562 | 209218.716 | 216032.263 | 215914.807 | 215144.417 | Darlington | Tees Valley
NPg Planning Scenario | Heat Pumps Energy Demand - Domestic (MWh) | Doncaster | 4359.087 | 4509.41 | 5459.827 | 7423.659 | 9608.851 | 11778.125 | 18260.208 | 25071.542 | 34911.89 | 51558.85 | 70931.36 | 97117.51 | 118612.285 | 143960.442 | 170742.117 | 202494.869 | 240368.628 | 272762.85 | 303506.996 | 334730.365 | 366268.531 | 394167.699 | 423658.074 | 450777.093 | 475282.838 | 496514.504 | 515634.387 | 533198.587 | 551646.624 | 569335.113 | 570220 | 569044.608 | Doncaster | Sheffield City Region
NPg Planning Scenario | Heat Pumps Energy Demand - Domestic (MWh) | East Lindsey | 723.589 | 816.828 | 979.504 | 1239.46 | 1552.176 | 1883.847 | 3331.159 | 5154.569 | 12839.999 | 19879.543 | 25245.761 | 22079.729 | 26872.753 | 29091.544 | 32772.199 | 36545.701 | 40892.478 | 45183.797 | 48932.28 | 53101.742 | 58186.443 | 60672.323 | 64924.078 | 68221.697 | 71543.242 | 73981.476 | 76762.558 | 78809.415 | 80916.291 | 82934.784 | 83116.476 | 82912.366 | East Lindsey | Greater Lincolnshire
NPg Planning Scenario | Heat Pumps Energy Demand - Domestic (MWh) | East Riding of Yorkshire | 5352.273 | 6098.467 | 7283.689 | 9084.813 | 11282.313 | 13695.026 | 21084.394 | 31920.165 | 58691.497 | 90258.157 | 119985.933 | 129901.04 | 159038.601 | 183077.578 | 214142.214 | 248746.899 | 289566.085 | 325201.161 | 359221.025 | 393491.903 | 430995.936 | 458541.825 | 492256.864 | 521444.274 | 549183.669 | 571454.823 | 593469.135 | 612510.796 | 631684.567 | 650736.288 | 651784.077 | 650239.061 | East Riding of Yorkshire | Humber | York and North Yorkshire
NPg Planning Scenario | Heat Pumps Energy Demand - Domestic (MWh) | Gateshead | 1437.146 | 1669.955 | 2075.037 | 3004.469 | 4103.081 | 5040.696 | 8327.453 | 12086.764 | 17142.715 | 24517.389 | 44829.144 | 58062.497 | 73640.057 | 88124.253 | 108643.183 | 128818.065 | 149621.101 | 169798.233 | 189410.611 | 209346.851 | 229857.017 | 248220.214 | 267166.146 | 283997.944 | 299863.745 | 312782.03 | 325317.116 | 336359.672 | 347916.419 | 359426.843 | 359374.571 | 358254.124 | Gateshead | North Eastern
NPg Planning Scenario | Heat Pumps Energy Demand - Domestic (MWh) | Hambleton | 1519.898 | 1716.203 | 2032.876 | 2648.435 | 3344.595 | 4593.654 | 6431.626 | 11715.794 | 18802.103 | 28811.668 | 29453.767 | 38064.448 | 43571.006 | 51148.03 | 57797.851 | 66887.626 | 75230.244 | 84191.955 | 92850.576 | 101258.736 | 109800.499 | 117507.881 | 125647.036 | 133491.688 | 139599.545 | 145624.068 | 150291.206 | 155432.35 | 159781.43 | 164480.491 | 164629.928 | 164304.309 | Hambleton | York and North Yorkshire
NPg Planning Scenario | Heat Pumps Energy Demand - Domestic (MWh) | Harrogate | 1521.926 | 1706.107 | 2002.462 | 2648.733 | 3436.721 | 4366.561 | 6702.948 | 10966.951 | 17555.485 | 26954.39 | 39841.503 | 51168.032 | 63453.462 | 75349.671 | 90856.964 | 107444.802 | 124323.375 | 141029.203 | 157118.14 | 173592.32 | 190219.613 | 204575.328 | 219647.464 | 233338.362 | 245792.472 | 256364.706 | 266184.351 | 275328.101 | 284394.842 | 293435.098 | 293090.013 | 291830.428 | Harrogate | Leeds City Region | York and North Yorkshire
NPg Planning Scenario | Heat Pumps Energy Demand - Domestic (MWh) | Hartlepool | 956.655 | 1120.749 | 1393.671 | 2005.151 | 2722.672 | 3341.108 | 5358.068 | 7709.45 | 10862.11 | 15327.33 | 25577.141 | 32771.468 | 40812.992 | 48441.377 | 58370.473 | 68675.873 | 79073.577 | 89271.516 | 99235.397 | 109395.914 | 119705.467 | 128860.312 | 138300.712 | 146852.425 | 154879.119 | 161480.529 | 167859.607 | 173597.458 | 179521.638 | 185399.947 | 185559.48 | 185204.87 | Hartlepool | Tees Valley
NPg Planning Scenario | Heat Pumps Energy Demand - Domestic (MWh) | High Peak | 20.732 | 27.274 | 33.812 | 43.782 | 57.027 | 72.393 | 169.991 | 335.908 | 1472.078 | 2374.475 | 2836.022 | 2348.412 | 2892.363 | 2981.374 | 3374.045 | 3692.425 | 4040.41 | 4414.273 | 4764.304 | 5127.192 | 5627.188 | 5803.171 | 6191.167 | 6465.227 | 6765.2 | 6965.995 | 7223.646 | 7377.709 | 7550.268 | 7698.123 | 7686.178 | 7634.602 | High Peak | Derby, Derbyshire, Nottingham and Nottinghamshire,
NPg Planning Scenario | Heat Pumps Energy Demand - Domestic (MWh) | Kingston upon Hull, City of | 2049.662 | 2309.93 | 2990.573 | 4602.271 | 6445.695 | 8415.815 | 12037.688 | 20343.531 | 26867.457 | 38825.997 | 52957.763 | 87488.715 | 107035.883 | 130314.206 | 155682.702 | 182302.247 | 214008.045 | 243030.294 | 271441.423 | 300139.147 | 328276.917 | 356734.457 | 383663.041 | 409111.403 | 431010.228 | 450564.326 | 467739.551 | 483651.425 | 500276.712 | 516264.862 | 516350.127 | 514854.804 | Kingston upon Hull, City of | Humber
NPg Planning Scenario | Heat Pumps Energy Demand - Domestic (MWh) | Kirklees | 3086.699 | 3609.833 | 4592.936 | 6690.959 | 9162.469 | 11848.557 | 17374.363 | 29430.976 | 41147.55 | 60170.293 | 81495.995 | 136952.637 | 167963.086 | 205086.287 | 245275.416 | 286422.64 | 337849.149 | 384022.931 | 428781.936 | 474568.843 | 518924.545 | 564637.004 | 606635.933 | 646734.102 | 680852.416 | 711846.239 | 738841.289 | 763761.671 | 790333.588 | 815321.378 | 814614.742 | 811527.958 | Kirklees | Leeds City Region
NPg Planning Scenario | Heat Pumps Energy Demand - Domestic (MWh) | Leeds | 5258.529 | 6268.263 | 8120.914 | 12210.958 | 17027.888 | 22254.069 | 32930.354 | 56627.183 | 75883.882 | 108312.555 | 146280.744 | 248585.099 | 303490.027 | 369612.584 | 440762.984 | 517665.896 | 603435.474 | 683625.372 | 761667.006 | 840063.644 | 917321.396 | 992542.845 | 1064158.057 | 1132050.734 | 1191846.092 | 1244530.917 | 1292003.109 | 1336472.07 | 1382259.117 | 1426926.067 | 1426929.832 | 1423094.271 | Leeds | Leeds City Region
NPg Planning Scenario | Heat Pumps Energy Demand - Domestic (MWh) | Middlesbrough | 1168.605 | 1381.378 | 1731.894 | 2534.573 | 3500.859 | 4284.393 | 7135.112 | 10225.286 | 14300.507 | 20089.675 | 36468.933 | 46914.376 | 58896.117 | 69887.191 | 84275.417 | 99325.591 | 114552.843 | 129420.325 | 143966.579 | 158988.998 | 173992.115 | 187086.978 | 200529.574 | 212780.96 | 224408.671 | 233930.816 | 243195.705 | 251603.881 | 260238.997 | 268723.866 | 268817.704 | 268202.955 | Middlesbrough | Tees Valley
NPg Planning Scenario | Heat Pumps Energy Demand - Domestic (MWh) | Newcastle upon Tyne | 1873.525 | 2247.572 | 2810.928 | 4135.209 | 5778.503 | 7237.075 | 12835.595 | 18823.487 | 26310.938 | 36496.855 | 64327.657 | 82125.638 | 102676.161 | 121855.289 | 147626.302 | 173372.48 | 199304.012 | 224487.244 | 249221.85 | 274444.128 | 299911.049 | 322129.487 | 344908.924 | 365686.43 | 385313.407 | 401432.395 | 416978.929 | 431151.193 | 445642.919 | 460050.08 | 460252.3 | 459308.302 | Newcastle upon Tyne | North Eastern
NPg Planning Scenario | Heat Pumps Energy Demand - Domestic (MWh) | North East Derbyshire | 113.203 | 142.76 | 183.575 | 265.862 | 364.614 | 474.91 | 756.543 | 1437.616 | 2253.183 | 3282.267 | 4449.505 | 7216.586 | 8849.907 | 10732.055 | 12665.003 | 14955.123 | 17174.877 | 19437.36 | 21518.504 | 23668.585 | 25862.163 | 27660.011 | 29547.121 | 31297.404 | 32926.065 | 34300.187 | 35642.494 | 36892.76 | 38134.83 | 39382.669 | 39368.157 | 39256.717 | North East Derbyshire | Derby, Derbyshire, Nottingham and Nottinghamshire | Sheffield City Region
NPg Planning Scenario | Heat Pumps Energy Demand - Domestic (MWh) | North East Lincolnshire | 1444.93 | 1658.877 | 2059.036 | 2843.005 | 3768.536 | 4776.064 | 7038.363 | 11722.319 | 16680.058 | 24752.269 | 34112.97 | 54105.599 | 66513.699 | 81212.967 | 96942.448 | 113827.426 | 134483.443 | 152972.789 | 170640.848 | 188783.678 | 206646.047 | 224029.291 | 240731.911 | 256483.779 | 270177.831 | 282385.449 | 293280.081 | 303335.917 | 313884.36 | 323967.43 | 323871.146 | 322808.584 | North East Lincolnshire | Greater Lincolnshire | Humber
NPg Planning Scenario | Heat Pumps Energy Demand - Domestic (MWh) | North Lincolnshire | 2417.681 | 2676.706 | 3231.14 | 4211.862 | 5357.911 | 6569.669 | 10376.019 | 15655.064 | 26695.51 | 40236.785 | 54000.326 | 62904.562 | 76788.92 | 89946.898 | 104981.203 | 123161.744 | 143141.064 | 161188.487 | 177965.115 | 195136.718 | 213607.494 | 227075.366 | 243585.795 | 258072.84 | 271830.087 | 282980.324 | 293894.212 | 303536.2 | 313254.92 | 322914.285 | 323540.185 | 322884.129 | North Lincolnshire | Greater Lincolnshire | Humber
NPg Planning Scenario | Heat Pumps Energy Demand - Domestic (MWh) | North Tyneside | 1382.192 | 1604.185 | 1997.968 | 3002.584 | 4244.874 | 5174.704 | 8954.289 | 12969.225 | 18419.599 | 26638.263 | 48021.18 | 62447.911 | 78644.66 | 94266.767 | 114132.678 | 135122.796 | 156368.667 | 177213.128 | 197517.143 | 218135.593 | 239006.467 | 257372.667 | 276277.705 | 293531.46 | 309693.197 | 323060.494 | 335932.265 | 347576.002 | 359535.335 | 371263.616 | 371196.083 | 370124.186 | North Tyneside | North Eastern
NPg Planning Scenario | Heat Pumps Energy Demand - Domestic (MWh) | Northumberland | 4029.411 | 4578.104 | 5577.335 | 7560.113 | 9695.076 | 13487.022 | 19254.424 | 36166.336 | 58509.417 | 89810.103 | 95113.371 | 123310.877 | 142926.042 | 167946.428 | 192522.799 | 224127.077 | 254062.655 | 285665.109 | 316119.335 | 346043.223 | 376686.146 | 404618.282 | 434062.97 | 461544.53 | 483499.872 | 504469.168 | 521215.166 | 538940.825 | 554410.293 | 570929.648 | 571292.222 | 569901.581 | Northumberland | North Eastern
NPg Planning Scenario | Heat Pumps Energy Demand - Domestic (MWh) | Pendle | 224.544 | 235.398 | 276.844 | 344.537 | 421.823 | 499.159 | 800.57 | 1095.61 | 2031.546 | 3171.349 | 4317.259 | 6164.482 | 7637.638 | 9315.106 | 11035.412 | 13304.049 | 15669.658 | 17837.295 | 19755.935 | 21757.253 | 23817.238 | 25334.057 | 27099.431 | 28707.002 | 30207.157 | 31479.295 | 32656.782 | 33706.396 | 34833.308 | 35864.822 | 35748.929 | 35461.754 | Pendle | Lancashire
NPg Planning Scenario | Heat Pumps Energy Demand - Domestic (MWh) | Redcar and Cleveland | 1344.613 | 1550.312 | 1923.042 | 2699.029 | 3558.26 | 4451.21 | 6725.192 | 10184.024 | 14883.363 | 21598.799 | 35430.71 | 45844.357 | 57696.651 | 69617.286 | 84638.016 | 100134.236 | 115515.692 | 130735.807 | 145528.975 | 160055.545 | 175333.077 | 189007.444 | 203127.107 | 215834.368 | 227592.331 | 237416.136 | 246700.074 | 255145.292 | 263743.05 | 272426.142 | 272361.784 | 271490.115 | Redcar and Cleveland | Tees Valley
NPg Planning Scenario | Heat Pumps Energy Demand - Domestic (MWh) | Richmondshire | 944.643 | 1058.589 | 1263.942 | 1621.643 | 1989.168 | 2866.147 | 3715.887 | 8341.835 | 14456.333 | 22997.569 | 18876.646 | 24632.218 | 26588.993 | 30605.535 | 33928.26 | 38773.156 | 43108.681 | 48010.528 | 52729.14 | 57403.192 | 62010.33 | 66219.656 | 70729.289 | 75200.321 | 78058.323 | 81474.722 | 83530.935 | 86423.767 | 88344.589 | 90586.083 | 90689.696 | 90531.803 | Richmondshire | York and North Yorkshire
NPg Planning Scenario | Heat Pumps Energy Demand - Domestic (MWh) | Rotherham | 3063.872 | 3383.945 | 4194.671 | 5873.587 | 7809.298 | 9841.4 | 14856.744 | 22539.236 | 31294.548 | 45619.173 | 61826.647 | 87756.158 | 106886.35 | 128681.169 | 152753.64 | 180469.943 | 212018.482 | 239802.133 | 266879.153 | 293736.063 | 321051.962 | 345483.779 | 371061.579 | 394614.325 | 415966.41 | 434207.8 | 450802.745 | 466109.017 | 481832.001 | 497258.16 | 498074.888 | 497157.761 | Rotherham | Sheffield City Region
NPg Planning Scenario | Heat Pumps Energy Demand - Domestic (MWh) | Ryedale | 1093.132 | 1237.198 | 1463.383 | 1873.833 | 2325.534 | 3036.453 | 4154.582 | 7174.185 | 11668.468 | 17718.757 | 19363.37 | 24211.98 | 28227.541 | 33081.948 | 38323.526 | 44276.773 | 49858.492 | 55655.17 | 61291.566 | 66769.601 | 72454.014 | 77382.572 | 82633.192 | 87596.025 | 91688.144 | 95515.203 | 98677.65 | 101972.373 | 104896.151 | 108001.385 | 108040.997 | 107763.591 | Ryedale | York and North Yorkshire
NPg Planning Scenario | Heat Pumps Energy Demand - Domestic (MWh) | Scarborough | 1400.578 | 1577.982 | 1924.793 | 2580.6 | 3270.022 | 4125.946 | 5809.914 | 8943.747 | 13591.382 | 20143.963 | 30082.315 | 38409.578 | 48249.373 | 57232.882 | 70355.94 | 83497.017 | 97160.131 | 110485.808 | 123285.086 | 136223.27 | 149717.227 | 161915.832 | 174706.966 | 185744.327 | 196024.858 | 204353.85 | 212348.005 | 219282.358 | 226570.1 | 233940.443 | 233738.743 | 232686.974 | Scarborough | York and North Yorkshire
NPg Planning Scenario | Heat Pumps Energy Demand - Domestic (MWh) | Selby | 1701.319 | 1931.074 | 2327.088 | 2987.082 | 3775.201 | 4619.095 | 7572.505 | 11220.366 | 21075.984 | 31533 | 41110.127 | 39142.546 | 47190.716 | 52541.43 | 59720.918 | 67461.214 | 76534.814 | 84854.166 | 92504.333 | 100636.525 | 109920.225 | 115766.207 | 123954.117 | 130714.962 | 137269.419 | 142306.057 | 147609.119 | 151963.217 | 156291.358 | 160655.192 | 161257.25 | 161203.902 | Selby | Leeds City Region | York and North Yorkshire
NPg Planning Scenario | Heat Pumps Energy Demand - Domestic (MWh) | Sheffield | 3729.562 | 4229.921 | 5392.536 | 7964.56 | 10899.228 | 14043.278 | 20743.348 | 35134.994 | 46885.788 | 67682.688 | 92446.608 | 161948.351 | 198427.781 | 243046.077 | 290842.603 | 340058.373 | 402184.785 | 457069.194 | 510808.553 | 565220.617 | 617778.478 | 672406.912 | 722280.091 | 769888.684 | 810644.605 | 847557.301 | 879765.512 | 909768.346 | 941548.82 | 971656.845 | 971113.624 | 967829.607 | Sheffield | Sheffield City Region
NPg Planning Scenario | Heat Pumps Energy Demand - Domestic (MWh) | South Tyneside | 1021.608 | 1191.575 | 1490.252 | 2194.034 | 3045.817 | 3721.207 | 6327.022 | 9126.949 | 12875.349 | 18368.836 | 34433.787 | 44630.811 | 56489.64 | 67506.079 | 83154.376 | 98567.033 | 114584.664 | 130051.67 | 145090.54 | 160500.525 | 176264.097 | 190376.926 | 204936.052 | 217896.71 | 230089.17 | 240027.351 | 249664.605 | 258150.196 | 267024.689 | 275833.241 | 275829.146 | 275011.509 | South Tyneside | North Eastern
NPg Planning Scenario | Heat Pumps Energy Demand - Domestic (MWh) | Stockton-on-Tees | 1657.998 | 1949.397 | 2417.026 | 3599.715 | 5038.935 | 6196.927 | 10452.564 | 15099.554 | 21326.53 | 30355.482 | 49500.917 | 63604.897 | 79018.48 | 94673.284 | 113160.05 | 133199.293 | 153034.152 | 172730.984 | 191985.826 | 211111.115 | 230799.551 | 248324.19 | 266424.768 | 283067.501 | 298499.814 | 311403.087 | 323732.482 | 334938.167 | 346430.371 | 357804.229 | 358192.657 | 357624.428 | Stockton-on-Tees | Tees Valley
NPg Planning Scenario | Heat Pumps Energy Demand - Domestic (MWh) | Sunderland | 1837.243 | 2141.19 | 2696.61 | 4036.387 | 5615.555 | 6831.802 | 11345.071 | 16267.467 | 22996.767 | 33047.1 | 63243.277 | 82328.833 | 104752.656 | 124170.465 | 152849.345 | 181747.148 | 212108.766 | 241502.876 | 270003.249 | 299849.909 | 329817.816 | 356577.766 | 384210.422 | 408550.273 | 431744.435 | 450372.103 | 468723.324 | 484702.187 | 501590.325 | 518177.046 | 518025.167 | 516242.453 | Sunderland | North Eastern
NPg Planning Scenario | Heat Pumps Energy Demand - Domestic (MWh) | Wakefield | 3640.028 | 4077.751 | 5161.954 | 7554.547 | 10328.49 | 13230.342 | 20480.685 | 31438.687 | 42671.401 | 60523.805 | 81060.722 | 118521.672 | 143475.019 | 172887.462 | 204084.83 | 238672.895 | 278986.937 | 315193.127 | 350140.694 | 385679.607 | 420950.611 | 454513.897 | 487904.23 | 519172.26 | 546603.703 | 570718.434 | 592117.088 | 611849.092 | 632553.351 | 652472.227 | 653457.874 | 652316.446 | Wakefield | Leeds City Region
NPg Planning Scenario | Heat Pumps Energy Demand - Domestic (MWh) | West Lindsey | 930.689 | 1039.535 | 1267.529 | 1689.036 | 2183.302 | 2693.015 | 4837.189 | 7391.069 | 17561.29 | 26774.818 | 33708.86 | 31354.783 | 38004.719 | 41710.998 | 47123.333 | 52408.221 | 59226.413 | 65643.893 | 71302.393 | 77672.074 | 84960.482 | 89472.543 | 95802.125 | 100985.067 | 105854.945 | 109733.536 | 113759.406 | 116782.522 | 120112.227 | 123106.945 | 123322.317 | 122993.273 | West Lindsey | Greater Lincolnshire
NPg Planning Scenario | Heat Pumps Energy Demand - Domestic (MWh) | York | 1811.75 | 2117.542 | 2573.686 | 3663.75 | 5003.743 | 6284.224 | 10427.176 | 15463.376 | 22129.352 | 31644.139 | 50720.889 | 65172.364 | 80986.759 | 95391.422 | 114867.002 | 135297.556 | 156030.873 | 176480.403 | 196405.536 | 216965.081 | 237526.096 | 255740.957 | 274561.196 | 291472.94 | 307355.667 | 320328.695 | 332894.976 | 344155.218 | 355798.336 | 367342.881 | 367459.131 | 366505.454 | York | Leeds City Region | York and North Yorkshire
NG FES - Steady Progression | Heat Pumps Energy Demand - Domestic (MWh) | Barnsley | 3679.244 | 4389.516 | 5132.492 | 6065.733 | 6889.38 | 7707.826 | 8522.222 | 11750.297 | 14930.869 | 18384.319 | 21961.841 | 25716.243 | 30546.492 | 35714.64 | 40871.874 | 46081.576 | 51341.928 | 58964.834 | 65875.87 | 72899.805 | 80026.283 | 87243.275 | 94069.17 | 99004.687 | 103801.381 | 108350.534 | 112910.558 | 118518.467 | 122099.173 | 125829.185 | 129615.324 | 133470.627 | Barnsley | Leeds City Region | Sheffield City Region
NG FES - Steady Progression | Heat Pumps Energy Demand - Domestic (MWh) | Bassetlaw | 365.172 | 453.515 | 527.692 | 622.032 | 694.385 | 766.391 | 838.151 | 1104.909 | 1382.117 | 1701.187 | 2027.652 | 2367.421 | 2756.479 | 3162.733 | 3562.654 | 3966.779 | 4374.955 | 4909.264 | 5394.493 | 5887.984 | 6373.343 | 6864.862 | 7323.582 | 7653.034 | 7972.314 | 8274.693 | 8562 | 8914.519 | 9138.066 | 9376.582 | 9618.87 | 9865.755 | Bassetlaw | Derby, Derbyshire, Nottingham and Nottinghamshire | Sheffield City Region
NG FES - Steady Progression | Heat Pumps Energy Demand - Domestic (MWh) | Bradford | 3814.979 | 4282.028 | 5124.062 | 6146.449 | 7241.187 | 8325.562 | 9401.04 | 14500.149 | 19295.145 | 24316.741 | 29469.124 | 34832.573 | 42212.666 | 49955.022 | 57657.068 | 65440.083 | 73301.396 | 87229.523 | 99860.482 | 112697.731 | 126155.77 | 139791.496 | 153082.415 | 162682.153 | 172002.742 | 180841.242 | 189810.41 | 200889.468 | 207960.639 | 215280.237 | 222720.968 | 230307.166 | Bradford | Leeds City Region
NG FES - Steady Progression | Heat Pumps Energy Demand - Domestic (MWh) | Calderdale | 1637.77 | 1848.764 | 2191.398 | 2609.395 | 3043.244 | 3473.087 | 3899.501 | 5928.957 | 7914.279 | 10024.241 | 12201.089 | 14468.773 | 17565.694 | 20789.663 | 23971.334 | 27186.886 | 30435.207 | 36373.101 | 41759.134 | 47233.487 | 52978.297 | 58799.416 | 64517.492 | 68645.408 | 72652.103 | 76451.21 | 80296.849 | 85047.481 | 88078.407 | 91229.898 | 94433.914 | 97700.889 | Calderdale | Leeds City Region
NG FES - Steady Progression | Heat Pumps Energy Demand - Domestic (MWh) | County Durham | 6501.21 | 8146.965 | 9412.216 | 11249.022 | 12898.601 | 14534.595 | 16090.811 | 22605.277 | 29017.612 | 35610.844 | 42708.781 | 50092.405 | 59152.098 | 69045.57 | 78843.4 | 88741.64 | 98736.222 | 113915.218 | 128048.313 | 142410.9 | 157016.214 | 171806.756 | 185666.623 | 196065.101 | 206188.626 | 215792.59 | 225380.459 | 236794.688 | 244591.719 | 252500.717 | 260527.826 | 268694.596 | County Durham | North Eastern
NG FES - Steady Progression | Heat Pumps Energy Demand - Domestic (MWh) | Craven | 664.661 | 747.983 | 852.971 | 984.442 | 1110.964 | 1236.566 | 1361.426 | 1932.477 | 2603.718 | 3351.799 | 4161.421 | 5027.647 | 6005.197 | 7059.565 | 8099.03 | 9149.01 | 10209.137 | 11669.475 | 12993.192 | 14338.47 | 15702.792 | 17084.316 | 18365.554 | 19291.898 | 20192.255 | 21046.117 | 21893.454 | 22932.333 | 23595.659 | 24277.667 | 24969.649 | 25674.023 | Craven | Leeds City Region | York and North Yorkshire
NG FES - Steady Progression | Heat Pumps Energy Demand - Domestic (MWh) | Darlington | 913.37 | 1054.675 | 1238.749 | 1494.814 | 1770.692 | 2043.502 | 2323.683 | 3608.071 | 4798.992 | 5994.404 | 7281.497 | 8611.477 | 10232.673 | 11986.68 | 13724.661 | 15480.803 | 17254.39 | 20321.911 | 23178.152 | 26080.67 | 29097.441 | 32153.33 | 35054.872 | 37243.81 | 39377.157 | 41401.409 | 43420.427 | 45827.28 | 47453.798 | 49104.828 | 50781.887 | 52489.319 | Darlington | Tees Valley
NG FES - Steady Progression | Heat Pumps Energy Demand - Domestic (MWh) | Doncaster | 4451.909 | 5308.412 | 6200.839 | 7317.573 | 8294.307 | 9264.271 | 10228.861 | 14161.334 | 17832.254 | 21809.133 | 25809.374 | 29927.71 | 35147.386 | 40593.124 | 45966.56 | 51396.182 | 56879.988 | 65413.482 | 73154.571 | 81023.664 | 88964.668 | 97007.544 | 104772.411 | 110379.767 | 115825.759 | 120989.488 | 126158.974 | 132522.57 | 136580.999 | 140882.902 | 145251.059 | 149700.32 | Doncaster | Sheffield City Region
NG FES - Steady Progression | Heat Pumps Energy Demand - Domestic (MWh) | East Lindsey | 900.179 | 1031.873 | 1164.585 | 1333.84 | 1481.453 | 1628.259 | 1774.484 | 2545.987 | 3691.857 | 5108.232 | 6657.227 | 8326.172 | 9697.249 | 11160.881 | 12597.061 | 14048.16 | 15513.64 | 17192.517 | 18716.507 | 20266.329 | 21764.532 | 23281.137 | 24614.42 | 25571.671 | 26499.69 | 27378.446 | 28106.939 | 28979.637 | 29534.442 | 30109.357 | 30691.127 | 31282.031 | East Lindsey | Greater Lincolnshire
NG FES - Steady Progression | Heat Pumps Energy Demand - Domestic (MWh) | East Riding of Yorkshire | 7226.473 | 8179.623 | 9207.619 | 10514.087 | 11693.739 | 12866.079 | 14032.618 | 19160.84 | 24834.857 | 31356.188 | 38147.03 | 45264.792 | 52631.152 | 60360.257 | 67924.166 | 75566.855 | 83285.44 | 93981.48 | 103688.131 | 113556.573 | 123349.57 | 133265.68 | 142540.835 | 149230.155 | 155724.493 | 161879.935 | 167743.771 | 174906.997 | 179474.216 | 184288.87 | 189172.379 | 194142.044 | East Riding of Yorkshire | Humber | York and North Yorkshire
NG FES - Steady Progression | Heat Pumps Energy Demand - Domestic (MWh) | Gateshead | 1528.573 | 1820.147 | 2139.279 | 2590.426 | 3057.534 | 3520.028 | 3988.959 | 6022.991 | 7891.536 | 9760.293 | 11772.052 | 13847.148 | 16611.902 | 19599.333 | 22567.122 | 25565.999 | 28594.752 | 33732.835 | 38518.604 | 43382.507 | 48383.856 | 53450.261 | 58238.268 | 61853.08 | 65375.69 | 68717.447 | 72048.233 | 76025.734 | 78739.653 | 81495.246 | 84295.194 | 87146.653 | Gateshead | North Eastern
NG FES - Steady Progression | Heat Pumps Energy Demand - Domestic (MWh) | Hambleton | 1763.206 | 2101.948 | 2358.299 | 2736.39 | 3077.353 | 3415.78 | 3737.227 | 5193.158 | 7036.876 | 9084.231 | 11289.259 | 13630.423 | 15806.871 | 18208.764 | 20560.548 | 22935.928 | 25333.895 | 28264.287 | 30992.308 | 33764.777 | 36512.327 | 39293.107 | 41752.236 | 43487.086 | 45153.276 | 46733.096 | 48315.318 | 50192.299 | 51454.754 | 52733.139 | 54027.958 | 55343.059 | Hambleton | York and North Yorkshire
NG FES - Steady Progression | Heat Pumps Energy Demand - Domestic (MWh) | Harrogate | 1932.612 | 2249.205 | 2551.323 | 2982.891 | 3405.353 | 3824.111 | 4238.14 | 6079.425 | 7972.626 | 9942.434 | 12064.227 | 14256.48 | 16680.814 | 19296.375 | 21846.663 | 24423.721 | 27026.468 | 31269.296 | 35212.428 | 39219.965 | 43308.35 | 47449.062 | 51384.208 | 54309.546 | 57152.539 | 59849.373 | 62522.28 | 65708.523 | 67883.21 | 70094.232 | 72338.242 | 74621.374 | Harrogate | Leeds City Region | York and North Yorkshire
NG FES - Steady Progression | Heat Pumps Energy Demand - Domestic (MWh) | Hartlepool | 987.372 | 1184.34 | 1383.793 | 1666.199 | 1950.218 | 2231.4 | 2512.62 | 3743.332 | 4896.86 | 6066.047 | 7324.706 | 8634.977 | 10215.039 | 11947.522 | 13675.382 | 15420.779 | 17183.001 | 19942.622 | 22511.019 | 25120.667 | 27797.115 | 30507.465 | 33037.371 | 34950.938 | 36817.931 | 38589.754 | 40359.643 | 42465.279 | 43889.837 | 45334.68 | 46800.896 | 48292.433 | Hartlepool | Tees Valley
NG FES - Steady Progression | Heat Pumps Energy Demand - Domestic (MWh) | High Peak | 32.086 | 35.127 | 39.486 | 44.952 | 50.435 | 55.877 | 61.285 | 113.419 | 225.419 | 368.04 | 531.915 | 712.517 | 848.364 | 996.182 | 1140.442 | 1286.191 | 1433.377 | 1597.355 | 1746.136 | 1897.41 | 2042.8 | 2189.967 | 2317.988 | 2410.128 | 2499.554 | 2584.275 | 2652.227 | 2732.727 | 2784.152 | 2837.141 | 2890.634 | 2944.854 | High Peak | Derby, Derbyshire, Nottingham and Nottinghamshire,
NG FES - Steady Progression | Heat Pumps Energy Demand - Domestic (MWh) | Kingston upon Hull, City of | 2324.657 | 2646.764 | 3198.006 | 3861.517 | 4557.068 | 5245.313 | 5927.176 | 9251.319 | 12258.963 | 15372.672 | 18524.991 | 21781.555 | 25968.039 | 30340.144 | 34674.411 | 39054.142 | 43477.786 | 51097.811 | 58008.249 | 65031.79 | 72277.601 | 79617.937 | 86738.956 | 91884.621 | 96882.416 | 101621.997 | 106445.948 | 112400.483 | 116201.192 | 120172.216 | 124207.234 | 128319.63 | Kingston upon Hull, City of | Humber
NG FES - Steady Progression | Heat Pumps Energy Demand - Domestic (MWh) | Kirklees | 3708.137 | 4200.162 | 5001.326 | 5976.555 | 6989.484 | 7992.87 | 8988.079 | 13669.988 | 18025.254 | 22594.414 | 27248.214 | 32069.849 | 38399.408 | 45026.124 | 51591.396 | 58225.425 | 64925.873 | 76727.034 | 87426.732 | 98300.52 | 109570.851 | 120988.235 | 132177.735 | 140272.576 | 148138.577 | 155599.946 | 163179.6 | 172522.249 | 178494.003 | 184735.827 | 191075.325 | 197533.759 | Kirklees | Leeds City Region
NG FES - Steady Progression | Heat Pumps Energy Demand - Domestic (MWh) | Leeds | 6000.577 | 6781.905 | 8194.891 | 9907.6 | 11744.061 | 13563.084 | 15367.093 | 23870.25 | 31796.399 | 40066.133 | 48544.776 | 57371.616 | 68506.918 | 80336.995 | 92110.215 | 104003.633 | 116013.116 | 136692.854 | 155426.237 | 174458.847 | 194049.07 | 213889.643 | 233371.849 | 247519.738 | 261293.404 | 274368.072 | 287707.511 | 304087.423 | 314596.736 | 325596.801 | 336751.758 | 348100.656 | Leeds | Leeds City Region
NG FES - Steady Progression | Heat Pumps Energy Demand - Domestic (MWh) | Middlesbrough | 1163.375 | 1393.644 | 1651.7 | 2013.872 | 2390.335 | 2762.886 | 3140.723 | 4802.85 | 6334.081 | 7874.929 | 9533.639 | 11256.926 | 13331.242 | 15609.723 | 17882.069 | 20177.392 | 22494.759 | 26355.311 | 29946.75 | 33595.17 | 37358.391 | 41169.215 | 44783.111 | 47531.465 | 50217.685 | 52768.416 | 55319.563 | 58348.909 | 60406.378 | 62491.841 | 64606.615 | 66756.53 | Middlesbrough | Tees Valley
NG FES - Steady Progression | Heat Pumps Energy Demand - Domestic (MWh) | Newcastle upon Tyne | 2048.112 | 2377.605 | 2783.488 | 3361.931 | 3989.994 | 4612.402 | 5256.588 | 7908.194 | 10464.464 | 13093.43 | 15922.88 | 18893.152 | 22670.178 | 26851.435 | 31046.572 | 35283.405 | 39560.271 | 46358.839 | 52681.671 | 59104.109 | 65700.757 | 72380.187 | 78668.035 | 83448.777 | 88123.078 | 92562.8 | 97007.657 | 102281.661 | 105866.188 | 109497.809 | 113178.475 | 116918.524 | Newcastle upon Tyne | North Eastern
NG FES - Steady Progression | Heat Pumps Energy Demand - Domestic (MWh) | North East Derbyshire | 136.986 | 152.756 | 184.688 | 223.748 | 267.155 | 310.207 | 352.958 | 568.561 | 803.985 | 1071.831 | 1351.545 | 1645.545 | 1934.987 | 2241.488 | 2544.631 | 2850.887 | 3160.143 | 3706.292 | 4200.736 | 4702.978 | 5209.762 | 5722.873 | 6240.148 | 6617.415 | 6985.47 | 7335.134 | 7675.175 | 8087.472 | 8353.805 | 8638.583 | 8926.427 | 9218.437 | North East Derbyshire | Derby, Derbyshire, Nottingham and Nottinghamshire | Sheffield City Region
NG FES - Steady Progression | Heat Pumps Energy Demand - Domestic (MWh) | North East Lincolnshire | 1801.068 | 2045.475 | 2393.366 | 2821.976 | 3249.928 | 3674.252 | 4095.535 | 6026.667 | 7842.696 | 9795.362 | 11764.951 | 13792.617 | 16329.517 | 18958.092 | 21547.537 | 24164.387 | 26807.69 | 31435.449 | 35632.369 | 39898.047 | 44280.864 | 48720.719 | 53088.709 | 56246.928 | 59315.268 | 62225.423 | 65146.532 | 68741.858 | 71039.228 | 73461.661 | 75921.356 | 78426.647 | North East Lincolnshire | Greater Lincolnshire | Humber
NG FES - Steady Progression | Heat Pumps Energy Demand - Domestic (MWh) | North Lincolnshire | 2935.541 | 3375.577 | 3860.747 | 4471.605 | 5025.58 | 5575.881 | 6123.314 | 8574.231 | 11257.309 | 14339.277 | 17545.235 | 20908.441 | 24362.353 | 27988.472 | 31555.382 | 35159.498 | 38799.471 | 43982.753 | 48684.742 | 53464.758 | 58192.58 | 62979.825 | 67510.665 | 70782.33 | 73960.623 | 76973.983 | 79838.335 | 83333.507 | 85565.005 | 87937.973 | 90343.518 | 92790.3 | North Lincolnshire | Greater Lincolnshire | Humber
NG FES - Steady Progression | Heat Pumps Energy Demand - Domestic (MWh) | North Tyneside | 1593.95 | 1855.594 | 2204.972 | 2688.146 | 3211.779 | 3729.426 | 4262.546 | 6707.167 | 8877.154 | 11008.905 | 13304.134 | 15652.027 | 18419.402 | 21420.493 | 24380.338 | 27370.986 | 30391.187 | 35630.209 | 40507.493 | 45463.492 | 50543.7 | 55688.996 | 60596.481 | 64323.299 | 67962.077 | 71415.523 | 74863.433 | 78966.436 | 81778.842 | 84631.683 | 87527.211 | 90473.136 | North Tyneside | North Eastern
NG FES - Steady Progression | Heat Pumps Energy Demand - Domestic (MWh) | Northumberland | 4268.856 | 5195.386 | 5928.611 | 6995.21 | 7968.853 | 8934.431 | 9859.117 | 14238.205 | 19914.49 | 26270.908 | 33117.085 | 40421.263 | 47491.006 | 55238.383 | 62842.678 | 70524.436 | 78280.464 | 88140.854 | 97325.295 | 106660.957 | 115982.135 | 125419.104 | 133817.994 | 139767.194 | 145482.217 | 150899.543 | 156312.262 | 162756.382 | 167086.956 | 171478.109 | 175932.787 | 180463.438 | Northumberland | North Eastern
NG FES - Steady Progression | Heat Pumps Energy Demand - Domestic (MWh) | Pendle | 260.357 | 305.339 | 348.072 | 402.338 | 447.478 | 492.359 | 537.05 | 728.736 | 939.008 | 1185.499 | 1438.431 | 1701.316 | 1977.191 | 2259.443 | 2534.202 | 2811.941 | 3092.553 | 3590.883 | 4042.876 | 4502.305 | 4955.712 | 5414.898 | 5883.438 | 6223.184 | 6553.745 | 6867.431 | 7168.988 | 7536.198 | 7771.924 | 8032.494 | 8296.313 | 8564.347 | Pendle | Lancashire
NG FES - Steady Progression | Heat Pumps Energy Demand - Domestic (MWh) | Redcar and Cleveland | 1319.656 | 1618.843 | 1886.473 | 2269.593 | 2637.442 | 3001.907 | 3359.693 | 4922.009 | 6479.787 | 8090.472 | 9824.617 | 11634.446 | 13851.39 | 16259.666 | 18650.043 | 21065.183 | 23504.106 | 27425.556 | 31076.992 | 34787.693 | 38548.191 | 42356.71 | 45968.354 | 48673.987 | 51308 | 53807.74 | 56304.371 | 59276.381 | 61328.99 | 63410.689 | 65523.017 | 67671.672 | Redcar and Cleveland | Tees Valley
NG FES - Steady Progression | Heat Pumps Energy Demand - Domestic (MWh) | Richmondshire | 1018.094 | 1243.361 | 1394.108 | 1619.164 | 1809.58 | 1998.794 | 2172.991 | 2986.993 | 4236.188 | 5690.792 | 7257.43 | 8948.268 | 10477.761 | 12177.461 | 13829.714 | 15498.32 | 17182.585 | 19005.452 | 20702.37 | 22426.984 | 24124.885 | 25842.991 | 27300.042 | 28308.412 | 29271.995 | 30184.895 | 31099.349 | 32182.859 | 32896.06 | 33618.049 | 34349.068 | 35091.343 | Richmondshire | York and North Yorkshire
NG FES - Steady Progression | Heat Pumps Energy Demand - Domestic (MWh) | Rotherham | 3423.158 | 3967.768 | 4649.906 | 5493.715 | 6296.928 | 7093.609 | 7884.88 | 11335.108 | 14563.565 | 17988.775 | 21477.677 | 25096.908 | 29662.787 | 34484.145 | 39263.342 | 44091.721 | 48967.55 | 56551.756 | 63427.921 | 70416.365 | 77493.762 | 84661.383 | 91542.088 | 96520.666 | 101360.361 | 105950.987 | 110599.274 | 116319.243 | 119973.74 | 123817.198 | 127718.279 | 131690.379 | Rotherham | Sheffield City Region
NG FES - Steady Progression | Heat Pumps Energy Demand - Domestic (MWh) | Ryedale | 1245.369 | 1490.225 | 1663.838 | 1922.095 | 2147.92 | 2372.381 | 2583.133 | 3450.389 | 4514.133 | 5691.7 | 6961.504 | 8309.978 | 9671.664 | 11184.379 | 12672.093 | 14174.478 | 15690.913 | 17565.579 | 19306.829 | 21075.975 | 22832.711 | 24610.478 | 26204.58 | 27363.394 | 28485.315 | 29549.763 | 30609.651 | 31864.539 | 32711.438 | 33569.443 | 34437.653 | 35318.737 | Ryedale | York and North Yorkshire
NG FES - Steady Progression | Heat Pumps Energy Demand - Domestic (MWh) | Scarborough | 1419.787 | 1744.206 | 1998.255 | 2365.107 | 2694.854 | 3022.051 | 3335.156 | 4665.063 | 6065.553 | 7544.88 | 9134.185 | 10793.792 | 12925.612 | 15210.316 | 17471.697 | 19757.093 | 22065.581 | 25597.55 | 28885.531 | 32228.563 | 35653.093 | 39122.595 | 42347.497 | 44720.539 | 47017.946 | 49194.994 | 51353.738 | 53944.416 | 55690.194 | 57468.907 | 59278.832 | 61124.454 | Scarborough | York and North Yorkshire
NG FES - Steady Progression | Heat Pumps Energy Demand - Domestic (MWh) | Selby | 2108.327 | 2409.338 | 2720.693 | 3118.233 | 3472.067 | 3823.943 | 4174.244 | 5751.297 | 7707.654 | 10023.921 | 12502.329 | 15144.865 | 17605.806 | 20245.815 | 22855.22 | 25491.207 | 28152.792 | 31289.995 | 34136.653 | 37030.755 | 39871.925 | 42747.849 | 45296.647 | 47131.695 | 48912.821 | 50600.448 | 52117.289 | 53953.342 | 55123.136 | 56322.845 | 57538.086 | 58773.415 | Selby | Leeds City Region | York and North Yorkshire
NG FES - Steady Progression | Heat Pumps Energy Demand - Domestic (MWh) | Sheffield | 4110.364 | 4697.203 | 5643.598 | 6799.548 | 8005.204 | 9200.252 | 10386.291 | 15767.524 | 20684.514 | 25813.096 | 31011.218 | 36381.976 | 43722.015 | 51432.188 | 59085.984 | 66819.362 | 74629.629 | 88579.869 | 101224.809 | 114074.218 | 127418.99 | 140937.547 | 154219.691 | 163838.594 | 173189.976 | 182062.202 | 191111.659 | 202264.544 | 209400.625 | 216856.387 | 224426.745 | 232137.256 | Sheffield | Sheffield City Region
NG FES - Steady Progression | Heat Pumps Energy Demand - Domestic (MWh) | South Tyneside | 1076.39 | 1277.071 | 1515.713 | 1849.695 | 2203.649 | 2553.882 | 2912.187 | 4495.86 | 5925.425 | 7345.617 | 8874.513 | 10449.25 | 12537.587 | 14792.335 | 17032.586 | 19296.339 | 21582.688 | 25528.119 | 29203.052 | 32937.969 | 36786.402 | 40685.012 | 44362.932 | 47144.899 | 49856.837 | 52429.476 | 54993.071 | 58055.822 | 60141.391 | 62259.297 | 64411.663 | 66603.958 | South Tyneside | North Eastern
NG FES - Steady Progression | Heat Pumps Energy Demand - Domestic (MWh) | Stockton-on-Tees | 1952.429 | 2270.088 | 2655.64 | 3192.654 | 3759.626 | 4320.244 | 4891.108 | 7509.555 | 9913.671 | 12323.506 | 14918.113 | 17603.991 | 20664.231 | 24010.184 | 27331.792 | 30687.333 | 34075.418 | 39376.231 | 44310.362 | 49324.036 | 54414.117 | 59568.372 | 64391.793 | 68044.463 | 71609.194 | 74992.04 | 78371.409 | 82388.891 | 85131.333 | 87912.391 | 90734.066 | 93604.014 | Stockton-on-Tees | Tees Valley
NG FES - Steady Progression | Heat Pumps Energy Demand - Domestic (MWh) | Sunderland | 1948.829 | 2324.213 | 2772.09 | 3393.915 | 4047.301 | 4693.349 | 5351.223 | 8359.489 | 11042.554 | 13689.657 | 16539.734 | 19463.392 | 23271.495 | 27357.334 | 31404.224 | 35494.157 | 39625.459 | 46936.175 | 53747.376 | 60670.399 | 67876.446 | 75177.376 | 82085.297 | 87299.079 | 92377.093 | 97192.996 | 101986.837 | 107720.436 | 111592.32 | 115526.667 | 119527.9 | 123605.89 | Sunderland | North Eastern
NG FES - Steady Progression | Heat Pumps Energy Demand - Domestic (MWh) | Wakefield | 3724.343 | 4356.223 | 5206.939 | 6250.582 | 7269.907 | 8280.395 | 9283.43 | 13795.468 | 18136.849 | 22743.336 | 27516.654 | 32526.075 | 38763.183 | 45425.376 | 52082.984 | 58808.518 | 65599.638 | 75896.275 | 85230.147 | 94715.839 | 104387.859 | 114183.305 | 123492.884 | 130228.456 | 136775.87 | 142986.265 | 149248.699 | 156953.071 | 161876.326 | 166993.89 | 172188.889 | 177479.135 | Wakefield | Leeds City Region
NG FES - Steady Progression | Heat Pumps Energy Demand - Domestic (MWh) | West Lindsey | 1018.827 | 1188.313 | 1364.086 | 1586.768 | 1783.57 | 1979.257 | 2174.108 | 3197.349 | 4727.683 | 6605.049 | 8674.858 | 10915.813 | 12862.821 | 14956.626 | 17025.443 | 19115.645 | 21226.481 | 23697.466 | 25940.165 | 28220.66 | 30458.324 | 32723.853 | 34723.378 | 36159.493 | 37551.691 | 38870.136 | 39999.187 | 41360.737 | 42226.468 | 43113.602 | 44012.493 | 44926.519 | West Lindsey | Greater Lincolnshire
NG FES - Steady Progression | Heat Pumps Energy Demand - Domestic (MWh) | York | 2155.415 | 2504.111 | 2882.411 | 3420.676 | 3976.542 | 4527.022 | 5083.11 | 7518.252 | 9876.522 | 12288.758 | 14885.794 | 17588.925 | 20807.779 | 24324.45 | 27820.679 | 31352.679 | 34919.007 | 40450.314 | 45599.781 | 50832.538 | 56228.066 | 61692.426 | 66777.637 | 70593.496 | 74308.492 | 77832.996 | 81350.546 | 85540.316 | 88353.998 | 91209.19 | 94108.306 | 97059.015 | York | Leeds City Region | York and North Yorkshire
NG FES - System Transformation | Heat Pumps Energy Demand - Domestic (MWh) | Barnsley | 3679.244 | 4389.516 | 4330.099 | 5549.186 | 6787.727 | 7956.9 | 9174.217 | 11239.9 | 13105.103 | 15126.937 | 17378.261 | 19826.299 | 23480.055 | 25694.817 | 28956.227 | 32838.76 | 37369.089 | 41455.858 | 50672.584 | 59561.615 | 68011.014 | 76429.762 | 87358.541 | 95045.128 | 102695.368 | 110162.152 | 117343.586 | 126098.501 | 132275.462 | 137828.016 | 142652.147 | 146739.761 | Barnsley | Leeds City Region | Sheffield City Region
NG FES - System Transformation | Heat Pumps Energy Demand - Domestic (MWh) | Bassetlaw | 365.172 | 453.515 | 443.867 | 559.36 | 676.599 | 772.312 | 879.147 | 1054.429 | 1209.045 | 1380.337 | 1575.612 | 1785.334 | 2108.469 | 2331.641 | 2605.035 | 2928.439 | 3305.58 | 3616.304 | 4372.405 | 5056.769 | 5700.428 | 6293.498 | 7033.059 | 7564.488 | 8097.881 | 8620.331 | 9125.032 | 9738.039 | 10178.006 | 10584.183 | 10934.493 | 11233.799 | Bassetlaw | Derby, Derbyshire, Nottingham and Nottinghamshire | Sheffield City Region
NG FES - System Transformation | Heat Pumps Energy Demand - Domestic (MWh) | Bradford | 3814.979 | 4282.028 | 4308.272 | 5867.496 | 7454.414 | 9233.044 | 11011.754 | 14119.229 | 16868.928 | 19815.634 | 23061.882 | 26552.755 | 31755.825 | 35013.687 | 40306.074 | 46579.522 | 53884.713 | 60383.746 | 76411.948 | 93163.243 | 109199.307 | 126207.278 | 148265.94 | 163955.272 | 179538.79 | 194710.873 | 209279.578 | 226872.403 | 239390.121 | 250284.007 | 260120.546 | 268549.192 | Bradford | Leeds City Region
NG FES - System Transformation | Heat Pumps Energy Demand - Domestic (MWh) | Calderdale | 1637.77 | 1848.764 | 1854.272 | 2481.86 | 3120.508 | 3819.336 | 4531.935 | 5771.85 | 6897.013 | 8108.87 | 9451.558 | 10905.908 | 13095.772 | 14511.215 | 16772.919 | 19449.358 | 22564.371 | 25274.009 | 32150.312 | 39352.446 | 46243.995 | 53593.476 | 63095.205 | 69862.023 | 76579.591 | 83123.77 | 89413.044 | 96997.207 | 102407.397 | 107120.388 | 111382.666 | 115042.529 | Calderdale | Leeds City Region
NG FES - System Transformation | Heat Pumps Energy Demand - Domestic (MWh) | County Durham | 6501.21 | 8146.965 | 8078.936 | 10620.003 | 13001.65 | 15492.237 | 17972.811 | 22292.906 | 26138.263 | 30296.572 | 34656.05 | 39625.333 | 46702.079 | 52028.887 | 58538.638 | 66372.453 | 75387.102 | 83118.945 | 101971.977 | 120117.91 | 138715.341 | 156308.988 | 178554.978 | 194654.597 | 210646.872 | 226234.418 | 241212.586 | 259476.069 | 272342.367 | 283875.275 | 293887.001 | 302403.373 | County Durham | North Eastern
NG FES - System Transformation | Heat Pumps Energy Demand - Domestic (MWh) | Craven | 664.661 | 747.983 | 742.537 | 923.014 | 1106.509 | 1294.373 | 1499.701 | 1859.926 | 2239.959 | 2655.938 | 3124.328 | 3662.593 | 4500.824 | 5048.965 | 5701.916 | 6481.592 | 7391.521 | 8197.488 | 9965.845 | 11668.91 | 13276.916 | 14829.598 | 16827.668 | 18217.978 | 19597.093 | 20939.541 | 22226.898 | 23799.919 | 24898.276 | 25876.108 | 26723.61 | 27436.307 | Craven | Leeds City Region | York and North Yorkshire
NG FES - System Transformation | Heat Pumps Energy Demand - Domestic (MWh) | Darlington | 913.37 | 1054.675 | 1066.183 | 1476.18 | 1923.052 | 2393.271 | 2877.294 | 3691.445 | 4396.309 | 5144.741 | 5919.69 | 6804.764 | 8072.543 | 9061.775 | 10268.198 | 11719.067 | 13388.22 | 14809.335 | 18667.57 | 22386.438 | 26358.916 | 30099.75 | 34843.222 | 38286.565 | 41704.162 | 45026.57 | 48210.725 | 52072.397 | 54726.319 | 57116.208 | 59242.631 | 61055.421 | Darlington | Tees Valley
NG FES - System Transformation | Heat Pumps Energy Demand - Domestic (MWh) | Doncaster | 4451.909 | 5308.412 | 5244.806 | 6735.828 | 8251.075 | 9676.922 | 11156.364 | 13637.134 | 15732.646 | 18003.972 | 20535.967 | 23195.894 | 27152.737 | 29698.672 | 33346.543 | 37649.534 | 42667.076 | 46987.714 | 57484.542 | 67490.994 | 77004.182 | 86751.327 | 99374.322 | 108311.436 | 117206.845 | 125893.282 | 134255.152 | 144410.849 | 151635.75 | 158187.47 | 163881.335 | 168743.713 | Doncaster | Sheffield City Region
NG FES - System Transformation | Heat Pumps Energy Demand - Domestic (MWh) | East Lindsey | 900.179 | 1031.873 | 1017.253 | 1231.139 | 1448.391 | 1649.916 | 1929.535 | 2436.595 | 3020.603 | 3689.047 | 4477.317 | 5407.313 | 6974.149 | 8215.736 | 9164.961 | 10301.329 | 11627.097 | 12671.398 | 15067.247 | 17158.707 | 19079.344 | 20504.296 | 22059.455 | 23193.682 | 24365.793 | 25506.349 | 26599.038 | 27951.806 | 28886.018 | 29741.95 | 30456.283 | 31048.684 | East Lindsey | Greater Lincolnshire
NG FES - System Transformation | Heat Pumps Energy Demand - Domestic (MWh) | East Riding of Yorkshire | 7226.473 | 8179.623 | 8085.585 | 9790.452 | 11522.204 | 13190.336 | 15078.148 | 18370.627 | 21465.316 | 24896.171 | 28811.041 | 33113.849 | 39866.628 | 44702.783 | 49789.993 | 55808.028 | 62828.883 | 68634.277 | 82437.108 | 95113.185 | 107021.621 | 118146.568 | 132002.126 | 141813.384 | 151639.365 | 161227.684 | 170447.43 | 181712.356 | 189656.037 | 196915.919 | 203120.769 | 208379.731 | East Riding of Yorkshire | Humber | York and North Yorkshire
NG FES - System Transformation | Heat Pumps Energy Demand - Domestic (MWh) | Gateshead | 1528.573 | 1820.147 | 1827.054 | 2508.324 | 3229.075 | 3985.621 | 4758.746 | 6074.68 | 7207.511 | 8410.46 | 9650.917 | 11064.315 | 13054.57 | 14752.664 | 16825.811 | 19317.965 | 22189.026 | 24652.999 | 31202.352 | 37515.294 | 44215.145 | 50566.994 | 58668.536 | 64591.058 | 70485.499 | 76237.357 | 81771.393 | 88475.803 | 93197.19 | 97459.077 | 101216.549 | 104443.029 | Gateshead | North Eastern
NG FES - System Transformation | Heat Pumps Energy Demand - Domestic (MWh) | Hambleton | 1763.206 | 2101.948 | 2081.011 | 2588.989 | 3065.133 | 3562.05 | 4109.288 | 5095.318 | 6105.648 | 7256.826 | 8528.713 | 9987.609 | 12203.624 | 13423.36 | 14917.696 | 16718.145 | 18775.138 | 20492.968 | 24132.171 | 27626.012 | 30884.523 | 33937.207 | 37366.24 | 39776.094 | 42218.478 | 44602.12 | 46881.355 | 49701.959 | 51674.154 | 53419.477 | 54884.907 | 56097.031 | Hambleton | York and North Yorkshire
NG FES - System Transformation | Heat Pumps Energy Demand - Domestic (MWh) | Harrogate | 1932.612 | 2249.205 | 2240.674 | 2859.157 | 3486.638 | 4140.877 | 4834.156 | 6041.654 | 7122.45 | 8306.707 | 9544.039 | 10961.653 | 13036.997 | 14558.351 | 16347.527 | 18498.957 | 20953.069 | 22978.43 | 28266.094 | 33328.117 | 38635.533 | 43597.995 | 49747.171 | 54199.126 | 58627.652 | 62940.194 | 67080.286 | 72118.148 | 75635.77 | 78796.417 | 81563.013 | 83916.12 | Harrogate | Leeds City Region | York and North Yorkshire
NG FES - System Transformation | Heat Pumps Energy Demand - Domestic (MWh) | Hartlepool | 987.372 | 1184.34 | 1187.268 | 1613.01 | 2053.251 | 2515.417 | 2981.933 | 3775.052 | 4472.361 | 5213.499 | 5989.489 | 6873.671 | 8131.445 | 9046.067 | 10165.079 | 11511.911 | 13069.681 | 14436.523 | 17774.04 | 20985.773 | 24319.436 | 27469.757 | 31505.423 | 34415.65 | 37300.858 | 40104.927 | 42791.146 | 46070.412 | 48344.022 | 50381.353 | 52158.558 | 53658.022 | Hartlepool | Tees Valley
NG FES - System Transformation | Heat Pumps Energy Demand - Domestic (MWh) | High Peak | 32.086 | 35.127 | 34.941 | 42.58 | 50.349 | 58.593 | 75.998 | 110.119 | 165.077 | 228.961 | 305.453 | 402.48 | 572.251 | 710.533 | 804.67 | 918.516 | 1051.262 | 1154.7 | 1382.716 | 1578.672 | 1756.725 | 1878.964 | 2004.818 | 2095.974 | 2191.227 | 2283.565 | 2371.569 | 2481.911 | 2555.548 | 2622.554 | 2676.651 | 2720.073 | High Peak | Derby, Derbyshire, Nottingham and Nottinghamshire,
NG FES - System Transformation | Heat Pumps Energy Demand - Domestic (MWh) | Kingston upon Hull, City of | 2324.657 | 2646.764 | 2672.629 | 3720.663 | 4787.693 | 5966.186 | 7127.334 | 9114.375 | 10806.327 | 12613.021 | 14597.904 | 16699.227 | 19836.45 | 21865.729 | 24831.727 | 28335.474 | 32418.141 | 36017.984 | 44873.248 | 53776.276 | 62287.962 | 71357.902 | 83199.102 | 91598.294 | 99941.81 | 108061.601 | 115851.863 | 125278.427 | 131975.545 | 137911.127 | 143172.271 | 147683.328 | Kingston upon Hull, City of | Humber
NG FES - System Transformation | Heat Pumps Energy Demand - Domestic (MWh) | Kirklees | 3708.137 | 4200.162 | 4216.775 | 5691.439 | 7192.166 | 8835.747 | 10481.938 | 13331.035 | 15810.494 | 18469.375 | 21401.678 | 24528.117 | 29187.752 | 32153.326 | 36633.827 | 41931.572 | 48104.141 | 53552.725 | 66874.173 | 80437.893 | 93399.892 | 107258.507 | 125312.401 | 138072.452 | 150739.273 | 163070.045 | 174903.487 | 189242.226 | 199393.958 | 208331.545 | 216275.055 | 223055.89 | Kirklees | Leeds City Region
NG FES - System Transformation | Heat Pumps Energy Demand - Domestic (MWh) | Leeds | 6000.577 | 6781.905 | 6829.703 | 9445.01 | 12106.728 | 15093.049 | 18061.263 | 23245.059 | 27812.851 | 32701.541 | 38078.985 | 43855.124 | 52434.692 | 57742.528 | 65300.911 | 74258.382 | 84707.675 | 94203.132 | 115953.792 | 137773.642 | 158589.817 | 180989.856 | 210435.574 | 230945.767 | 251285.205 | 271053.897 | 289975.391 | 313085.344 | 329187.572 | 343398.24 | 355793.528 | 366233.412 | Leeds | Leeds City Region
NG FES - System Transformation | Heat Pumps Energy Demand - Domestic (MWh) | Middlesbrough | 1163.375 | 1393.644 | 1403.03 | 1961.609 | 2554.344 | 3176.982 | 3807.4 | 4873.182 | 5805.265 | 6790.253 | 7818.118 | 8988.684 | 10645.372 | 11839.812 | 13299.553 | 15056.585 | 17089.003 | 18888.439 | 23324.714 | 27593.797 | 32142.928 | 36433.268 | 41969.989 | 45940.993 | 49866.665 | 53674.567 | 57315.819 | 61772.621 | 64821.158 | 67544.098 | 69920.811 | 71907.986 | Middlesbrough | Tees Valley
NG FES - System Transformation | Heat Pumps Energy Demand - Domestic (MWh) | Newcastle upon Tyne | 2048.112 | 2377.605 | 2382.785 | 3232.669 | 4167.259 | 5146.125 | 6164.037 | 7915.777 | 9519.342 | 11224.293 | 13038.852 | 15098.384 | 17986.21 | 20099.17 | 22693.283 | 25814.962 | 29442.453 | 32740.422 | 40401.466 | 47766.899 | 55500.707 | 62810.655 | 72254.586 | 79001.636 | 85682.703 | 92175.404 | 98392.406 | 106031.296 | 111256.226 | 115912.987 | 119940.587 | 123293.956 | Newcastle upon Tyne | North Eastern
NG FES - System Transformation | Heat Pumps Energy Demand - Domestic (MWh) | North East Derbyshire | 136.986 | 152.756 | 153.331 | 210.303 | 268.258 | 335.068 | 409.438 | 545.704 | 674.113 | 815.908 | 977.171 | 1154.992 | 1434.962 | 1636.755 | 1833.486 | 2066.611 | 2338.65 | 2570.502 | 3098.096 | 3599.551 | 4070.487 | 4554.518 | 5162.733 | 5582.507 | 6003.963 | 6412.846 | 6802.739 | 7287.568 | 7614.344 | 7904.554 | 8147.371 | 8345.236 | North East Derbyshire | Derby, Derbyshire, Nottingham and Nottinghamshire | Sheffield City Region
NG FES - System Transformation | Heat Pumps Energy Demand - Domestic (MWh) | North East Lincolnshire | 1801.068 | 2045.475 | 2041.351 | 2661.357 | 3292.047 | 3960.312 | 4648.355 | 5841.31 | 6860.649 | 7963.128 | 9190.289 | 10483.987 | 12426.213 | 13720.907 | 15533.872 | 17669.758 | 20158.303 | 22289.85 | 27627.499 | 32944.561 | 38011.398 | 43367.039 | 50281.691 | 55182.649 | 60058.037 | 64808.309 | 69371.215 | 74903.449 | 78826.367 | 82309.012 | 85385.6 | 88012.714 | North East Lincolnshire | Greater Lincolnshire | Humber
NG FES - System Transformation | Heat Pumps Energy Demand - Domestic (MWh) | North Lincolnshire | 2935.541 | 3375.577 | 3338.784 | 4149.517 | 4973.445 | 5772.069 | 6671.099 | 8236.22 | 9692.666 | 11306.989 | 13150.121 | 15173.491 | 18362.088 | 20663.608 | 23061.268 | 25900.954 | 29213.579 | 31957.659 | 38493.841 | 44443.042 | 50028.903 | 55275.651 | 61794.802 | 66426.656 | 71084.003 | 75629.016 | 79998.162 | 85347.266 | 89108.219 | 92561.751 | 95493.241 | 97972.326 | North Lincolnshire | Greater Lincolnshire | Humber
NG FES - System Transformation | Heat Pumps Energy Demand - Domestic (MWh) | North Tyneside | 1593.95 | 1855.594 | 1881.312 | 2665.415 | 3523.395 | 4426.718 | 5348.321 | 6890.142 | 8180.943 | 9541.102 | 10922.606 | 12500.531 | 14735.151 | 16411.518 | 18445.538 | 20893.197 | 23701.614 | 26097.347 | 32345.452 | 38365.251 | 44841.581 | 50967.328 | 58862.442 | 64585.323 | 70249.676 | 75750.734 | 81019.943 | 87431.355 | 91892.92 | 95903.109 | 99413.432 | 102389.731 | North Tyneside | North Eastern
NG FES - System Transformation | Heat Pumps Energy Demand - Domestic (MWh) | Northumberland | 4268.856 | 5195.386 | 5156.22 | 6638.191 | 8047.315 | 9521.03 | 11160.201 | 14087.493 | 17177.464 | 20695.455 | 24629.834 | 29144.232 | 36060.362 | 40143.361 | 45160.093 | 51197.639 | 58103.259 | 63825.403 | 76715.984 | 89108.07 | 100894.48 | 111955.936 | 124535.749 | 133514.025 | 142624.684 | 151533.916 | 160076.43 | 170543.687 | 177890.669 | 184451.591 | 190078.218 | 194827.085 | Northumberland | North Eastern
NG FES - System Transformation | Heat Pumps Energy Demand - Domestic (MWh) | Pendle | 260.357 | 305.339 | 300.667 | 369.698 | 439.815 | 502.258 | 574.777 | 698.683 | 810.382 | 935.274 | 1079.178 | 1234.574 | 1481.159 | 1667.77 | 1870.352 | 2108.963 | 2386.904 | 2604.073 | 3174.004 | 3687.594 | 4170.728 | 4667.976 | 5288.852 | 5729.982 | 6174.025 | 6608.796 | 7028.103 | 7542.205 | 7903.68 | 8241.421 | 8523.58 | 8762.143 | Pendle | Lancashire
NG FES - System Transformation | Heat Pumps Energy Demand - Domestic (MWh) | Redcar and Cleveland | 1319.656 | 1618.843 | 1614.764 | 2170.225 | 2722.827 | 3301.775 | 3894.069 | 4915.665 | 5836.71 | 6832.429 | 7883.966 | 9084.06 | 10814.624 | 12145.233 | 13773.899 | 15732.583 | 17988.751 | 19905.129 | 24658.815 | 29236.55 | 34035.292 | 38583.436 | 44305.326 | 48454.217 | 52594.721 | 56636.902 | 60523.927 | 65261.438 | 68624.993 | 71641.463 | 74252.269 | 76473.455 | Redcar and Cleveland | Tees Valley
NG FES - System Transformation | Heat Pumps Energy Demand - Domestic (MWh) | Richmondshire | 1018.094 | 1243.361 | 1225.627 | 1513.617 | 1766.562 | 2029.767 | 2334.355 | 2898.011 | 3573.585 | 4357.013 | 5263.158 | 6302.135 | 7908.924 | 8744.169 | 9772.426 | 11010.864 | 12417.813 | 13603.326 | 15953.77 | 18207.403 | 20177.943 | 22014.951 | 24012.06 | 25398.594 | 26802.775 | 28172.516 | 29481.021 | 31108.397 | 32233.249 | 33222.589 | 34043.074 | 34714.601 | Richmondshire | York and North Yorkshire
NG FES - System Transformation | Heat Pumps Energy Demand - Domestic (MWh) | Rotherham | 3423.158 | 3967.768 | 3947.185 | 5140.755 | 6354.559 | 7590.537 | 8843.294 | 10978.814 | 12832.575 | 14827.631 | 17035.126 | 19388.829 | 22889.303 | 25082.346 | 28205.789 | 31901.986 | 36213.872 | 40041.156 | 48977.774 | 57563.621 | 65737.933 | 74211.068 | 85300.906 | 93093.392 | 100835.143 | 108382.329 | 115631.754 | 124458.369 | 130690.01 | 136318.511 | 141189.721 | 145332.332 | Rotherham | Sheffield City Region
NG FES - System Transformation | Heat Pumps Energy Demand - Domestic (MWh) | Ryedale | 1245.369 | 1490.225 | 1469.449 | 1797.232 | 2095.048 | 2403.183 | 2733.11 | 3333.867 | 3944.596 | 4632.027 | 5389.804 | 6257.154 | 7546.082 | 8309.31 | 9214.081 | 10304.126 | 11555.638 | 12638.807 | 14838.583 | 16936.057 | 18902.601 | 20733.469 | 22910.487 | 24433.973 | 25955.695 | 27437.367 | 28855.4 | 30621.168 | 31852.672 | 32937.453 | 33836.125 | 34570.286 | Ryedale | York and North Yorkshire
NG FES - System Transformation | Heat Pumps Energy Demand - Domestic (MWh) | Scarborough | 1419.787 | 1744.206 | 1727.305 | 2225.892 | 2697.005 | 3184.335 | 3689.437 | 4577.6 | 5388.525 | 6281.202 | 7230.505 | 8312.646 | 9893.741 | 11226.597 | 12854.162 | 14808.321 | 17056.103 | 18914.638 | 23908.568 | 28706.668 | 33588.727 | 38194.196 | 43840.105 | 47987.52 | 52148.151 | 56223.196 | 60154.647 | 64895.356 | 68253.492 | 71299.215 | 74004.222 | 76359.295 | Scarborough | York and North Yorkshire
NG FES - System Transformation | Heat Pumps Energy Demand - Domestic (MWh) | Selby | 2108.327 | 2409.338 | 2376.528 | 2880.809 | 3392.665 | 3876.938 | 4458.515 | 5489.657 | 6542.925 | 7724.725 | 9088.641 | 10642.97 | 13150.083 | 14982.384 | 16629.077 | 18595.487 | 20891.528 | 22813.25 | 27049.371 | 30852.289 | 34384.567 | 37266.266 | 40674.891 | 43094.715 | 45548.945 | 47937.992 | 50227.311 | 53054.324 | 55011.853 | 56793.427 | 58294.288 | 59543.105 | Selby | Leeds City Region | York and North Yorkshire
NG FES - System Transformation | Heat Pumps Energy Demand - Domestic (MWh) | Sheffield | 4110.364 | 4697.203 | 4707.612 | 6414.198 | 8150.446 | 10055.889 | 11955.577 | 15268.652 | 18126.299 | 21184.12 | 24545.787 | 28107.273 | 33331.602 | 36513.478 | 41656.897 | 47737.49 | 54823.502 | 61195.222 | 76540.756 | 92264.235 | 107320.314 | 123565.283 | 144820.228 | 159799.549 | 174663.034 | 189138.367 | 203033.695 | 219894.183 | 231803.79 | 242283.272 | 251580.51 | 259503.961 | Sheffield | Sheffield City Region
NG FES - System Transformation | Heat Pumps Energy Demand - Domestic (MWh) | South Tyneside | 1076.39 | 1277.071 | 1287.788 | 1807.71 | 2367.671 | 2956.34 | 3556.857 | 4570.597 | 5436.491 | 6351.005 | 7291.105 | 8362.562 | 9871.624 | 11158.23 | 12728.329 | 14615.717 | 16790.193 | 18663.909 | 23699.916 | 28554.856 | 33732.921 | 38644.174 | 44929.069 | 49528.199 | 54103.42 | 58566.103 | 62858.404 | 68054.854 | 71710.886 | 75014.479 | 77933.336 | 80439.243 | South Tyneside | North Eastern
NG FES - System Transformation | Heat Pumps Energy Demand - Domestic (MWh) | Stockton-on-Tees | 1952.429 | 2270.088 | 2292.069 | 3150.378 | 4071.844 | 5041.621 | 6027.358 | 7681.661 | 9108.355 | 10618.643 | 12184.454 | 13972.389 | 16533.971 | 18324.015 | 20506.467 | 23133.972 | 26163.467 | 28773.234 | 35082.522 | 41154.036 | 47463.77 | 53437.069 | 61122.619 | 66669.233 | 72165.544 | 77501.562 | 82608.097 | 88844.273 | 93209.955 | 97121.954 | 100505.053 | 103357.83 | Stockton-on-Tees | Tees Valley
NG FES - System Transformation | Heat Pumps Energy Demand - Domestic (MWh) | Sunderland | 1948.829 | 2324.213 | 2351.102 | 3344.327 | 4406.719 | 5525.148 | 6659.472 | 8559.538 | 10156.465 | 11840.909 | 13559.157 | 15521.375 | 18306.04 | 20703.366 | 23624.446 | 27135.44 | 31171.511 | 34585.533 | 44264.544 | 53601.373 | 63590.139 | 73027.683 | 85026.677 | 93823.318 | 102570.408 | 111093.419 | 119283.665 | 129167.216 | 136062.779 | 142303.992 | 147886.03 | 152696.455 | Sunderland | North Eastern
NG FES - System Transformation | Heat Pumps Energy Demand - Domestic (MWh) | Wakefield | 3724.343 | 4356.223 | 4348.281 | 5861.462 | 7400.63 | 9004.199 | 10624.823 | 13401.955 | 15894.658 | 18577.41 | 21545.77 | 24776.147 | 29636.723 | 32677.335 | 36915.455 | 41958.992 | 47842.649 | 53159.057 | 65256.363 | 77067.187 | 88305.788 | 99728.37 | 114602.721 | 125076.126 | 135498.473 | 145645.379 | 155378.349 | 167231.366 | 175575.13 | 183017.321 | 189514.183 | 195024.51 | Wakefield | Leeds City Region
NG FES - System Transformation | Heat Pumps Energy Demand - Domestic (MWh) | West Lindsey | 1018.827 | 1188.313 | 1171.301 | 1455.308 | 1743.784 | 2015.042 | 2385.12 | 3057.073 | 3848.673 | 4750.963 | 5810.332 | 7071.497 | 9186.998 | 10824.016 | 12172.388 | 13791.999 | 15680.936 | 17214.083 | 20689.233 | 23815.16 | 26705.029 | 28940.997 | 31463.017 | 33301.28 | 35189.005 | 37026.834 | 38789.274 | 40958.309 | 42466.963 | 43825.427 | 44986.256 | 45955.207 | West Lindsey | Greater Lincolnshire
NG FES - System Transformation | Heat Pumps Energy Demand - Domestic (MWh) | York | 2155.415 | 2504.111 | 2508.401 | 3315.095 | 4166.905 | 5060.317 | 5983.201 | 7564.083 | 8969.877 | 10478.665 | 12061.719 | 13867.497 | 16454.717 | 18344.733 | 20655.235 | 23435.559 | 26643.437 | 29413.238 | 36381.618 | 43090.229 | 50005.005 | 56517.053 | 64720.237 | 70644.164 | 76529.212 | 82251.522 | 87734.13 | 94408.415 | 98995.806 | 103115.644 | 106746.997 | 109830.272 | York | Leeds City Region | York and North Yorkshire
NG FES - Consumer Transformation | Heat Pumps Energy Demand - I & C (MWh) | Barnsley | 4146.549 | 4297.152 | 5168.682 | 5735.754 | 6311.788 | 7228.902 | 8243.647 | 11326.774 | 14016.406 | 16650.475 | 19264.96 | 21857.966 | 25811.273 | 28819.071 | 31755.136 | 34673.049 | 37570.707 | 41709.77 | 44117.097 | 46560.482 | 48934.426 | 51219.386 | 53193.634 | 54601.749 | 55999.109 | 57368.242 | 58677.303 | 59884.878 | 61065.553 | 62313.998 | 63630.228 | 64965.02 | Barnsley | Leeds City Region | Sheffield City Region
NG FES - Consumer Transformation | Heat Pumps Energy Demand - I & C (MWh) | Bassetlaw | 499.523 | 517.523 | 622.314 | 690.395 | 759.51 | 869.614 | 991.397 | 1361.779 | 1684.608 | 2000.525 | 2313.854 | 2624.316 | 3097.783 | 3457.437 | 3808.067 | 4156.171 | 4501.45 | 4995.013 | 5280.847 | 5570.673 | 5851.857 | 6122.129 | 6355.095 | 6520.292 | 6684.087 | 6843.335 | 6995.846 | 7136.055 | 7272.862 | 7417.541 | 7570.079 | 7724.606 | Bassetlaw | Derby, Derbyshire, Nottingham and Nottinghamshire | Sheffield City Region
NG FES - Consumer Transformation | Heat Pumps Energy Demand - I & C (MWh) | Bradford | 9599.538 | 9885.872 | 11809.145 | 13013.454 | 14220.206 | 16172.404 | 18313.458 | 24986.039 | 30701.372 | 36213.041 | 41601.87 | 46865.796 | 54945.205 | 60902.047 | 66610.852 | 72187.965 | 77629.691 | 85523.359 | 89757.907 | 93983.342 | 97989.272 | 101741.344 | 104807.231 | 106702.556 | 108531.866 | 110230.334 | 111785.855 | 113104.489 | 114330.954 | 115642.372 | 117035.549 | 118417.537 | Bradford | Leeds City Region
NG FES - Consumer Transformation | Heat Pumps Energy Demand - I & C (MWh) | Calderdale | 4259.838 | 4386.746 | 5239.971 | 5774.115 | 6309.292 | 7175.16 | 8124.739 | 11084.554 | 13619.476 | 16063.828 | 18453.484 | 20787.525 | 24370.112 | 27010.97 | 29541.563 | 32013.496 | 34425.142 | 37923.792 | 39799.574 | 41671.087 | 43445.053 | 45106.252 | 46463.039 | 47300.736 | 48109.036 | 48859.165 | 49545.83 | 50127.375 | 50667.951 | 51246.055 | 51860.264 | 52469.383 | Calderdale | Leeds City Region
NG FES - Consumer Transformation | Heat Pumps Energy Demand - I & C (MWh) | County Durham | 8036.613 | 8549.604 | 10407.431 | 11658.282 | 12912.389 | 14965.992 | 17220.01 | 22751.349 | 27927.107 | 32906.623 | 37765.856 | 42502.554 | 50088.703 | 55463.69 | 60602.834 | 65612.758 | 70489.862 | 77784.749 | 81556.514 | 85312.767 | 88863.041 | 92175.97 | 95189.31 | 96815.05 | 98377.257 | 99824.326 | 101135.499 | 102133.676 | 103142.047 | 104224.97 | 105379.829 | 106522.472 | County Durham | North Eastern
NG FES - Consumer Transformation | Heat Pumps Energy Demand - I & C (MWh) | Craven | 1359.907 | 1404.065 | 1682.055 | 1859.082 | 2037.583 | 2324.331 | 2639.932 | 3612.793 | 4452.739 | 5268.322 | 6070.933 | 6860.316 | 8068.148 | 8971.339 | 9844.019 | 10703.158 | 11548.017 | 12765.03 | 13442.688 | 14124.403 | 14778.283 | 15398.862 | 15920.236 | 16267.501 | 16607.777 | 16931.75 | 17236.421 | 17507.447 | 17766.95 | 18042.456 | 18333.687 | 18626.245 | Craven | Leeds City Region | York and North Yorkshire
NG FES - Consumer Transformation | Heat Pumps Energy Demand - I & C (MWh) | Darlington | 1543.007 | 1641.382 | 1997.888 | 2237.823 | 2478.342 | 2872.254 | 3304.557 | 4365.653 | 5358.339 | 6313.195 | 7244.813 | 8152.753 | 9607.053 | 10637.009 | 11621.534 | 12581.083 | 13514.971 | 14912.177 | 15633.734 | 16352.141 | 17030.904 | 17664.022 | 18239.572 | 18549.118 | 18846.395 | 19121.506 | 19370.504 | 19559.471 | 19750.312 | 19955.346 | 20174.065 | 20390.358 | Darlington | Tees Valley
NG FES - Consumer Transformation | Heat Pumps Energy Demand - I & C (MWh) | Doncaster | 6122.148 | 6340.717 | 7621.85 | 8452.61 | 9295.388 | 10638.729 | 12123.627 | 16646.087 | 20583.456 | 24432.872 | 28247.975 | 32025.826 | 37789.905 | 42161.366 | 46419.921 | 50645.046 | 54833.428 | 60825.153 | 64282.963 | 67787.458 | 71184.744 | 74447.095 | 77252.971 | 79232.564 | 81193.261 | 83094.799 | 84914.182 | 86582.403 | 88207.566 | 89926.352 | 91738.474 | 93572.716 | Doncaster | Sheffield City Region
NG FES - Consumer Transformation | Heat Pumps Energy Demand - I & C (MWh) | East Lindsey | 1210.49 | 1253.371 | 1506.208 | 1669.909 | 1835.985 | 2100.97 | 2393.827 | 3286.384 | 4063.253 | 4822.693 | 5574.881 | 6319.525 | 7455.509 | 8316.237 | 9154.158 | 9984.781 | 10807.384 | 11984.778 | 12661.949 | 13347.417 | 14011.03 | 14647.462 | 15193.543 | 15576.836 | 15956.281 | 16325.663 | 16677.389 | 16999.278 | 17312.585 | 17644.14 | 17993.88 | 18347.823 | East Lindsey | Greater Lincolnshire
NG FES - Consumer Transformation | Heat Pumps Energy Demand - I & C (MWh) | East Riding of Yorkshire | 9323.048 | 9663.752 | 11625.763 | 12903.857 | 14202.54 | 16269.617 | 18556.595 | 25490.304 | 31540.803 | 37463.229 | 43339.084 | 49162.204 | 58041.493 | 64785.119 | 71359.781 | 77886.811 | 84360.194 | 93612.328 | 98964.882 | 104389.881 | 109654.474 | 114713.578 | 119075.275 | 122164.093 | 125227.403 | 128172.031 | 131007.436 | 133608.264 | 136142.85 | 138821.191 | 141642.809 | 144497.684 | East Riding of Yorkshire | Humber | York and North Yorkshire
NG FES - Consumer Transformation | Heat Pumps Energy Demand - I & C (MWh) | Gateshead | 2663.13 | 2832.714 | 3447.707 | 3861.447 | 4276.126 | 4955.375 | 5700.739 | 7530.641 | 9242.241 | 10888.321 | 12494.056 | 14058.691 | 16565.124 | 18339.498 | 20035.201 | 21687.53 | 23295.29 | 25701.25 | 26942.313 | 28177.643 | 29344.366 | 30432.162 | 31420.518 | 31950.432 | 32459.052 | 32929.461 | 33354.666 | 33676.365 | 34001.164 | 34350.267 | 34722.786 | 35090.981 | Gateshead | North Eastern
NG FES - Consumer Transformation | Heat Pumps Energy Demand - I & C (MWh) | Hambleton | 2264.127 | 2425.136 | 2974.441 | 3357.446 | 3747.156 | 4376.226 | 5073.478 | 6753.721 | 8352.174 | 9915.442 | 11464.154 | 12998.206 | 15432.428 | 17217.314 | 18955.907 | 20680.86 | 22388.985 | 24897.43 | 26309.676 | 27739.484 | 29124.391 | 30452.753 | 31702.697 | 32507.256 | 33303.256 | 34072.633 | 34807.84 | 35446.388 | 36098.874 | 36788.31 | 37514.648 | 38248.555 | Hambleton | York and North Yorkshire
NG FES - Consumer Transformation | Heat Pumps Energy Demand - I & C (MWh) | Harrogate | 3365.893 | 3600.323 | 4416.231 | 4986.645 | 5568.873 | 6504.574 | 7543.39 | 10082.12 | 12488.624 | 14849.367 | 17196.033 | 19526.75 | 23210.153 | 25937.649 | 28605.734 | 31262.343 | 33902.386 | 37760.197 | 39974.453 | 42226.764 | 44419.579 | 46534.543 | 48526.204 | 49854.516 | 51175.854 | 52449.237 | 53682.441 | 54774.306 | 55888.01 | 57062.928 | 58299.283 | 59551.732 | Harrogate | Leeds City Region | York and North Yorkshire
NG FES - Consumer Transformation | Heat Pumps Energy Demand - I & C (MWh) | Hartlepool | 2086.049 | 2219.343 | 2701.793 | 3026.727 | 3352.553 | 3886.012 | 4471.576 | 5908.305 | 7252.868 | 8546.63 | 9809.317 | 11040.322 | 13011.704 | 14408.905 | 15745.013 | 17047.736 | 18316.142 | 20213.008 | 21194.581 | 22172.267 | 23096.592 | 23959.383 | 24744.455 | 25168.943 | 25577.003 | 25955.113 | 26298.044 | 26559.661 | 26823.998 | 27107.798 | 27410.383 | 27709.871 | Hartlepool | Tees Valley
NG FES - Consumer Transformation | Heat Pumps Energy Demand - I & C (MWh) | High Peak | 295.058 | 303.844 | 362.935 | 399.924 | 436.983 | 496.944 | 562.7 | 767.675 | 943.216 | 1112.479 | 1277.946 | 1439.556 | 1687.62 | 1870.461 | 2045.659 | 2216.786 | 2383.731 | 2625.935 | 2755.759 | 2885.28 | 3008.041 | 3122.986 | 3216.85 | 3274.769 | 3330.649 | 3382.498 | 3429.949 | 3470.119 | 3507.449 | 3547.373 | 3589.793 | 3631.856 | High Peak | Derby, Derbyshire, Nottingham and Nottinghamshire,
NG FES - Consumer Transformation | Heat Pumps Energy Demand - I & C (MWh) | Kingston upon Hull, City of | 5622.81 | 5793.361 | 6924.211 | 7634.612 | 8347.302 | 9498.639 | 10762.295 | 14691.977 | 18062.959 | 21317.911 | 24504.336 | 27620.806 | 32401.284 | 35935.169 | 39327.141 | 42645.733 | 45888.675 | 50586.25 | 53124.503 | 55661.21 | 58071.825 | 60335.673 | 62196.021 | 63364.528 | 64496.187 | 65551.402 | 66524.387 | 67358.441 | 68139.542 | 68973.252 | 69857.822 | 70737.889 | Kingston upon Hull, City of | Humber
NG FES - Consumer Transformation | Heat Pumps Energy Demand - I & C (MWh) | Kirklees | 7570.955 | 7797.575 | 9315.617 | 10266.804 | 11220.15 | 12761.975 | 14453.236 | 19721.678 | 24235.77 | 28590.19 | 32848.75 | 37009.773 | 43395.591 | 48106.567 | 52622.993 | 57036.73 | 61344.857 | 67592.223 | 70949.269 | 74300.354 | 77479.105 | 80458.296 | 82895.911 | 84408.548 | 85869.67 | 87228.735 | 88475.003 | 89534.521 | 90521.78 | 91577.032 | 92697.798 | 93810.502 | Kirklees | Leeds City Region
NG FES - Consumer Transformation | Heat Pumps Energy Demand - I & C (MWh) | Leeds | 15126.374 | 15578.526 | 18610.547 | 20509.87 | 22413.322 | 25492.056 | 28868.937 | 39390.161 | 48403.682 | 57097.359 | 65598.589 | 73904.079 | 86651.008 | 96052.32 | 105063.982 | 113869.416 | 122462.744 | 134925.942 | 141618.158 | 148297.43 | 154631.658 | 160566.559 | 165419.737 | 168426.366 | 171329.608 | 174027.153 | 176499.795 | 178599.151 | 180553.688 | 182643.115 | 184862.441 | 187064.909 | Leeds | Leeds City Region
NG FES - Consumer Transformation | Heat Pumps Energy Demand - I & C (MWh) | Middlesbrough | 1777.772 | 1894.651 | 2310.894 | 2593.804 | 2878.581 | 3343.071 | 3854.226 | 5102.391 | 6275.568 | 7409.179 | 8520.088 | 9607.612 | 11344.981 | 12587.706 | 13782.141 | 14952.337 | 16097.457 | 17801.039 | 18704.502 | 19608.909 | 20470.45 | 21281.608 | 22027.699 | 22455.988 | 22872.054 | 23262.895 | 23625.087 | 23916.321 | 24211.963 | 24527.219 | 24861.643 | 25195.503 | Middlesbrough | Tees Valley
NG FES - Consumer Transformation | Heat Pumps Energy Demand - I & C (MWh) | Newcastle upon Tyne | 4935.612 | 5273.857 | 6450.353 | 7260.15 | 8080.31 | 9411.866 | 10884.343 | 14454.862 | 17836.396 | 21126.56 | 24373.209 | 27574.169 | 32668.583 | 36365.125 | 39942.32 | 43470.67 | 46949.711 | 52084.761 | 54899.5 | 57728.678 | 60449.283 | 63040.958 | 65458.789 | 66946.712 | 68409.614 | 69792.007 | 71108.141 | 72219.469 | 73352.339 | 74553.192 | 75821.358 | 77097.158 | Newcastle upon Tyne | North Eastern
NG FES - Consumer Transformation | Heat Pumps Energy Demand - I & C (MWh) | North East Derbyshire | 330.87 | 342.984 | 412.702 | 458.167 | 504.397 | 577.954 | 659.38 | 906.397 | 1122.107 | 1333.547 | 1543.544 | 1751.964 | 2069.586 | 2311.64 | 2547.983 | 2783.01 | 3016.594 | 3349.997 | 3544.601 | 3742.169 | 3934.26 | 4119.343 | 4279.615 | 4394.527 | 4508.735 | 4619.613 | 4726.385 | 4825 | 4921.46 | 5023.391 | 5130.795 | 5239.706 | North East Derbyshire | Derby, Derbyshire, Nottingham and Nottinghamshire | Sheffield City Region
NG FES - Consumer Transformation | Heat Pumps Energy Demand - I & C (MWh) | North East Lincolnshire | 3485.121 | 3590.038 | 4289.743 | 4728.643 | 5168.703 | 5880.072 | 6660.568 | 9090.158 | 11172.884 | 13182.772 | 15149.196 | 17071.361 | 20020.697 | 22198.336 | 24287.073 | 26329.277 | 28323.555 | 31214.264 | 32771.189 | 34326.105 | 35802.127 | 37186.639 | 38321.502 | 39029.303 | 39713.729 | 40351.099 | 40936.857 | 41436.569 | 41903.192 | 42401.637 | 42930.795 | 43456.6 | North East Lincolnshire | Greater Lincolnshire | Humber
NG FES - Consumer Transformation | Heat Pumps Energy Demand - I & C (MWh) | North Lincolnshire | 4449.723 | 4609.114 | 5541.227 | 6145.928 | 6759.329 | 7736.61 | 8816.558 | 12105.115 | 14967.784 | 17765.767 | 20537.454 | 23280.945 | 27466.993 | 30638.673 | 33726.653 | 36788.966 | 39822.02 | 44162.399 | 46660.702 | 49190.554 | 51640.7 | 53990.849 | 56008.24 | 57425.409 | 58827.868 | 60176.812 | 61469.679 | 62650.965 | 63798.942 | 65012.4 | 66290.978 | 67583.072 | North Lincolnshire | Greater Lincolnshire | Humber
NG FES - Consumer Transformation | Heat Pumps Energy Demand - I & C (MWh) | North Tyneside | 2419.33 | 2589.059 | 3172.387 | 3577.377 | 3988.796 | 4654.217 | 5391.107 | 7170.873 | 8861.533 | 10512.042 | 12145.763 | 13761.386 | 16328.184 | 18204.581 | 20028.895 | 21836.186 | 23624.226 | 26254.046 | 27724.302 | 29211.415 | 30649.888 | 32027.627 | 33321.458 | 34145.745 | 34960.244 | 35751.137 | 36503.09 | 37153.66 | 37818.914 | 38522.972 | 39265.769 | 40016.618 | North Tyneside | North Eastern
NG FES - Consumer Transformation | Heat Pumps Energy Demand - I & C (MWh) | Northumberland | 5491.724 | 5874.894 | 7195.641 | 8110.979 | 9040.019 | 10543.782 | 12208.05 | 16231.328 | 20049.014 | 23772.278 | 27453.543 | 31089.686 | 36869.031 | 41084.039 | 45178.076 | 49228.4 | 53229.377 | 59119.827 | 62392.955 | 65699.282 | 68890.839 | 71940.223 | 74796.451 | 76594.953 | 78368.96 | 80084.108 | 81709.58 | 83104.732 | 84529.438 | 86037.443 | 87628.359 | 89233.493 | Northumberland | North Eastern
NG FES - Consumer Transformation | Heat Pumps Energy Demand - I & C (MWh) | Pendle | 610.75 | 629.386 | 752.394 | 829.764 | 907.419 | 1032.811 | 1170.463 | 1598.206 | 1965.36 | 2320.08 | 2667.501 | 3007.496 | 3528.902 | 3914.805 | 4285.467 | 4648.346 | 5003.181 | 5516.907 | 5795.381 | 6073.9 | 6338.832 | 6587.924 | 6793.125 | 6922.888 | 7048.724 | 7166.497 | 7275.286 | 7368.992 | 7457.013 | 7550.902 | 7650.475 | 7749.674 | Pendle | Lancashire
NG FES - Consumer Transformation | Heat Pumps Energy Demand - I & C (MWh) | Redcar and Cleveland | 1876.05 | 2009.178 | 2463.724 | 2780.319 | 3102.246 | 3622.212 | 4198.22 | 5587.211 | 6908.066 | 8198.738 | 9477.046 | 10741.591 | 12749.124 | 14218.678 | 15648.879 | 17066.468 | 18470.239 | 20532.57 | 21689.144 | 22859.561 | 23992.181 | 25077.702 | 26097.936 | 26750.864 | 27396.109 | 28018.822 | 28613.316 | 29127.994 | 29653.794 | 30209.601 | 30795.352 | 31386.944 | Redcar and Cleveland | Tees Valley
NG FES - Consumer Transformation | Heat Pumps Energy Demand - I & C (MWh) | Richmondshire | 1374.774 | 1474.315 | 1810.552 | 2046.211 | 2286.572 | 2673.966 | 3104.311 | 4137.716 | 5123.758 | 6090.21 | 7049.987 | 8003.01 | 9513.337 | 10626.386 | 11714.244 | 12795.867 | 13871.045 | 15446.054 | 16345.018 | 17259.023 | 18147.948 | 19004.756 | 19815.067 | 20348.852 | 20878.727 | 21388.735 | 21881.796 | 22315.177 | 22758.33 | 23225.806 | 23717.66 | 24215.405 | Richmondshire | York and North Yorkshire
NG FES - Consumer Transformation | Heat Pumps Energy Demand - I & C (MWh) | Rotherham | 5343.116 | 5532.643 | 6649.181 | 7372.337 | 8106.02 | 9275.952 | 10569.036 | 14509.528 | 17939.262 | 21291.59 | 24612.951 | 27901.418 | 32919.154 | 36723.119 | 40428.153 | 44103.888 | 47746.606 | 52959.93 | 55967.266 | 59015.06 | 61969.942 | 64807.692 | 67248.499 | 68970.806 | 70677.526 | 72326.881 | 73908.967 | 75359.728 | 76773.282 | 78268.61 | 79845.477 | 81441.918 | Rotherham | Sheffield City Region
NG FES - Consumer Transformation | Heat Pumps Energy Demand - I & C (MWh) | Ryedale | 1695.729 | 1814.051 | 2224.816 | 2511.865 | 2804.761 | 3275.854 | 3799.117 | 5076.744 | 6288.512 | 7477.302 | 8658.488 | 9831.881 | 11685.636 | 13057.384 | 14397.127 | 15728.869 | 17052.591 | 18987.485 | 20093.424 | 21215.471 | 22306.37 | 23356.855 | 24344.294 | 24997.496 | 25646.019 | 26284.629 | 26893.742 | 27432.27 | 27982.097 | 28562.916 | 29174.854 | 29795.24 | Ryedale | York and North Yorkshire
NG FES - Consumer Transformation | Heat Pumps Energy Demand - I & C (MWh) | Scarborough | 3218.093 | 3424.612 | 4175.014 | 4684.778 | 5198.685 | 6035.245 | 6956.872 | 9234.816 | 11368.068 | 13433.472 | 15461.562 | 17450.792 | 20617.254 | 22896.817 | 25092.873 | 27248.546 | 29362.719 | 32495.416 | 34176.879 | 35863.514 | 37474.997 | 38997.351 | 40395.089 | 41220.866 | 42026.256 | 42790.068 | 43501.332 | 44086.407 | 44678.877 | 45309.424 | 45977.354 | 46646.302 | Scarborough | York and North Yorkshire
NG FES - Consumer Transformation | Heat Pumps Energy Demand - I & C (MWh) | Selby | 2600.38 | 2698.244 | 3248.956 | 3608.975 | 3975.341 | 4557.842 | 5202.764 | 7150.103 | 8853.479 | 10523.614 | 12183.192 | 13830.898 | 16342.358 | 18256.095 | 20124.617 | 21982.325 | 23827.703 | 26462.971 | 27999.441 | 29559.692 | 31076.369 | 32537.234 | 33802.963 | 34708.167 | 35607.05 | 36490.442 | 37334.769 | 38114.569 | 38878.188 | 39685.438 | 40536.371 | 41399.658 | Selby | Leeds City Region | York and North Yorkshire
NG FES - Consumer Transformation | Heat Pumps Energy Demand - I & C (MWh) | Sheffield | 10527.469 | 10843.078 | 12954.68 | 14278.179 | 15604.825 | 17750.111 | 20103.467 | 27432.96 | 33713.862 | 39773.31 | 45700.045 | 51491.728 | 60379.604 | 66938.059 | 73226.581 | 79372.997 | 85373.226 | 94073.256 | 98751.568 | 103422.282 | 107853.805 | 112008.212 | 115409.295 | 117523.132 | 119565.685 | 121465.897 | 123209.805 | 124693.968 | 126077.824 | 127556.691 | 129127.153 | 130686.736 | Sheffield | Sheffield City Region
NG FES - Consumer Transformation | Heat Pumps Energy Demand - I & C (MWh) | South Tyneside | 1752.233 | 1863.932 | 2268.757 | 2541.196 | 2814.293 | 3261.578 | 3752.457 | 4957.358 | 6084.577 | 7168.84 | 8226.721 | 9257.712 | 10909.119 | 12078.649 | 13196.545 | 14286.06 | 15346.422 | 16932.858 | 17752.017 | 18567.516 | 19337.972 | 20056.584 | 20709.83 | 21061.032 | 21398.295 | 21710.325 | 21992.728 | 22206.964 | 22423.312 | 22655.764 | 22903.743 | 23148.956 | South Tyneside | North Eastern
NG FES - Consumer Transformation | Heat Pumps Energy Demand - I & C (MWh) | Stockton-on-Tees | 2969.475 | 3178.657 | 3895.944 | 4394.423 | 4900.83 | 5719.344 | 6625.583 | 8813.11 | 10890.71 | 12918.236 | 14924.158 | 16906.683 | 20056.272 | 22356.678 | 24592.708 | 26806.38 | 28996.247 | 32217.879 | 34016.444 | 35835.071 | 37593.58 | 39276.916 | 40856.724 | 41860.3 | 42851.23 | 43800.032 | 44707.589 | 45489.393 | 46287.574 | 47131.565 | 48021.179 | 48918.779 | Stockton-on-Tees | Tees Valley
NG FES - Consumer Transformation | Heat Pumps Energy Demand - I & C (MWh) | Sunderland | 3573.65 | 3803.377 | 4632.065 | 5191.303 | 5752.56 | 6670.712 | 7679.137 | 10150.783 | 12466.157 | 14696.196 | 16874.734 | 19000.654 | 22403.247 | 24819.954 | 27133.687 | 29392.088 | 31593.501 | 34881.685 | 36592.857 | 38299.163 | 39915.126 | 41426.548 | 42805.294 | 43561.633 | 44290.599 | 44968.236 | 45586.175 | 46064.023 | 46547.387 | 47065.361 | 47616.835 | 48163.842 | Sunderland | North Eastern
NG FES - Consumer Transformation | Heat Pumps Energy Demand - I & C (MWh) | Wakefield | 7540.513 | 7807.335 | 9381.454 | 10400.433 | 11433.776 | 13082.696 | 14905.259 | 20461.056 | 25296.622 | 30023.236 | 34706.119 | 39342.428 | 46416.609 | 51779.174 | 57002.384 | 62183.397 | 67318.089 | 74665.811 | 78902.632 | 83196.234 | 87358.099 | 91354.287 | 94790.383 | 97213.07 | 99612.685 | 101961.254 | 104198.417 | 106252.644 | 108256.709 | 110378.517 | 112617.883 | 114887.56 | Wakefield | Leeds City Region
NG FES - Consumer Transformation | Heat Pumps Energy Demand - I & C (MWh) | West Lindsey | 1729.95 | 1792.572 | 2155.985 | 2392.357 | 2632.406 | 3014.666 | 3437.547 | 4722.523 | 5842.816 | 6939.481 | 8027.292 | 9105.174 | 10748.514 | 11996.675 | 13213.292 | 14420.882 | 15618.269 | 17330.477 | 18320.92 | 19324.584 | 20297.925 | 21233.179 | 22038.787 | 22609.339 | 23174.831 | 23720.95 | 24245.293 | 24726.494 | 25195.396 | 25691.027 | 26213.31 | 26741.888 | West Lindsey | Greater Lincolnshire
NG FES - Consumer Transformation | Heat Pumps Energy Demand - I & C (MWh) | York | 4019.908 | 4277.952 | 5209.494 | 5837.843 | 6468.339 | 7499.973 | 8632.882 | 11410.346 | 14011.578 | 16516.402 | 18962.822 | 21349.666 | 25170.377 | 27882.779 | 30478.919 | 33012.365 | 35481.223 | 39169.953 | 41087.26 | 42998.734 | 44808.371 | 46500.209 | 48042.745 | 48886.457 | 49699.251 | 50455.61 | 51144.064 | 51675.304 | 52212.711 | 52788.918 | 53402.682 | 54011.416 | York | Leeds City Region | York and North Yorkshire
NG FES - Leading the Way | Heat Pumps Energy Demand - I & C (MWh) | Barnsley | 4146.549 | 4297.152 | 4715.01 | 5217.268 | 5932.63 | 6799.136 | 7742.062 | 9021.824 | 11269.003 | 13880.744 | 16320.702 | 18678.604 | 21367.142 | 24053.911 | 26733.47 | 29415.186 | 32098.614 | 34696.462 | 36984.532 | 39321.842 | 41680.612 | 43979.654 | 45753.896 | 46885.343 | 47936.155 | 49007.937 | 50040.073 | 51118.252 | 51902.013 | 52694.218 | 53553.963 | 54415.903 | Barnsley | Leeds City Region | Sheffield City Region
NG FES - Leading the Way | Heat Pumps Energy Demand - I & C (MWh) | Bassetlaw | 499.523 | 517.523 | 567.691 | 627.986 | 713.885 | 817.915 | 931.075 | 1084.662 | 1354.402 | 1667.747 | 1960.229 | 2242.596 | 2564.412 | 2885.759 | 3205.871 | 3525.924 | 3845.823 | 4155.123 | 4427.074 | 4704.616 | 4984.405 | 5256.782 | 5466.262 | 5598.834 | 5721.689 | 5846.053 | 5966.066 | 6091.398 | 6181.491 | 6272.451 | 6371.307 | 6470.274 | Bassetlaw | Derby, Derbyshire, Nottingham and Nottinghamshire | Sheffield City Region
NG FES - Leading the Way | Heat Pumps Energy Demand - I & C (MWh) | Bradford | 9599.538 | 9885.872 | 10772.623 | 11837.094 | 13365.982 | 15210.94 | 17199.18 | 19901.483 | 24683.49 | 30189.167 | 35243.871 | 40048.915 | 45484.856 | 50832.042 | 56077.208 | 61241.285 | 66323.094 | 71142.999 | 75246.432 | 79371.992 | 83463.792 | 87360.455 | 90148.738 | 91623.183 | 92905.058 | 94166.41 | 95331.11 | 96546.975 | 97174.369 | 97789.971 | 98502.203 | 99188.723 | Bradford | Leeds City Region
NG FES - Leading the Way | Heat Pumps Energy Demand - I & C (MWh) | Calderdale | 4259.838 | 4386.746 | 4780.044 | 5252.16 | 5930.288 | 6748.589 | 7630.393 | 8828.894 | 10949.876 | 13391.687 | 15633.245 | 17763.867 | 20174.117 | 22544.772 | 24869.948 | 27158.928 | 29411.191 | 31547.08 | 33365.038 | 35192.587 | 37004.96 | 38730.594 | 39964.651 | 40616.121 | 41182.125 | 41738.896 | 42252.745 | 42789.164 | 43064.683 | 43334.901 | 43647.853 | 43949.325 | Calderdale | Leeds City Region
NG FES - Leading the Way | Heat Pumps Energy Demand - I & C (MWh) | County Durham | 8036.613 | 8549.604 | 9239.113 | 10272.513 | 11815.931 | 13704.947 | 15751.24 | 18569.661 | 22025.502 | 26911.283 | 31385.755 | 35629.526 | 40756.718 | 45502.727 | 50148.413 | 54713.15 | 59195.348 | 64266.054 | 67906.632 | 71560.372 | 75176.481 | 78609.614 | 81566.169 | 82818.475 | 83894.241 | 84954.426 | 85922.145 | 87187.464 | 87669.556 | 88140.336 | 88697.384 | 89230.563 | County Durham | North Eastern
NG FES - Leading the Way | Heat Pumps Energy Demand - I & C (MWh) | Craven | 1359.907 | 1404.065 | 1534.418 | 1691.029 | 1915.184 | 2186.148 | 2479.306 | 2877.603 | 3579.943 | 4391.96 | 5143.114 | 5862.447 | 6678.991 | 7487.951 | 8287.313 | 9080.117 | 9866.072 | 10618.65 | 11269.362 | 11928.518 | 12587.619 | 13222.27 | 13693.61 | 13968.553 | 14216.529 | 14464.277 | 14699.241 | 14944.509 | 15100.828 | 15257.135 | 15430.427 | 15601.687 | Craven | Leeds City Region | York and North Yorkshire
NG FES - Leading the Way | Heat Pumps Energy Demand - I & C (MWh) | Darlington | 1543.007 | 1641.382 | 1773.612 | 1971.823 | 2267.893 | 2630.237 | 3022.697 | 3563.247 | 4226.005 | 5162.977 | 6020.884 | 6834.383 | 7817.171 | 8726.663 | 9616.735 | 10491.109 | 11349.482 | 12320.498 | 13017.159 | 13716.18 | 14407.829 | 15064.249 | 15629.193 | 15867.469 | 16071.844 | 16273.155 | 16456.688 | 16697.144 | 16787.538 | 16875.715 | 16980.354 | 17080.368 | Darlington | Tees Valley
NG FES - Leading the Way | Heat Pumps Energy Demand - I & C (MWh) | Doncaster | 6122.148 | 6340.717 | 6952.855 | 7688.532 | 8737.005 | 10006.247 | 11385.969 | 13258.677 | 16548.819 | 20368.578 | 23930.843 | 27367.497 | 31283.32 | 35190.091 | 39079.21 | 42965.164 | 46847.053 | 50597.68 | 53890.113 | 57248.716 | 60632.648 | 63924.182 | 66448.26 | 68035.298 | 69502.768 | 70985.349 | 72414.917 | 73907.494 | 74971.076 | 76043.886 | 77211.085 | 78378.234 | Doncaster | Sheffield City Region
NG FES - Leading the Way | Heat Pumps Energy Demand - I & C (MWh) | East Lindsey | 1210.49 | 1253.371 | 1374.003 | 1518.955 | 1725.696 | 1976.063 | 2248.176 | 2617.62 | 3266.801 | 4020.459 | 4722.873 | 5400.315 | 6171.834 | 6941.167 | 7706.547 | 8470.676 | 9233.312 | 9969.591 | 10614.847 | 11272.328 | 11934.101 | 12577.08 | 13068.552 | 13375.493 | 13658.839 | 13946.515 | 14222.496 | 14510.734 | 14714.646 | 14920.311 | 15144.431 | 15368.477 | East Lindsey | Greater Lincolnshire
NG FES - Leading the Way | Heat Pumps Energy Demand - I & C (MWh) | East Riding of Yorkshire | 9323.048 | 9663.752 | 10603.12 | 11734.515 | 13346.584 | 15299.13 | 17423.833 | 20307.056 | 25354.627 | 31226.813 | 36710.227 | 42005.207 | 48041.778 | 54066.072 | 60067.44 | 66067.524 | 72064.174 | 77867.927 | 82960.746 | 88156.283 | 93395.204 | 98494.278 | 102418.453 | 104896.846 | 107193.844 | 109490.541 | 111720.346 | 114049.223 | 115713.205 | 117390.587 | 119212.788 | 121033.984 | East Riding of Yorkshire | Humber | York and North Yorkshire
NG FES - Leading the Way | Heat Pumps Energy Demand - I & C (MWh) | Gateshead | 2663.13 | 2832.714 | 3060.673 | 3402.454 | 3913.015 | 4537.833 | 5214.498 | 6146.51 | 7289.154 | 8904.55 | 10383.329 | 11785.28 | 13478.889 | 15045.827 | 16578.987 | 18084.792 | 19562.711 | 21234.469 | 22433.054 | 23635.411 | 24824.79 | 25953.189 | 26923.733 | 27331.35 | 27680.458 | 28024.266 | 28337.275 | 28748.175 | 28900.599 | 29049.123 | 29225.9 | 29394.623 | Gateshead | North Eastern
NG FES - Leading the Way | Heat Pumps Energy Demand - I & C (MWh) | Hambleton | 2264.127 | 2425.136 | 2640.536 | 2958.362 | 3428.965 | 4007.482 | 4640.738 | 5512.391 | 6587.177 | 8108.923 | 9527.416 | 10896.288 | 12557.225 | 14125.185 | 15685.877 | 17245.349 | 18801.623 | 20570.35 | 21906.299 | 23267.888 | 24638.695 | 25970.748 | 27165.527 | 27807.674 | 28400.379 | 28997.151 | 29571.855 | 30259.174 | 30683.628 | 31110.916 | 31575.79 | 32039.625 | Hambleton | York and North Yorkshire
NG FES - Leading the Way | Heat Pumps Energy Demand - I & C (MWh) | Harrogate | 3365.893 | 3600.323 | 3929.507 | 4405.516 | 5107.095 | 5969.143 | 6914.138 | 8213.423 | 9864.457 | 12162.234 | 14312.412 | 16393.559 | 18910.89 | 21307.422 | 23702.058 | 26103.01 | 28507.16 | 31213.429 | 33300.824 | 35437.57 | 37596.877 | 39705.326 | 41592.677 | 42658.619 | 43653.568 | 44648.352 | 45619.427 | 46758.453 | 47503.975 | 48256.432 | 49069.859 | 49884.425 | Harrogate | Leeds City Region | York and North Yorkshire
NG FES - Leading the Way | Heat Pumps Energy Demand - I & C (MWh) | Hartlepool | 2086.049 | 2219.343 | 2398.495 | 2666.955 | 3067.871 | 3558.574 | 4090.175 | 4822.361 | 5720.178 | 6989.498 | 8152.147 | 9255.007 | 10587.504 | 11821.147 | 13028.886 | 14215.76 | 15381.365 | 16700.063 | 17647.305 | 18598.102 | 19539.288 | 20433.067 | 21203.121 | 21530.263 | 21811.578 | 22088.822 | 22342.149 | 22672.927 | 22800.091 | 22924.356 | 23071.107 | 23211.696 | Hartlepool | Tees Valley
NG FES - Leading the Way | Heat Pumps Energy Demand - I & C (MWh) | High Peak | 295.058 | 303.844 | 331.079 | 363.773 | 410.733 | 467.4 | 528.463 | 611.456 | 758.333 | 927.423 | 1082.638 | 1230.165 | 1397.049 | 1561.185 | 1722.164 | 1880.63 | 2036.546 | 2184.396 | 2310.226 | 2436.713 | 2562.142 | 2681.56 | 2766.936 | 2811.974 | 2851.09 | 2889.565 | 2925.064 | 2962.123 | 2981.119 | 2999.744 | 3021.326 | 3042.11 | High Peak | Derby, Derbyshire, Nottingham and Nottinghamshire,
NG FES - Leading the Way | Heat Pumps Energy Demand - I & C (MWh) | Kingston upon Hull, City of | 5622.81 | 5793.361 | 6316.451 | 6944.48 | 7845.874 | 8933.936 | 10107.463 | 11702.221 | 14522.373 | 17771.777 | 20759.344 | 23603.209 | 26822.499 | 29993.38 | 33108.063 | 36178.881 | 39205.087 | 42080.402 | 44535.679 | 47007.705 | 49463.527 | 51807.37 | 53497.195 | 54409.757 | 55209.794 | 55998.564 | 56732.08 | 57497.753 | 57914.476 | 58325.443 | 58795.379 | 59251.364 | Kingston upon Hull, City of | Humber
NG FES - Leading the Way | Heat Pumps Energy Demand - I & C (MWh) | Kirklees | 7570.955 | 7797.575 | 8497.956 | 9338.729 | 10546.145 | 12003.264 | 13573.827 | 15708.395 | 19485.229 | 23834.349 | 27828.482 | 31626.502 | 35923.83 | 40152.267 | 44301.348 | 48387.603 | 52410.109 | 56226.9 | 59478.653 | 62749.07 | 65993.96 | 69085.715 | 71301.973 | 72479.804 | 73505.847 | 74516.848 | 75451.593 | 76427.444 | 76938.018 | 77439.746 | 78018.495 | 78577.413 | Kirklees | Leeds City Region
NG FES - Leading the Way | Heat Pumps Energy Demand - I & C (MWh) | Leeds | 15126.374 | 15578.526 | 16977.036 | 18655.868 | 21066.93 | 23976.533 | 27112.412 | 31374.423 | 38915.905 | 47599.478 | 55573.178 | 63154.335 | 71731.616 | 80170.305 | 88449.473 | 96602.108 | 104626.307 | 112238.76 | 118722.263 | 125242.007 | 131709.767 | 137870.868 | 142283.889 | 144624.088 | 146660.955 | 148666.087 | 150519.239 | 152453.787 | 153459.677 | 154447.414 | 155588.266 | 156689.03 | Leeds | Leeds City Region
NG FES - Leading the Way | Heat Pumps Energy Demand - I & C (MWh) | Middlesbrough | 1777.772 | 1894.651 | 2051.478 | 2285.49 | 2634.145 | 3061.381 | 3525.48 | 4164.573 | 4949.405 | 6059.283 | 7080.719 | 8053.979 | 9231.307 | 10327.025 | 11404.624 | 12468.451 | 13518.18 | 14707.286 | 15573.983 | 16447.959 | 17317.621 | 18149.404 | 18875.179 | 19209.521 | 19504.85 | 19797.64 | 20071.273 | 20416.413 | 20579.89 | 20742.03 | 20925.852 | 21105.487 | Middlesbrough | Tees Valley
NG FES - Leading the Way | Heat Pumps Energy Demand - I & C (MWh) | Newcastle upon Tyne | 4935.612 | 5273.857 | 5726.247 | 6397.17 | 7394.167 | 8618.813 | 9955.967 | 11798.064 | 14067.178 | 17277.46 | 20255.639 | 23115.187 | 26582.131 | 29834.159 | 33051.987 | 36249.309 | 39427.011 | 43032.623 | 45711.13 | 48422.829 | 51138.971 | 53762.661 | 56090.572 | 57268.21 | 58338.407 | 59395.745 | 60411.667 | 61650.893 | 62348.648 | 63047.689 | 63818.252 | 64581.89 | Newcastle upon Tyne | North Eastern
NG FES - Leading the Way | Heat Pumps Energy Demand - I & C (MWh) | North East Derbyshire | 330.87 | 342.984 | 376.478 | 416.751 | 474.098 | 543.593 | 619.26 | 721.949 | 902.159 | 1111.718 | 1307.645 | 1497.131 | 1713.249 | 1929.416 | 2145.052 | 2360.991 | 2577.233 | 2786.711 | 2971.533 | 3160.383 | 3351.063 | 3537.083 | 3681.061 | 3773.486 | 3859.551 | 3946.394 | 4030.667 | 4118.663 | 4182.942 | 4247.9 | 4318.301 | 4388.874 | North East Derbyshire | Derby, Derbyshire, Nottingham and Nottinghamshire | Sheffield City Region
NG FES - Leading the Way | Heat Pumps Energy Demand - I & C (MWh) | North East Lincolnshire | 3485.121 | 3590.038 | 3913.221 | 4301.192 | 4858.213 | 5530.499 | 6255.307 | 7240.346 | 8982.848 | 10989.882 | 12833.947 | 14588.24 | 16573.575 | 18527.897 | 20446.386 | 22336.669 | 24198.292 | 25965.729 | 27472.959 | 28989.513 | 30494.983 | 31930.399 | 32961.8 | 33513.623 | 33995.602 | 34470.712 | 34911.001 | 35370.615 | 35615.17 | 35855.848 | 36132.42 | 36400.053 | North East Lincolnshire | Greater Lincolnshire | Humber
NG FES - Leading the Way | Heat Pumps Energy Demand - I & C (MWh) | North Lincolnshire | 4449.723 | 4609.114 | 5054.854 | 5590.361 | 6353.29 | 7276.661 | 8280.114 | 9641.772 | 12033.897 | 14810.516 | 17398.721 | 19894.608 | 22737.784 | 25572.645 | 28393.222 | 31210.241 | 34022.026 | 36736.695 | 39116.904 | 41543.025 | 43985.722 | 46359.374 | 48174.849 | 49309.962 | 50357.618 | 51407.214 | 52421.416 | 53479.41 | 54225.227 | 54976.054 | 55793.367 | 56608.832 | North Lincolnshire | Greater Lincolnshire | Humber
NG FES - Leading the Way | Heat Pumps Energy Demand - I & C (MWh) | North Tyneside | 2419.33 | 2589.059 | 2816.26 | 3152.149 | 3650.086 | 4262.049 | 4931.275 | 5852.87 | 6988.9 | 8596.827 | 10093.879 | 11536.053 | 13286.094 | 14935.143 | 16573.768 | 18208.754 | 19838.941 | 21691.191 | 23084.166 | 24502.543 | 25929.236 | 27313.833 | 28552.616 | 29209.288 | 29813.425 | 30425.625 | 31012.096 | 31716.603 | 32145.643 | 32577.871 | 33049.696 | 33520.674 | North Tyneside | North Eastern
NG FES - Leading the Way | Heat Pumps Energy Demand - I & C (MWh) | Northumberland | 5491.724 | 5874.894 | 6387.871 | 7146.865 | 8272.383 | 9655.353 | 11166.769 | 13248.014 | 15812.22 | 19441.146 | 22815.586 | 26062.218 | 29999.993 | 33705.581 | 37384.536 | 41050.563 | 44700.491 | 48845.024 | 51950.425 | 55108.572 | 58280.37 | 61352.14 | 64091.861 | 65521.601 | 66831.546 | 68154.73 | 69418.38 | 70943.208 | 71849.05 | 72759.619 | 73756.112 | 74748.118 | Northumberland | North Eastern
NG FES - Leading the Way | Heat Pumps Energy Demand - I & C (MWh) | Pendle | 610.75 | 629.386 | 686.355 | 754.756 | 852.91 | 971.409 | 1099.245 | 1272.978 | 1580.122 | 1934.145 | 2259.827 | 2570.039 | 2921.303 | 3267.502 | 3607.776 | 3943.464 | 4274.479 | 4589.264 | 4858.422 | 5129.607 | 5399.194 | 5656.737 | 5843.029 | 5944.534 | 6033.823 | 6122.12 | 6204.373 | 6290.236 | 6338.008 | 6385.225 | 6438.973 | 6491.271 | Pendle | Lancashire
NG FES - Leading the Way | Heat Pumps Energy Demand - I & C (MWh) | Redcar and Cleveland | 1876.05 | 2009.178 | 2187.151 | 2449.835 | 2838.816 | 3317.002 | 3840.135 | 4560.285 | 5448.242 | 6704.989 | 7876.01 | 9004.582 | 10373.846 | 11665.085 | 12949.337 | 14231.382 | 15510.774 | 16964.085 | 18059.093 | 19174.605 | 20296.94 | 21386.795 | 22362.897 | 22883.485 | 23362.877 | 23845.12 | 24309.146 | 24865.411 | 25205.383 | 25547.472 | 25920.209 | 26291.867 | Redcar and Cleveland | Tees Valley
NG FES - Leading the Way | Heat Pumps Energy Demand - I & C (MWh) | Richmondshire | 1374.774 | 1474.315 | 1607.303 | 1802.989 | 2092.408 | 2448.656 | 2839.531 | 3377.205 | 4040.996 | 4980.619 | 5858.974 | 6708.855 | 7740.916 | 8717.949 | 9693.452 | 10670.214 | 11648.501 | 12761.588 | 13609.399 | 14476.873 | 15352.825 | 16207.656 | 16979.21 | 17407.013 | 17804.978 | 18202.654 | 18590.216 | 19049.579 | 19344.319 | 19641.458 | 19962.971 | 20284.49 | Richmondshire | York and North Yorkshire
NG FES - Leading the Way | Heat Pumps Energy Demand - I & C (MWh) | Rotherham | 5343.116 | 5532.643 | 6065.561 | 6705.909 | 7619.083 | 8724.491 | 9925.964 | 11556.898 | 14422.924 | 17749.837 | 20851.362 | 23843.008 | 27251.206 | 30651.045 | 34034.962 | 37415.915 | 40792.417 | 44054.961 | 46918.846 | 49840.139 | 52783.804 | 55647.286 | 57843.027 | 59223.745 | 60501.119 | 61786.647 | 63029.656 | 64327.719 | 65252.627 | 66185.821 | 67201.423 | 68217.259 | Rotherham | Sheffield City Region
NG FES - Leading the Way | Heat Pumps Energy Demand - I & C (MWh) | Ryedale | 1695.729 | 1814.051 | 1979.168 | 2218.584 | 2571.671 | 3005.629 | 3481.588 | 4136.438 | 4966.533 | 6123.496 | 7205.723 | 8253.401 | 9520.205 | 10725.519 | 11928.135 | 13132.043 | 14337.77 | 15695.048 | 16738.444 | 17804.03 | 18879.76 | 19928.687 | 20865.711 | 21389.208 | 21876.152 | 22375.09 | 22854.194 | 23417.742 | 23784.367 | 24154.816 | 24556.151 | 24958.443 | Ryedale | York and North Yorkshire
NG FES - Leading the Way | Heat Pumps Energy Demand - I & C (MWh) | Scarborough | 3218.093 | 3424.612 | 3712.705 | 4136.111 | 4765.073 | 5535.641 | 6373.49 | 7526.43 | 8976.316 | 10998.942 | 12864.681 | 14646.151 | 16793.768 | 18804.526 | 20786.143 | 22746.086 | 24684.127 | 26859.048 | 28468.693 | 30094.916 | 31716.445 | 33271.736 | 34621.958 | 35269.783 | 35847.552 | 36424.549 | 36966.288 | 37634.672 | 37976.397 | 38316.857 | 38698.647 | 39074.011 | Scarborough | York and North Yorkshire
NG FES - Leading the Way | Heat Pumps Energy Demand - I & C (MWh) | Selby | 2600.38 | 2698.244 | 2962.645 | 3281.251 | 3735.096 | 4285.2 | 4884.301 | 5697.114 | 7116.136 | 8770.688 | 10318.465 | 11815.962 | 13525.321 | 15233.866 | 16938.156 | 18644.511 | 20352.492 | 22011.304 | 23470.514 | 24961.84 | 26467.347 | 27935.653 | 29073.776 | 29801.672 | 30478.714 | 31171.14 | 31837.582 | 32534.953 | 33044.124 | 33558.986 | 34117.197 | 34677.146 | Selby | Leeds City Region | York and North Yorkshire
NG FES - Leading the Way | Heat Pumps Energy Demand - I & C (MWh) | Sheffield | 10527.469 | 10843.078 | 11817.609 | 12987.491 | 14667.43 | 16694.847 | 18880.272 | 21850.461 | 27105.487 | 33157.213 | 38715.718 | 44001.976 | 49983.572 | 55870.015 | 61646.739 | 67336.77 | 72938.801 | 78255.268 | 82786.059 | 87343.482 | 91866.056 | 96176.12 | 99267.983 | 100914.581 | 102350.186 | 103764.607 | 105073.471 | 106439.855 | 107158.501 | 107865.01 | 108679.021 | 109465.631 | Sheffield | Sheffield City Region
NG FES - Leading the Way | Heat Pumps Energy Demand - I & C (MWh) | South Tyneside | 1752.233 | 1863.932 | 2014.07 | 2239.135 | 2575.316 | 2986.756 | 3432.393 | 4046.198 | 4798.775 | 5862.732 | 6836.909 | 7760.66 | 8876.65 | 9909.392 | 10920.048 | 11912.855 | 12887.48 | 13989.99 | 14780.912 | 15574.438 | 16359.565 | 17104.68 | 17745.916 | 18016.232 | 18248.056 | 18476.341 | 18684.464 | 18957.201 | 19059.558 | 19159.391 | 19277.905 | 19391.16 | South Tyneside | North Eastern
NG FES - Leading the Way | Heat Pumps Energy Demand - I & C (MWh) | Stockton-on-Tees | 2969.475 | 3178.657 | 3458.594 | 3872.079 | 4484.675 | 5237.427 | 6060.459 | 7193.263 | 8589.265 | 10564.629 | 12402.894 | 14172.729 | 16319.606 | 18341.547 | 20350.291 | 22353.299 | 24350.207 | 26618.534 | 28323.208 | 30058.467 | 31803.469 | 33496.183 | 35009.463 | 35808.547 | 36542.708 | 37275.551 | 37982.429 | 38832.486 | 39343.907 | 39857.935 | 40419.055 | 40977.741 | Stockton-on-Tees | Tees Valley
NG FES - Leading the Way | Heat Pumps Energy Demand - I & C (MWh) | Sunderland | 3573.65 | 3803.377 | 4112.079 | 4574.238 | 5264.078 | 6108.631 | 7024.15 | 8285.073 | 9831.785 | 12018.66 | 14023.941 | 15928.086 | 18229.32 | 20362.431 | 22452.933 | 24509.468 | 26531.308 | 28819.378 | 30468.415 | 32125.347 | 33767.456 | 35329.432 | 36679.16 | 37263.917 | 37770.172 | 38269.737 | 38728.855 | 39323.027 | 39564.744 | 39801.946 | 40078.721 | 40345.35 | Sunderland | North Eastern
NG FES - Leading the Way | Heat Pumps Energy Demand - I & C (MWh) | Wakefield | 7540.513 | 7807.335 | 8558.02 | 9460.278 | 10746.935 | 12304.918 | 13998.353 | 16297.315 | 20338.144 | 25029.011 | 29401.99 | 33619.861 | 38424.695 | 43217.616 | 47988.194 | 52753.824 | 57513.352 | 62111.098 | 66146.171 | 70261.93 | 74408.535 | 78441.582 | 81532.864 | 83474.77 | 85270.094 | 87102.388 | 88860.535 | 90698.179 | 92011.635 | 93338.73 | 94784.1 | 96231.945 | Wakefield | Leeds City Region
NG FES - Leading the Way | Heat Pumps Energy Demand - I & C (MWh) | West Lindsey | 1729.95 | 1792.572 | 1966.746 | 2176.1 | 2474.274 | 2835.441 | 3228.389 | 3761.509 | 4697.547 | 5785.131 | 6800.484 | 7780.78 | 8897.855 | 10013.055 | 11123.781 | 12234.081 | 13343.502 | 14416.437 | 15358.913 | 16320.24 | 17289.055 | 18231.921 | 18956.41 | 19414.153 | 19838.035 | 20264.084 | 20676.416 | 21106.751 | 21414.558 | 21724.951 | 22062.26 | 22399.5 | West Lindsey | Greater Lincolnshire
NG FES - Leading the Way | Heat Pumps Energy Demand - I & C (MWh) | York | 4019.908 | 4277.952 | 4624.688 | 5143.925 | 5919.078 | 6868.021 | 7896.546 | 9313.131 | 11050.624 | 13507.236 | 15759.272 | 17897.242 | 20480.906 | 22875.191 | 25221.088 | 27528.343 | 29796.106 | 32362.36 | 34210.603 | 36067.347 | 37907.051 | 39656.358 | 41167.049 | 41818.93 | 42382.571 | 42939.709 | 43450.693 | 44113.155 | 44380.205 | 44642.21 | 44948.622 | 45243.683 | York | Leeds City Region | York and North Yorkshire
NPg Planning Scenario | Heat Pumps Energy Demand - I & C (MWh) | Barnsley | 4074.314 | 4162.856 | 4391.876 | 4689.941 | 5211.825 | 5895.655 | 6685.378 | 7565.129 | 8527.726 | 9531.836 | 11069.217 | 12907.893 | 15052.784 | 17107.995 | 19409.025 | 21813.881 | 24271.361 | 26812.868 | 30472.251 | 34709.456 | 39537.591 | 43875.74 | 48239.364 | 52753.322 | 57353.606 | 61985.86 | 66690.919 | 71469.13 | 76119.113 | 80585 | 83843.355 | 85575.822 | Barnsley | Leeds City Region | Sheffield City Region
NPg Planning Scenario | Heat Pumps Energy Demand - I & C (MWh) | Bassetlaw | 487.483 | 497.986 | 525.286 | 560.828 | 623.113 | 704.731 | 798.97 | 903.925 | 1018.715 | 1138.395 | 1321.681 | 1540.806 | 1796.344 | 2041.03 | 2314.823 | 2600.793 | 2892.797 | 3194.572 | 3629.281 | 4132.439 | 4705.512 | 5219.856 | 5736.891 | 6271.452 | 6815.906 | 7362.86 | 7918.483 | 8482.268 | 9030.303 | 9555.972 | 9937.984 | 10138.804 | Bassetlaw | Derby, Derbyshire, Nottingham and Nottinghamshire | Sheffield City Region
NPg Planning Scenario | Heat Pumps Energy Demand - I & C (MWh) | Bradford | 9602.82 | 9763.727 | 10245.706 | 10881.504 | 12026.115 | 13529.219 | 15256.875 | 17168.847 | 19245.498 | 21390.797 | 24700.567 | 28640.1 | 33207.56 | 37521.499 | 42315.303 | 47271.875 | 52276.292 | 57392.87 | 64815.156 | 73354.883 | 83016.348 | 91520.288 | 99954.399 | 108573.658 | 117240.83 | 125811.782 | 134408.075 | 143009.766 | 151212.587 | 158910.986 | 164108.907 | 166240.436 | Bradford | Leeds City Region
NPg Planning Scenario | Heat Pumps Energy Demand - I & C (MWh) | Calderdale | 4240.41 | 4311.436 | 4524.227 | 4804.929 | 5310.297 | 5973.946 | 6736.736 | 7580.89 | 8497.731 | 9444.86 | 10906.113 | 12645.388 | 14661.852 | 16566.315 | 18682.577 | 20870.621 | 23079.705 | 25338.219 | 28614.558 | 32384.066 | 36648.613 | 40401.973 | 44124.32 | 47928.206 | 51753.036 | 55535.146 | 59328.228 | 63123.452 | 66742.374 | 70138.404 | 72430.579 | 73369.222 | Calderdale | Leeds City Region
NPg Planning Scenario | Heat Pumps Energy Demand - I & C (MWh) | County Durham | 8001.977 | 8203.92 | 8697.319 | 9356.936 | 10502.856 | 12004.652 | 13753.996 | 15686.209 | 17747.101 | 19866.802 | 23681.599 | 28171.277 | 33397.971 | 37970.341 | 43034.085 | 48265.702 | 53537.759 | 58916.21 | 64802.333 | 71576.116 | 79251.634 | 87311.774 | 95321.54 | 103518.324 | 111758.496 | 119898.765 | 128052.711 | 136198.19 | 143924.28 | 151122.281 | 156002.557 | 158005.95 | County Durham | North Eastern
NPg Planning Scenario | Heat Pumps Energy Demand - I & C (MWh) | Craven | 1351.694 | 1377.022 | 1448.166 | 1541.502 | 1707.561 | 1925.436 | 2176.297 | 2454.769 | 2758.149 | 3072.893 | 3556.802 | 4133.989 | 4804.894 | 5442.527 | 6153.322 | 6891.638 | 7640.889 | 8410.819 | 9523.903 | 10808.13 | 12265.538 | 13559.986 | 14851.892 | 16179.344 | 17522.268 | 18859.942 | 20209.926 | 21569.804 | 22878.664 | 24120.154 | 24989.822 | 25397.691 | Craven | Leeds City Region | York and North Yorkshire
NPg Planning Scenario | Heat Pumps Energy Demand - I & C (MWh) | Darlington | 1538.912 | 1577.675 | 1672.472 | 1799.217 | 2019.45 | 2308.081 | 2644.271 | 3015.575 | 3411.573 | 3818.827 | 4551.849 | 5414.493 | 6418.676 | 7296.984 | 8269.6 | 9274.343 | 10286.719 | 11319.393 | 12449.445 | 13749.847 | 15223.262 | 16770.331 | 18307.482 | 19880.299 | 21461.186 | 23022.61 | 24586.393 | 26148.268 | 27629.343 | 29008.765 | 29943.047 | 30324.986 | Darlington | Tees Valley
NPg Planning Scenario | Heat Pumps Energy Demand - I & C (MWh) | Doncaster | 5934.5 | 6061.261 | 6392.215 | 6823.311 | 7579.486 | 8570.228 | 9713.84 | 10987.071 | 12378.985 | 13829.481 | 16051.913 | 18708.743 | 21806.596 | 24771.089 | 28087.543 | 31550.412 | 35085.242 | 38737.32 | 43998.823 | 50087.927 | 57021.833 | 63241.234 | 69489.972 | 75947.503 | 82521.373 | 89120.146 | 95821.288 | 102617.202 | 109218.477 | 115545.153 | 120131.171 | 122524.277 | Doncaster | Sheffield City Region
NPg Planning Scenario | Heat Pumps Energy Demand - I & C (MWh) | East Lindsey | 1193.502 | 1218.608 | 1284.724 | 1370.901 | 1522.369 | 1720.934 | 1950.097 | 2205.225 | 2484.073 | 2774.609 | 3219.722 | 3751.749 | 4371.797 | 4964.719 | 5627.729 | 6319.495 | 7025.035 | 7753.504 | 8803.236 | 10017.395 | 11399.256 | 12637.046 | 13879.534 | 15162.651 | 16467.969 | 17778.696 | 19107.707 | 20454.574 | 21761.627 | 23013 | 23916.897 | 24383.736 | East Lindsey | Greater Lincolnshire
NPg Planning Scenario | Heat Pumps Energy Demand - I & C (MWh) | East Riding of Yorkshire | 9083.877 | 9282.024 | 9794.068 | 10460.829 | 11627.573 | 13155.983 | 14921.21 | 16887.265 | 19037.191 | 21278.718 | 24715.283 | 28823.379 | 33613.795 | 38197.439 | 43326.203 | 48683.051 | 54152.691 | 59804.355 | 67925.837 | 77324.89 | 88031.224 | 97651.215 | 107320.657 | 117317.683 | 127500.125 | 137699.789 | 148073.91 | 158595.707 | 168817.341 | 178614.714 | 185721.807 | 189438.166 | East Riding of Yorkshire | Humber | York and North Yorkshire
NPg Planning Scenario | Heat Pumps Energy Demand - I & C (MWh) | Gateshead | 2655.803 | 2722.554 | 2885.961 | 3104.481 | 3484.27 | 3982.013 | 4561.733 | 5201.959 | 5884.698 | 6586.764 | 7850.596 | 9337.809 | 11068.907 | 12582.713 | 14258.907 | 15990.245 | 17734.486 | 19513.439 | 21459.958 | 23699.753 | 26237.369 | 28901.475 | 31548.029 | 34255.57 | 36976.527 | 39663.559 | 42354.075 | 45040.793 | 47587.817 | 49959.258 | 51563.655 | 52216.601 | Gateshead | North Eastern
NPg Planning Scenario | Heat Pumps Energy Demand - I & C (MWh) | Hambleton | 2216.304 | 2284.223 | 2435.745 | 2636.02 | 2976.492 | 3422.319 | 3944.252 | 4524.962 | 5149.592 | 5798.86 | 6952.968 | 8320.063 | 9922.207 | 11348.451 | 12940.215 | 14602.879 | 16298.113 | 18047.466 | 19976.489 | 22206.284 | 24746.954 | 27442.088 | 30157.463 | 32969.493 | 35833.971 | 38705.662 | 41622.054 | 44576.86 | 47435.566 | 50160.16 | 52149.601 | 53199.805 | Hambleton | York and North Yorkshire
NPg Planning Scenario | Heat Pumps Energy Demand - I & C (MWh) | Harrogate | 3318.292 | 3421.115 | 3649.314 | 3949.95 | 4459.911 | 5127.374 | 5908.622 | 6779.128 | 7718.452 | 8696.763 | 10414.751 | 12453.233 | 14845.938 | 16994.26 | 19396.971 | 21912.575 | 24484.177 | 27145.77 | 30144.893 | 33617.019 | 37578.011 | 41735.843 | 45937.521 | 50299.903 | 54757.408 | 59229.89 | 63792.001 | 68427.853 | 72931.926 | 77245.382 | 80436.529 | 82185.583 | Harrogate | Leeds City Region | York and North Yorkshire
NPg Planning Scenario | Heat Pumps Energy Demand - I & C (MWh) | Hartlepool | 2070.208 | 2122.537 | 2250.29 | 2421.065 | 2717.689 | 3106.426 | 3559.252 | 4059.441 | 4592.972 | 5141.765 | 6129.334 | 7291.66 | 8644.859 | 9828.797 | 11140.039 | 12494.857 | 13860.279 | 15253.373 | 16778.048 | 18532.708 | 20521.048 | 22609.198 | 24684.536 | 26808.541 | 28944.025 | 31053.792 | 33167.41 | 35279.092 | 37282.396 | 39149.151 | 40415.698 | 40937.069 | Hartlepool | Tees Valley
NPg Planning Scenario | Heat Pumps Energy Demand - I & C (MWh) | High Peak | 293.417 | 298.317 | 313.024 | 332.428 | 367.372 | 413.262 | 466.005 | 524.37 | 587.757 | 653.232 | 754.256 | 874.495 | 1013.89 | 1145.525 | 1291.791 | 1443.003 | 1595.653 | 1751.704 | 1978.098 | 2238.557 | 2533.205 | 2792.487 | 3049.596 | 3312.31 | 3576.441 | 3837.588 | 4099.463 | 4361.454 | 4611.233 | 4845.583 | 5003.647 | 5068.191 | High Peak | Derby, Derbyshire, Nottingham and Nottinghamshire,
NPg Planning Scenario | Heat Pumps Energy Demand - I & C (MWh) | Kingston upon Hull, City of | 5610.15 | 5706.336 | 5990.579 | 6365.107 | 7037.764 | 7920.915 | 8936.402 | 10060.825 | 11282.803 | 12546.157 | 14494.002 | 16813.329 | 19503.638 | 22047.583 | 24876.2 | 27803.43 | 30761.825 | 33789.355 | 38178.317 | 43230.648 | 48950.087 | 53993.089 | 59000.78 | 64123.881 | 69281.639 | 74388.176 | 79516.737 | 84655.215 | 89564.326 | 94181.244 | 97321.875 | 98647.76 | Kingston upon Hull, City of | Humber
NPg Planning Scenario | Heat Pumps Energy Demand - I & C (MWh) | Kirklees | 7555.961 | 7683.266 | 8063.341 | 8564.569 | 9466.422 | 10650.683 | 12011.997 | 13518.737 | 15155.497 | 16846.681 | 19455.454 | 22560.905 | 26161.78 | 29563.762 | 33344.747 | 37254.965 | 41203.909 | 45242.325 | 51099.67 | 57839.742 | 65466.294 | 72182.069 | 78844.727 | 85655.452 | 92506.058 | 99283.548 | 106082.94 | 112888.956 | 119382.485 | 125480.107 | 129605.317 | 131310.199 | Kirklees | Leeds City Region
NPg Planning Scenario | Heat Pumps Energy Demand - I & C (MWh) | Leeds | 15102.277 | 15356.28 | 16115.408 | 17116.598 | 18918.349 | 21284.33 | 24003.928 | 27013.91 | 30283.427 | 33661.434 | 38872.51 | 45075.479 | 52267.71 | 59061.967 | 66612.697 | 74420.851 | 82305.546 | 90368.174 | 102062.94 | 115519.493 | 130745.008 | 144149.991 | 157447.392 | 171038.91 | 184708.47 | 198229.125 | 211792.335 | 225366.804 | 238315.455 | 250471.798 | 258689.258 | 262074.585 | Leeds | Leeds City Region
NPg Planning Scenario | Heat Pumps Energy Demand - I & C (MWh) | Middlesbrough | 1753.299 | 1800.056 | 1911.251 | 2059.417 | 2315.26 | 2650.48 | 3041.473 | 3474.19 | 3936.797 | 4413.915 | 5269.718 | 6278.597 | 7455.264 | 8489.529 | 9637.365 | 10826.818 | 12029.57 | 13260.557 | 14610.619 | 16166.294 | 17931.962 | 19791.638 | 21647.186 | 23552.743 | 25475.936 | 27383.423 | 29302.637 | 31228.131 | 33065.676 | 34789.855 | 35987.263 | 36525.474 | Middlesbrough | Tees Valley
NPg Planning Scenario | Heat Pumps Energy Demand - I & C (MWh) | Newcastle upon Tyne | 4897.222 | 5037.601 | 5359.811 | 5787.276 | 6520.156 | 7480.725 | 8604.161 | 9851.853 | 11191.279 | 12578.517 | 15054.589 | 17981.665 | 21406.021 | 24436.769 | 27808.848 | 31317.514 | 34883.113 | 38548.703 | 42577.205 | 47222.666 | 52506.129 | 58094.074 | 63700.511 | 69485.083 | 75353.821 | 81193.995 | 87109.541 | 93076.3 | 98813.411 | 104243.194 | 108121.426 | 110036.786 | Newcastle upon Tyne | North Eastern
NPg Planning Scenario | Heat Pumps Energy Demand - I & C (MWh) | North East Derbyshire | 325.288 | 332.431 | 350.823 | 374.753 | 416.597 | 471.429 | 534.77 | 605.361 | 682.623 | 763.26 | 886.648 | 1034.247 | 1206.469 | 1371.626 | 1556.536 | 1749.87 | 1947.55 | 2152.066 | 2446.51 | 2787.494 | 3176.131 | 3525.634 | 3877.435 | 4241.612 | 4613.033 | 4986.278 | 5366.13 | 5752.029 | 6127.759 | 6488.809 | 6752.732 | 6893.809 | North East Derbyshire | Derby, Derbyshire, Nottingham and Nottinghamshire | Sheffield City Region
NPg Planning Scenario | Heat Pumps Energy Demand - I & C (MWh) | North East Lincolnshire | 3462.709 | 3521.589 | 3696.418 | 3926.868 | 4341.117 | 4885.037 | 5510.363 | 6202.629 | 6954.791 | 7732.202 | 8931.097 | 10358.448 | 12013.814 | 13578.428 | 15317.723 | 17117.051 | 18934.846 | 20794.482 | 23491.032 | 26594.539 | 30106.97 | 33201.901 | 36273.695 | 39414.964 | 42575.971 | 45704.494 | 48844.645 | 51989.281 | 54991.44 | 57812.622 | 59726.233 | 60525.238 | North East Lincolnshire | Greater Lincolnshire | Humber
NPg Planning Scenario | Heat Pumps Energy Demand - I & C (MWh) | North Lincolnshire | 4386.9 | 4480.528 | 4725.198 | 5043.767 | 5602.496 | 6334.404 | 7178.953 | 8118.902 | 9146.18 | 10216.229 | 11855.652 | 13814.979 | 16098.88 | 18282.813 | 20725.081 | 23273.961 | 25873.833 | 28558.271 | 32426.839 | 36902.019 | 41996.004 | 46559.892 | 51141.788 | 55873.832 | 60687.809 | 65507.831 | 70402.496 | 75361.23 | 80171.253 | 84773.871 | 88094.071 | 89802.15 | North Lincolnshire | Greater Lincolnshire | Humber
NPg Planning Scenario | Heat Pumps Energy Demand - I & C (MWh) | North Tyneside | 2391.927 | 2463.456 | 2624.793 | 2838.36 | 3202.47 | 3679.413 | 4237.535 | 4858.223 | 5525.433 | 6218.057 | 7451.314 | 8911.063 | 10621.193 | 12140.936 | 13835.518 | 15603.729 | 17405.141 | 19262.321 | 21308.392 | 23672.811 | 26365.996 | 29220.913 | 32094.261 | 35067.032 | 38092.308 | 41126.687 | 44203.474 | 47318.639 | 50329.551 | 53196.178 | 55281.714 | 56371.05 | North Tyneside | North Eastern
NPg Planning Scenario | Heat Pumps Energy Demand - I & C (MWh) | Northumberland | 5411.954 | 5572.139 | 5935.098 | 6415.866 | 7236.393 | 8311.257 | 9568.62 | 10966.22 | 12467.516 | 14024.905 | 16799.694 | 20082.307 | 23925.651 | 27336.781 | 31138.827 | 35102.506 | 39136.23 | 43290.414 | 47864.175 | 53147.366 | 59161.672 | 65530.795 | 71933.287 | 78550.467 | 85277.191 | 92012.877 | 98834.745 | 105732.356 | 112386.773 | 118708.866 | 123278.944 | 125621.009 | Northumberland | North Eastern
NPg Planning Scenario | Heat Pumps Energy Demand - I & C (MWh) | Pendle | 608.858 | 619.351 | 650.272 | 691.007 | 764.122 | 860.116 | 970.501 | 1092.755 | 1225.641 | 1363.068 | 1574.906 | 1827.183 | 2119.863 | 2396.737 | 2704.658 | 3023.41 | 3345.662 | 3675.571 | 4153.727 | 4704.27 | 5327.632 | 5877.609 | 6423.975 | 6983.136 | 7546.315 | 8104.326 | 8664.922 | 9226.888 | 9764.145 | 10269.839 | 10614.805 | 10762.015 | Pendle | Lancashire
NPg Planning Scenario | Heat Pumps Energy Demand - I & C (MWh) | Redcar and Cleveland | 1859.432 | 1916.048 | 2042.618 | 2209.974 | 2494.699 | 2867.594 | 3303.958 | 3789.333 | 4311.299 | 4853.382 | 5817.717 | 6959.158 | 8296.431 | 9485.525 | 10811.985 | 12196.468 | 13607.715 | 15062.818 | 16666.357 | 18519.607 | 20630.61 | 22868.904 | 25122.374 | 27454.552 | 29828.429 | 32206.292 | 34619.748 | 37063.289 | 39425.083 | 41673.638 | 43309.93 | 44165.235 | Redcar and Cleveland | Tees Valley
NPg Planning Scenario | Heat Pumps Energy Demand - I & C (MWh) | Richmondshire | 1330.608 | 1372.74 | 1465.329 | 1587.434 | 1794.331 | 2065.356 | 2383.093 | 2736.907 | 3118.162 | 3514.956 | 4218.87 | 5053.6 | 6033.047 | 6907.41 | 7884.876 | 8907.461 | 9952.919 | 11034.2 | 12228.479 | 13611.094 | 15188.295 | 16865.018 | 18558.717 | 20316.484 | 22111.315 | 23911.205 | 25746.165 | 27609.555 | 29418.032 | 31147.75 | 32424.667 | 33119.962 | Richmondshire | York and North Yorkshire
NPg Planning Scenario | Heat Pumps Energy Demand - I & C (MWh) | Rotherham | 5252.009 | 5362.919 | 5654.469 | 6034.376 | 6701.742 | 7576.246 | 8585.592 | 9709.177 | 10937.341 | 12216.892 | 14177.705 | 16521.65 | 19254.132 | 21868.163 | 24792.132 | 27844.691 | 30959.675 | 34177.764 | 38815.27 | 44181.742 | 50292.518 | 55772.235 | 61277.134 | 66965.771 | 72756.754 | 78563.612 | 84463.238 | 90445.599 | 96255.671 | 101823.096 | 105856.141 | 107956.732 | Rotherham | Sheffield City Region
NPg Planning Scenario | Heat Pumps Energy Demand - I & C (MWh) | Ryedale | 1668.595 | 1720.179 | 1834.622 | 1985.561 | 2241.75 | 2577.158 | 2969.951 | 3407.825 | 3880.18 | 4372.124 | 5236.543 | 6262.202 | 7465.453 | 8544.939 | 9751.055 | 11012.434 | 12301.81 | 13635.279 | 15134.59 | 16868.713 | 18846.316 | 20922.315 | 23018.14 | 25192.205 | 27411.358 | 29649.352 | 31922.989 | 34232.68 | 36475.713 | 38622.846 | 40208.615 | 41073.673 | Ryedale | York and North Yorkshire
NPg Planning Scenario | Heat Pumps Energy Demand - I & C (MWh) | Scarborough | 3202.93 | 3287.917 | 3490.369 | 3759.669 | 4224.689 | 4834.067 | 5544.714 | 6331.867 | 7174.987 | 8045.679 | 9593.39 | 11420.011 | 13551.349 | 15435.342 | 17528.207 | 19699.155 | 21897.275 | 24149.808 | 26663.56 | 29561.532 | 32852.239 | 36283.855 | 39712.251 | 43237.046 | 46799.401 | 50341.065 | 53908.384 | 57493.341 | 60923.143 | 64150.925 | 66410.78 | 67456.548 | Scarborough | York and North Yorkshire
NPg Planning Scenario | Heat Pumps Energy Demand - I & C (MWh) | Selby | 2483.402 | 2539.846 | 2682.272 | 2867.211 | 3189.727 | 3612.192 | 4100.405 | 4644.515 | 5240.098 | 5861.964 | 6815.589 | 7956.433 | 9287.941 | 10563.981 | 11992.797 | 13487.051 | 15015.018 | 16596.611 | 18863.373 | 21489.219 | 24482.588 | 27182.037 | 29899.956 | 32713.918 | 35584.216 | 38479.078 | 41420.828 | 44411.022 | 47324.417 | 50126.104 | 52179.481 | 53285.062 | Selby | Leeds City Region | York and North Yorkshire
NPg Planning Scenario | Heat Pumps Energy Demand - I & C (MWh) | Sheffield | 10467.718 | 10644.611 | 11171.786 | 11866.896 | 13117.224 | 14759.034 | 16646.391 | 18735.507 | 21005.052 | 23350.303 | 26967.714 | 31274.051 | 36267.698 | 40986.23 | 46230.804 | 51655.241 | 57134.073 | 62737.715 | 70864.612 | 80216.865 | 90799.935 | 100121.178 | 109370.087 | 118825.775 | 128338.232 | 137750.143 | 147194.189 | 156648.868 | 165671.364 | 174145.834 | 179884.094 | 182263.831 | Sheffield | Sheffield City Region
NPg Planning Scenario | Heat Pumps Energy Demand - I & C (MWh) | South Tyneside | 1739.957 | 1783.657 | 1890.686 | 2033.815 | 2282.593 | 2608.642 | 2988.394 | 3407.782 | 3855.021 | 4314.914 | 5142.815 | 6117.042 | 7251.041 | 8242.684 | 9340.698 | 10474.835 | 11617.43 | 12782.782 | 14057.894 | 15525.118 | 17187.455 | 18932.694 | 20666.479 | 22440.265 | 24222.901 | 25983.246 | 27746.012 | 29506.356 | 31175.262 | 32729.22 | 33780.749 | 34209.025 | South Tyneside | North Eastern
NPg Planning Scenario | Heat Pumps Energy Demand - I & C (MWh) | Stockton-on-Tees | 2897.483 | 2985.028 | 3181.546 | 3441.438 | 3883.928 | 4463.382 | 5141.364 | 5895.141 | 6705.3 | 7546.141 | 9042.847 | 10814.085 | 12888.706 | 14732.016 | 16787.497 | 18931.747 | 21116.4 | 23368.224 | 25849.444 | 28716.635 | 31982.489 | 35444.188 | 38927.887 | 42531.812 | 46198.816 | 49864.663 | 53586.85 | 57353.257 | 60990.784 | 64450.784 | 66961.801 | 68263.849 | Stockton-on-Tees | Tees Valley
NPg Planning Scenario | Heat Pumps Energy Demand - I & C (MWh) | Sunderland | 3549.864 | 3640.606 | 3860.945 | 4155.281 | 4665.883 | 5335.019 | 6114.71 | 6976.317 | 7895.833 | 8842.225 | 10544.086 | 12547.831 | 14881.555 | 16925.495 | 19190.248 | 21531.781 | 23893.36 | 26304.499 | 28944.53 | 31983.585 | 35428.551 | 39048.757 | 42649.874 | 46338.223 | 50049.668 | 53719.497 | 57399.573 | 61079.672 | 64575.506 | 67838.082 | 70063.376 | 70998.645 | Sunderland | North Eastern
NPg Planning Scenario | Heat Pumps Energy Demand - I & C (MWh) | Wakefield | 7334.59 | 7489.347 | 7895.924 | 8426 | 9357.25 | 10577.959 | 11987.046 | 13555.701 | 15270.705 | 17057.766 | 19796.231 | 23069.849 | 26886.109 | 30537.243 | 34621.602 | 38885.476 | 43237.018 | 47732.278 | 54209.906 | 61705.924 | 70241.47 | 77895.735 | 85585.206 | 93531.17 | 101619.494 | 109756.399 | 118010.615 | 126384.057 | 134520.762 | 142322.665 | 147984.185 | 150947.927 | Wakefield | Leeds City Region
NPg Planning Scenario | Heat Pumps Energy Demand - I & C (MWh) | West Lindsey | 1693.651 | 1730.398 | 1825.602 | 1949.511 | 2166.436 | 2450.682 | 2778.923 | 3144.439 | 3544.215 | 3961.141 | 4599.454 | 5362.554 | 6252.388 | 7104.376 | 8057.63 | 9053.197 | 10069.613 | 11120.268 | 12633.159 | 14383.932 | 16377.791 | 18166.999 | 19965.318 | 21824.504 | 23717.834 | 25616.575 | 27546.491 | 29504.02 | 31405.914 | 33229.124 | 34551.923 | 35244.026 | West Lindsey | Greater Lincolnshire
NPg Planning Scenario | Heat Pumps Energy Demand - I & C (MWh) | York | 3986.3 | 4087.931 | 4334.996 | 4665.102 | 5237.942 | 5988.653 | 6863.329 | 7829.814 | 8861.122 | 9922.437 | 11831.266 | 14078.531 | 16695.636 | 18987.252 | 21526.17 | 24150.79 | 26797.429 | 29499.22 | 32457.26 | 35862.249 | 39721.762 | 43777.037 | 47810.212 | 51940.465 | 56095.891 | 60205.183 | 64324.635 | 68443.552 | 72355.453 | 76005.513 | 78493.04 | 79535.169 | York | Leeds City Region | York and North Yorkshire
NG FES - Steady Progression | Heat Pumps Energy Demand - I & C (MWh) | Barnsley | 4146.549 | 4297.152 | 4222.09 | 4316.391 | 4435.629 | 4550.241 | 4675.528 | 4813.156 | 4962.68 | 5123.322 | 5696.775 | 6364.331 | 7087.502 | 7816.628 | 8547.183 | 9318.088 | 10089.935 | 10736.676 | 11241.71 | 11765.282 | 12280.463 | 12834.255 | 13519.127 | 13996.004 | 14481.75 | 14986.267 | 15507.947 | 16227.819 | 16747.089 | 17272.117 | 17763.248 | 18266.437 | Barnsley | Leeds City Region | Sheffield City Region
NG FES - Steady Progression | Heat Pumps Energy Demand - I & C (MWh) | Bassetlaw | 499.523 | 517.523 | 508.344 | 519.55 | 533.748 | 547.38 | 562.287 | 578.669 | 596.456 | 615.557 | 684.221 | 764.115 | 850.618 | 937.765 | 1024.976 | 1116.936 | 1208.903 | 1285.786 | 1345.641 | 1407.643 | 1468.568 | 1534.048 | 1615.143 | 1671.339 | 1728.551 | 1787.68 | 1848.947 | 1933.754 | 1994.566 | 2055.985 | 2113.291 | 2171.954 | Bassetlaw | Derby, Derbyshire, Nottingham and Nottinghamshire | Sheffield City Region
NG FES - Steady Progression | Heat Pumps Energy Demand - I & C (MWh) | Bradford | 9599.538 | 9885.872 | 9646.427 | 9793.16 | 9993.299 | 10179.742 | 10386.802 | 10617.469 | 10870.191 | 11142.686 | 12301.943 | 13645.804 | 15087.374 | 16518.529 | 17928.913 | 19399.906 | 20848.118 | 22014.904 | 22871.684 | 23748.477 | 24591.146 | 25493.751 | 26636.696 | 27350.941 | 28067.082 | 28795.391 | 29544.124 | 30649.455 | 31355.007 | 32053.609 | 32672.077 | 33295.865 | Bradford | Leeds City Region
NG FES - Steady Progression | Heat Pumps Energy Demand - I & C (MWh) | Calderdale | 4259.838 | 4386.746 | 4280.326 | 4345.258 | 4433.879 | 4516.415 | 4608.09 | 4710.23 | 4822.14 | 4942.812 | 5456.815 | 6052.652 | 6691.775 | 7326.215 | 7951.379 | 8603.36 | 9245.166 | 9762.112 | 10141.54 | 10529.791 | 10902.862 | 11302.459 | 11808.552 | 12124.541 | 12441.324 | 12763.446 | 13094.57 | 13583.695 | 13895.571 | 14204.318 | 14477.504 | 14752.995 | Calderdale | Leeds City Region
NG FES - Steady Progression | Heat Pumps Energy Demand - I & C (MWh) | County Durham | 8036.613 | 8549.604 | 8079.507 | 8203.732 | 8384.949 | 8549.478 | 8732.74 | 8927.126 | 9155.442 | 9939.863 | 11131.896 | 12335.739 | 13593.86 | 14868.391 | 16122.22 | 17427.968 | 18710.538 | 19666.393 | 20411.876 | 21173.767 | 21903.896 | 22685.641 | 23629.338 | 24239.108 | 24849.195 | 25470.42 | 26107.532 | 27022.128 | 27617.726 | 28205.904 | 28722.792 | 29243.046 | County Durham | North Eastern
NG FES - Steady Progression | Heat Pumps Energy Demand - I & C (MWh) | Craven | 1359.907 | 1404.065 | 1374.006 | 1399.035 | 1431.92 | 1463.053 | 1497.284 | 1535.206 | 1576.546 | 1621.053 | 1795.214 | 1997.503 | 2215.428 | 2433.305 | 2649.607 | 2876.383 | 3101.318 | 3285.897 | 3425.403 | 3569.069 | 3708.72 | 3858.557 | 4046.118 | 4169.83 | 4294.885 | 4423.068 | 4555.451 | 4744.231 | 4872.545 | 5000.986 | 5118.1 | 5237.205 | Craven | Leeds City Region | York and North Yorkshire
NG FES - Steady Progression | Heat Pumps Energy Demand - I & C (MWh) | Darlington | 1543.007 | 1641.382 | 1551.001 | 1574.718 | 1609.365 | 1640.805 | 1675.832 | 1712.985 | 1756.643 | 1906.98 | 2135.487 | 2366.216 | 2607.313 | 2851.51 | 3091.687 | 3341.769 | 3587.356 | 3770.259 | 3912.793 | 4058.437 | 4197.955 | 4347.333 | 4527.704 | 4644.052 | 4760.428 | 4878.898 | 5000.382 | 5174.968 | 5288.423 | 5400.421 | 5498.733 | 5597.655 | Darlington | Tees Valley
NG FES - Steady Progression | Heat Pumps Energy Demand - I & C (MWh) | Doncaster | 6122.148 | 6340.717 | 6225.99 | 6360.937 | 6532.368 | 6696.562 | 6876.128 | 7073.528 | 7287.82 | 7517.952 | 8353.109 | 9324.881 | 10376.71 | 11435.473 | 12494.343 | 13610.432 | 14725.982 | 15657.244 | 16380.279 | 17129.087 | 17864.347 | 18654.518 | 19633.795 | 20309.592 | 20997.13 | 21706.795 | 22442.148 | 23462.407 | 24190.726 | 24925.672 | 25610.053 | 26310.161 | Doncaster | Sheffield City Region
NG FES - Steady Progression | Heat Pumps Energy Demand - I & C (MWh) | East Lindsey | 1210.49 | 1253.371 | 1230.362 | 1256.674 | 1290.245 | 1322.458 | 1357.701 | 1396.504 | 1438.644 | 1483.934 | 1648.529 | 1840.04 | 2047.204 | 2255.622 | 2463.923 | 2683.326 | 2902.417 | 3085.05 | 3226.457 | 3372.734 | 3516.176 | 3670.275 | 3861.43 | 3992.79 | 4126.402 | 4264.741 | 4407.701 | 4606.524 | 4747.937 | 4890.58 | 5023.238 | 5158.919 | East Lindsey | Greater Lincolnshire
NG FES - Steady Progression | Heat Pumps Energy Demand - I & C (MWh) | East Riding of Yorkshire | 9323.048 | 9663.752 | 9492.961 | 9705.721 | 9974.877 | 10233.327 | 10515.652 | 10825.258 | 11160.972 | 11525.735 | 12815.334 | 14314.09 | 15936.169 | 17570.189 | 19205.452 | 20929.606 | 22653.692 | 24093.942 | 25214.46 | 26374.658 | 27515.063 | 28740.57 | 30257.85 | 31308.983 | 32379.325 | 33476.807 | 34618.608 | 36199.708 | 37330.793 | 38472.07 | 39535.19 | 40622.434 | East Riding of Yorkshire | Humber | York and North Yorkshire
NG FES - Steady Progression | Heat Pumps Energy Demand - I & C (MWh) | Gateshead | 2663.13 | 2832.714 | 2676.527 | 2717.234 | 2776.796 | 2830.808 | 2891.002 | 2954.855 | 3029.915 | 3288.955 | 3682.756 | 4080.328 | 4495.704 | 4916.349 | 5329.981 | 5760.611 | 6183.406 | 6498.071 | 6743.094 | 6993.405 | 7233.108 | 7489.727 | 7799.679 | 7999.274 | 8198.862 | 8402.032 | 8610.309 | 8909.96 | 9104.289 | 9296.05 | 9464.197 | 9633.34 | Gateshead | North Eastern
NG FES - Steady Progression | Heat Pumps Energy Demand - I & C (MWh) | Hambleton | 2264.127 | 2425.136 | 2309.12 | 2362.579 | 2433.299 | 2499.965 | 2572.9 | 2650.01 | 2738.124 | 2995.087 | 3379.183 | 3772.538 | 4188.295 | 4615.52 | 5042.856 | 5493.221 | 5942.839 | 6294.842 | 6584.757 | 6884.659 | 7178.886 | 7494.799 | 7869.726 | 8138.681 | 8412.098 | 8693.712 | 8985.439 | 9378.266 | 9665.979 | 9955.845 | 10225.158 | 10500.17 | Hambleton | York and North Yorkshire
NG FES - Steady Progression | Heat Pumps Energy Demand - I & C (MWh) | Harrogate | 3365.893 | 3600.323 | 3443.368 | 3528.941 | 3640.132 | 3745.472 | 3860.229 | 3981.803 | 4119.804 | 4491.952 | 5069.977 | 5668.754 | 6304.786 | 6959.43 | 7616.758 | 8311.189 | 9006.815 | 9559.773 | 10018.133 | 10494.185 | 10963.476 | 11467.788 | 12066.554 | 12503.099 | 12948.458 | 13405.102 | 13881.036 | 14516.56 | 14990.048 | 15468.585 | 15916.826 | 16375.559 | Harrogate | Leeds City Region | York and North Yorkshire
NG FES - Steady Progression | Heat Pumps Energy Demand - I & C (MWh) | Hartlepool | 2086.049 | 2219.343 | 2097.458 | 2129.857 | 2177.055 | 2219.924 | 2267.659 | 2318.288 | 2377.734 | 2581.618 | 2891.403 | 3204.29 | 3531.321 | 3862.658 | 4188.657 | 4528.196 | 4861.76 | 5110.474 | 5304.556 | 5502.932 | 5693.089 | 5896.699 | 6142.445 | 6301.424 | 6460.517 | 6622.509 | 6788.684 | 7027.052 | 7182.501 | 7336.054 | 7471.094 | 7607.042 | Hartlepool | Tees Valley
NG FES - Steady Progression | Heat Pumps Energy Demand - I & C (MWh) | High Peak | 295.058 | 303.844 | 296.467 | 300.959 | 307.092 | 312.802 | 319.145 | 326.213 | 333.957 | 342.308 | 377.897 | 419.152 | 463.403 | 507.327 | 550.608 | 595.743 | 640.171 | 675.952 | 702.21 | 729.076 | 754.89 | 782.54 | 817.56 | 839.418 | 861.329 | 883.607 | 906.508 | 940.345 | 961.91 | 983.257 | 1002.14 | 1021.181 | High Peak | Derby, Derbyshire, Nottingham and Nottinghamshire,
NG FES - Steady Progression | Heat Pumps Energy Demand - I & C (MWh) | Kingston upon Hull, City of | 5622.81 | 5793.361 | 5656.114 | 5745.361 | 5866.096 | 5978.935 | 6104.027 | 6243.153 | 6395.409 | 6559.48 | 7246.089 | 8042.284 | 8897.05 | 9746.734 | 10585.255 | 11460.684 | 12323.793 | 13021.608 | 13536.935 | 14064.925 | 14573.559 | 15118.562 | 15807.081 | 16242.156 | 16679.154 | 17123.946 | 17581.874 | 18253.03 | 18687.117 | 19117.923 | 19501.769 | 19889.612 | Kingston upon Hull, City of | Humber
NG FES - Steady Progression | Heat Pumps Energy Demand - I & C (MWh) | Kirklees | 7570.955 | 7797.575 | 7609.561 | 7726.191 | 7885 | 8033.045 | 8197.408 | 8380.452 | 8580.966 | 8797.15 | 9713.587 | 10776.047 | 11915.971 | 13047.996 | 14163.957 | 15328.141 | 16474.684 | 17399.182 | 18078.959 | 18774.821 | 19443.966 | 20160.769 | 21067.944 | 21636.343 | 22206.482 | 22786.702 | 23383.249 | 24262.38 | 24825.393 | 25383.209 | 25877.863 | 26377.021 | Kirklees | Leeds City Region
NG FES - Steady Progression | Heat Pumps Energy Demand - I & C (MWh) | Leeds | 15126.374 | 15578.526 | 15202.22 | 15434.522 | 15751.04 | 16046.018 | 16373.529 | 16738.303 | 17137.906 | 17568.753 | 19397.927 | 21518.475 | 23793.451 | 26052.375 | 28278.917 | 30601.45 | 32888.419 | 34731.822 | 36086.47 | 37473.004 | 38805.976 | 40233.83 | 42041.322 | 43172.534 | 44307.004 | 45460.992 | 46647.506 | 48397.432 | 49516.439 | 50624.79 | 51606.883 | 52597.684 | Leeds | Leeds City Region
NG FES - Steady Progression | Heat Pumps Energy Demand - I & C (MWh) | Middlesbrough | 1777.772 | 1894.651 | 1793.995 | 1825.215 | 1869.27 | 1909.763 | 1954.583 | 2002.066 | 2057.342 | 2238.037 | 2511.39 | 2788.468 | 3078.979 | 3374.441 | 3666.474 | 3971.619 | 4272.842 | 4500.655 | 4681.341 | 4866.733 | 5045.771 | 5237.665 | 5468.052 | 5622.197 | 5777.273 | 5935.584 | 6098.676 | 6327.686 | 6483.092 | 6637.684 | 6776.399 | 6916.787 | Middlesbrough | Tees Valley
NG FES - Steady Progression | Heat Pumps Energy Demand - I & C (MWh) | Newcastle upon Tyne | 4935.612 | 5273.857 | 5007.542 | 5108.843 | 5247.131 | 5376.625 | 5519.749 | 5671.768 | 5847.369 | 6381.546 | 7184.268 | 8002.991 | 8866.115 | 9748.559 | 10625.888 | 11546.618 | 12462.137 | 13168.641 | 13740.186 | 14327.675 | 14900.175 | 15515.154 | 16249.178 | 16761.119 | 17279.646 | 17807.596 | 18356.148 | 19107.541 | 19641.115 | 20175.975 | 20666.204 | 21165.072 | Newcastle upon Tyne | North Eastern
NG FES - Steady Progression | Heat Pumps Energy Demand - I & C (MWh) | North East Derbyshire | 330.87 | 342.984 | 337.12 | 344.79 | 354.467 | 363.793 | 373.979 | 385.16 | 397.296 | 410.33 | 456.436 | 510.115 | 568.286 | 626.988 | 685.813 | 747.911 | 810.132 | 862.336 | 903.219 | 945.601 | 987.332 | 1032.201 | 1087.661 | 1126.444 | 1165.99 | 1206.778 | 1249.146 | 1307.496 | 1349.699 | 1392.377 | 1432.332 | 1473.266 | North East Derbyshire | Derby, Derbyshire, Nottingham and Nottinghamshire | Sheffield City Region
NG FES - Steady Progression | Heat Pumps Energy Demand - I & C (MWh) | North East Lincolnshire | 3485.121 | 3590.038 | 3504.122 | 3558.497 | 3632.325 | 3701.222 | 3777.658 | 3862.735 | 3955.893 | 4056.315 | 4479.716 | 4970.627 | 5497.472 | 6020.88 | 6537.084 | 7075.771 | 7606.532 | 8034.987 | 8350.6 | 8673.8 | 8984.814 | 9318.012 | 9739.386 | 10004.337 | 10270.241 | 10540.89 | 10819.287 | 11228.627 | 11491.854 | 11752.832 | 11984.721 | 12218.842 | North East Lincolnshire | Greater Lincolnshire | Humber
NG FES - Steady Progression | Heat Pumps Energy Demand - I & C (MWh) | North Lincolnshire | 4449.723 | 4609.114 | 4526.409 | 4625.064 | 4750.143 | 4869.822 | 5000.467 | 5143.901 | 5299.526 | 5466.495 | 6073.059 | 6778.657 | 7542.147 | 8310.159 | 9077.835 | 9886.725 | 10694.542 | 11368.016 | 11889.859 | 12429.873 | 12959.624 | 13528.71 | 14234.459 | 14719.789 | 15213.287 | 15719.946 | 16245.951 | 16977.382 | 17496.715 | 18020.057 | 18506.036 | 19002.565 | North Lincolnshire | Greater Lincolnshire | Humber
NG FES - Steady Progression | Heat Pumps Energy Demand - I & C (MWh) | North Tyneside | 2419.33 | 2589.059 | 2462.79 | 2517.338 | 2590.215 | 2658.769 | 2733.98 | 2813.69 | 2905.108 | 3175.296 | 3580.096 | 3994.038 | 4431.398 | 4880.181 | 5328.305 | 5800.097 | 6270.716 | 6637.836 | 6938.809 | 7249.978 | 7554.906 | 7882.393 | 8271.561 | 8548.904 | 8830.638 | 9121.988 | 9423.057 | 9829.97 | 10126.543 | 10425.287 | 10702.452 | 10985.549 | North Tyneside | North Eastern
NG FES - Steady Progression | Heat Pumps Energy Demand - I & C (MWh) | Northumberland | 5491.724 | 5874.894 | 5586.124 | 5707.555 | 5870.338 | 6023.245 | 6191.039 | 6368.813 | 6572.74 | 7180.717 | 8092.23 | 9023.32 | 10006.099 | 11013.577 | 12018.759 | 13075.979 | 14128.986 | 14947.324 | 15615.642 | 16305.897 | 16980.937 | 17705.375 | 18567.115 | 19176.701 | 19795.283 | 20433.653 | 21092.848 | 21987.524 | 22633.94 | 23283.904 | 23884.371 | 24496.795 | Northumberland | North Eastern
NG FES - Steady Progression | Heat Pumps Energy Demand - I & C (MWh) | Pendle | 610.75 | 629.386 | 614.601 | 624.431 | 637.693 | 650.104 | 663.848 | 679.136 | 695.86 | 713.885 | 788.797 | 875.686 | 968.999 | 1061.817 | 1153.473 | 1249.205 | 1343.648 | 1420.129 | 1476.752 | 1534.802 | 1590.778 | 1650.763 | 1726.469 | 1774.535 | 1822.848 | 1872.099 | 1922.801 | 1996.876 | 2045.069 | 2092.95 | 2135.735 | 2179.002 | Pendle | Lancashire
NG FES - Steady Progression | Heat Pumps Energy Demand - I & C (MWh) | Redcar and Cleveland | 1876.05 | 2009.178 | 1912.64 | 1956.462 | 2014.512 | 2069.225 | 2129.033 | 2192.297 | 2264.696 | 2476.533 | 2793.463 | 3117.588 | 3460.058 | 3811.663 | 4163.084 | 4533.17 | 4902.663 | 5191.269 | 5428.336 | 5673.512 | 5913.844 | 6171.93 | 6478.427 | 6697.483 | 6920.006 | 7149.07 | 7386.359 | 7706.57 | 7940.219 | 8175.48 | 8393.718 | 8616.49 | Redcar and Cleveland | Tees Valley
NG FES - Steady Progression | Heat Pumps Energy Demand - I & C (MWh) | Richmondshire | 1374.774 | 1474.315 | 1405.568 | 1439.883 | 1484.837 | 1527.531 | 1574.281 | 1623.549 | 1679.739 | 1839.624 | 2078.06 | 2322.755 | 2581.879 | 2848.663 | 3116.35 | 3398.821 | 3681.873 | 3905.241 | 4090.813 | 4283.515 | 4473.295 | 4677.305 | 4918.798 | 5094.641 | 5273.776 | 5457.386 | 5648.656 | 5904.062 | 6093.861 | 6285.491 | 6464.59 | 6647.726 | Richmondshire | York and North Yorkshire
NG FES - Steady Progression | Heat Pumps Energy Demand - I & C (MWh) | Rotherham | 5343.116 | 5532.643 | 5431.453 | 5547.987 | 5696.532 | 5838.761 | 5994.413 | 6165.626 | 6351.614 | 6551.382 | 7278.208 | 8123.99 | 9039.252 | 9960.451 | 10881.603 | 11852.551 | 12822.759 | 13632.626 | 14261.313 | 14912.406 | 15551.825 | 16239.134 | 17091.165 | 17679.205 | 18277.689 | 18893.9 | 19533.556 | 20421.245 | 21054.9 | 21694.395 | 22289.96 | 22899.304 | Rotherham | Sheffield City Region
NG FES - Steady Progression | Heat Pumps Energy Demand - I & C (MWh) | Ryedale | 1695.729 | 1814.051 | 1733.968 | 1776.639 | 1832.244 | 1884.974 | 1942.633 | 2003.909 | 2073.443 | 2261.637 | 2552.769 | 2854.212 | 3174.078 | 3503.267 | 3833.261 | 4181.343 | 4530.117 | 4806.721 | 5035.334 | 5272.126 | 5505.249 | 5755.655 | 6053.07 | 6268.793 | 6488.582 | 6717.569 | 6953.808 | 7269.97 | 7505.01 | 7742.625 | 7965.145 | 8192.997 | Ryedale | York and North Yorkshire
NG FES - Steady Progression | Heat Pumps Energy Demand - I & C (MWh) | Scarborough | 3218.093 | 3424.612 | 3251.699 | 3310.656 | 3392.722 | 3468.643 | 3552.578 | 3641.767 | 3744.94 | 4062.355 | 4558.354 | 5065.827 | 5599.435 | 6142.447 | 6680.258 | 7242.911 | 7799.521 | 8224.939 | 8563.233 | 8910.841 | 9247.499 | 9608.418 | 10042.137 | 10335.368 | 10631.003 | 10934.013 | 11246.121 | 11681.688 | 11981.35 | 12280.307 | 12550.657 | 12824.877 | Scarborough | York and North Yorkshire
NG FES - Steady Progression | Heat Pumps Energy Demand - I & C (MWh) | Selby | 2600.38 | 2698.244 | 2652.058 | 2713.348 | 2790.587 | 2865.017 | 2946.172 | 3034.983 | 3131.358 | 3237.254 | 3602.487 | 4026.926 | 4486.706 | 4950.817 | 5415.849 | 5906.618 | 6398.115 | 6810.282 | 7132.964 | 7467.592 | 7796.991 | 8151.059 | 8588.352 | 8893.979 | 9205.424 | 9529.492 | 9864.325 | 10325.297 | 10659.05 | 10996.678 | 11312.93 | 11637.056 | Selby | Leeds City Region | York and North Yorkshire
NG FES - Steady Progression | Heat Pumps Energy Demand - I & C (MWh) | Sheffield | 10527.469 | 10843.078 | 10582.165 | 10744.916 | 10966.348 | 11172.833 | 11402.036 | 11657.255 | 11936.801 | 12238.178 | 13513.803 | 14992.721 | 16579.598 | 18155.682 | 19709.597 | 21330.828 | 22927.709 | 24215.767 | 25163.407 | 26133.585 | 27066.722 | 28066.363 | 29331.204 | 30124.566 | 30920.503 | 31730.45 | 32563.375 | 33790.015 | 34576.556 | 35356.008 | 36047.618 | 36745.635 | Sheffield | Sheffield City Region
NG FES - Steady Progression | Heat Pumps Energy Demand - I & C (MWh) | South Tyneside | 1752.233 | 1863.932 | 1761.283 | 1788.196 | 1827.523 | 1863.21 | 1902.973 | 1945.158 | 1994.729 | 2165.438 | 2424.915 | 2686.914 | 2960.689 | 3237.974 | 3510.688 | 3794.642 | 4073.491 | 4281.15 | 4442.956 | 4608.271 | 4766.626 | 4936.172 | 5140.91 | 5272.946 | 5405.014 | 5539.442 | 5677.293 | 5875.431 | 6004.156 | 6131.222 | 6242.746 | 6354.96 | South Tyneside | North Eastern
NG FES - Steady Progression | Heat Pumps Energy Demand - I & C (MWh) | Stockton-on-Tees | 2969.475 | 3178.657 | 3024.502 | 3092.281 | 3182.463 | 3267.234 | 3360.016 | 3458.07 | 3570.339 | 3902.115 | 4399.057 | 4906.914 | 5443.187 | 5993.252 | 6542.417 | 7120.273 | 7696.644 | 8145.677 | 8513.599 | 8893.901 | 9266.46 | 9666.531 | 10142.08 | 10480.357 | 10823.83 | 11175.685 | 11541 | 12035.404 | 12394.146 | 12754.99 | 13088.864 | 13429.41 | Stockton-on-Tees | Tees Valley
NG FES - Steady Progression | Heat Pumps Energy Demand - I & C (MWh) | Sunderland | 3573.65 | 3803.377 | 3595.969 | 3653.03 | 3735.553 | 3810.714 | 3894.301 | 3982.942 | 4086.826 | 4439.172 | 4974.01 | 5514.658 | 6080.146 | 6653.593 | 7218.399 | 7807.085 | 8386.048 | 8819.17 | 9158.421 | 9505.464 | 9838.699 | 10195.584 | 10625.782 | 10906.311 | 11187.4 | 11473.755 | 11767.803 | 12187.439 | 12463.715 | 12737.075 | 12978.656 | 13222.162 | Sunderland | North Eastern
NG FES - Steady Progression | Heat Pumps Energy Demand - I & C (MWh) | Wakefield | 7540.513 | 7807.335 | 7663.343 | 7826.753 | 8035.125 | 8234.924 | 8453.785 | 8694.642 | 8956.573 | 9238.096 | 10262.822 | 11455.242 | 12745.513 | 14044.124 | 15342.709 | 16711.264 | 18078.849 | 19220.02 | 20105.597 | 21022.702 | 21923.174 | 22891.02 | 24090.917 | 24918.51 | 25760.518 | 26635.267 | 27538.818 | 28792.716 | 29689.159 | 30594.582 | 31438.825 | 32303.327 | Wakefield | Leeds City Region
NG FES - Steady Progression | Heat Pumps Energy Demand - I & C (MWh) | West Lindsey | 1729.95 | 1792.572 | 1761.138 | 1800.348 | 1849.933 | 1897.587 | 1949.666 | 2006.77 | 2068.721 | 2135.265 | 2373.723 | 2651.132 | 2951.429 | 3253.871 | 3556.477 | 3875.491 | 4194.419 | 4461.107 | 4668.451 | 4883.092 | 5093.915 | 5320.485 | 5601.144 | 5795.426 | 5993.168 | 6196.607 | 6407.838 | 6700.473 | 6909.78 | 7121.007 | 7317.805 | 7519.108 | West Lindsey | Greater Lincolnshire
NG FES - Steady Progression | Heat Pumps Energy Demand - I & C (MWh) | York | 4019.908 | 4277.952 | 4044.24 | 4107.991 | 4200.362 | 4284.438 | 4377.97 | 4477.166 | 4593.466 | 4988.988 | 5589.498 | 6196.424 | 6831.133 | 7474.659 | 8108.331 | 8768.696 | 9417.988 | 9903.377 | 10283.273 | 10671.851 | 11044.837 | 11444.274 | 11925.903 | 12239.463 | 12553.575 | 12873.872 | 13202.538 | 13672.05 | 13980.684 | 14286.013 | 14555.672 | 14827.465 | York | Leeds City Region | York and North Yorkshire
NG FES - System Transformation | Heat Pumps Energy Demand - I & C (MWh) | Barnsley | 4146.549 | 4297.152 | 4421.429 | 4709.5 | 4944.086 | 5229.798 | 5566.775 | 6413.141 | 8429.384 | 10448.505 | 12491.842 | 14553.736 | 17730.296 | 19985.064 | 22259.633 | 24560.223 | 26877.581 | 31724.944 | 34163.727 | 36406.648 | 38693.794 | 41041.543 | 44338.304 | 45631.575 | 46940.352 | 48234.124 | 49488.553 | 51535.495 | 52713.999 | 53874.928 | 55031.789 | 56175.248 | Barnsley | Leeds City Region | Sheffield City Region
NG FES - System Transformation | Heat Pumps Energy Demand - I & C (MWh) | Bassetlaw | 499.523 | 517.523 | 532.344 | 566.867 | 594.932 | 629.129 | 669.471 | 771.03 | 1013.113 | 1255.369 | 1500.356 | 1747.353 | 2127.931 | 2397.617 | 2669.368 | 2943.973 | 3220.276 | 3799.265 | 4089.421 | 4355.831 | 4627.224 | 4905.596 | 5297.14 | 5449.115 | 5602.828 | 5753.748 | 5900.31 | 6141.118 | 6278.198 | 6412.997 | 6547.123 | 6679.466 | Bassetlaw | Derby, Derbyshire, Nottingham and Nottinghamshire | Sheffield City Region
NG FES - System Transformation | Heat Pumps Energy Demand - I & C (MWh) | Bradford | 9599.538 | 9885.872 | 10101.862 | 10685.054 | 11138.832 | 11700.038 | 12366.725 | 14146.917 | 18463.62 | 22724.402 | 26975.602 | 31204.75 | 37742.997 | 42233.54 | 46692.702 | 51133.445 | 55535.241 | 65050.076 | 69507.391 | 73487.607 | 77482.808 | 81524.241 | 87359.605 | 89173.076 | 90975.088 | 92679.567 | 94280.41 | 97335.023 | 98694.622 | 99981.141 | 101220.376 | 102395.641 | Bradford | Leeds City Region
NG FES - System Transformation | Heat Pumps Energy Demand - I & C (MWh) | Calderdale | 4259.838 | 4386.746 | 4482.413 | 4740.994 | 4942.134 | 5190.918 | 5486.481 | 6275.996 | 8190.673 | 10080.372 | 11965.66 | 13840.998 | 16740.332 | 18731.207 | 20707.966 | 22676.36 | 24627.284 | 28845.282 | 30820.288 | 32583.525 | 34353.196 | 36143.153 | 38728.174 | 39530.001 | 40326.626 | 41079.858 | 41787.051 | 43138.419 | 43738.412 | 44305.898 | 44852.315 | 45370.27 | Calderdale | Leeds City Region
NG FES - System Transformation | Heat Pumps Energy Demand - I & C (MWh) | County Durham | 8036.613 | 8549.604 | 8567.249 | 9140.301 | 9579.133 | 10132.312 | 10797.233 | 13297.182 | 17336.225 | 21315.4 | 25278.321 | 29212.726 | 35012.676 | 39139.567 | 43228.871 | 47293.781 | 51315.427 | 59801.932 | 63837.265 | 67427.416 | 71024.306 | 74655.658 | 79617.355 | 81189.889 | 82748.459 | 84220.454 | 85592.65 | 88283.48 | 89430.884 | 90509.658 | 91543.716 | 92518.587 | County Durham | North Eastern
NG FES - System Transformation | Heat Pumps Energy Demand - I & C (MWh) | Craven | 1359.907 | 1404.065 | 1438.876 | 1526.45 | 1596.059 | 1681.553 | 1782.696 | 2045.538 | 2677.851 | 3305.977 | 3936.532 | 4567.819 | 5542.177 | 6221.323 | 6900.433 | 7581.448 | 8261.297 | 9709.234 | 10409.848 | 11044.177 | 11685.595 | 12338.942 | 13269.94 | 13595.017 | 13921.202 | 14235.893 | 14537.232 | 15066.489 | 15337.074 | 15598.999 | 15856.231 | 16106.113 | Craven | Leeds City Region | York and North Yorkshire
NG FES - System Transformation | Heat Pumps Energy Demand - I & C (MWh) | Darlington | 1543.007 | 1641.382 | 1644.634 | 1754.494 | 1838.573 | 1944.58 | 2072.012 | 2551.534 | 3326.279 | 4089.398 | 4849.265 | 5603.526 | 6715.457 | 7506.316 | 8289.808 | 9068.463 | 9838.67 | 11464.677 | 12237.093 | 12924.005 | 13612.048 | 14306.538 | 15255.772 | 15555.441 | 15852.343 | 16132.562 | 16393.58 | 16907.042 | 17124.808 | 17329.356 | 17525.26 | 17709.756 | Darlington | Tees Valley
NG FES - System Transformation | Heat Pumps Energy Demand - I & C (MWh) | Doncaster | 6122.148 | 6340.717 | 6519.937 | 6940.246 | 7281.174 | 7696.661 | 8186.852 | 9424.899 | 12378.77 | 15332.115 | 18316.632 | 21323.821 | 25958.668 | 29237.501 | 32539.316 | 35873.786 | 39227.095 | 46264.331 | 49779.917 | 53004.483 | 56287.733 | 59653.655 | 64392.398 | 66215.955 | 68058.946 | 69864.529 | 71616.787 | 74510.746 | 76143.966 | 77747.793 | 79341.729 | 80912.32 | Doncaster | Sheffield City Region
NG FES - System Transformation | Heat Pumps Energy Demand - I & C (MWh) | East Lindsey | 1210.49 | 1253.371 | 1288.451 | 1371.123 | 1438.145 | 1519.96 | 1616.505 | 1860.728 | 2443.616 | 3026.334 | 3614.88 | 4207.742 | 5121.342 | 5767.033 | 6416.857 | 7072.595 | 7731.458 | 9115.764 | 9805.252 | 10436.634 | 11078.908 | 11736.854 | 12664.22 | 13017.817 | 13375.095 | 13726.307 | 14065.744 | 14629.174 | 14944.85 | 15254.629 | 15562.342 | 15865.362 | East Lindsey | Greater Lincolnshire
NG FES - System Transformation | Heat Pumps Energy Demand - I & C (MWh) | East Riding of Yorkshire | 9323.048 | 9663.752 | 9942.076 | 10591.304 | 11120.327 | 11764.298 | 12523.639 | 14436.077 | 18973.201 | 23514.775 | 28109.007 | 32741.822 | 39875.247 | 44932.312 | 50028.218 | 55177.41 | 60358.041 | 71208.318 | 76643.228 | 81631.132 | 86713.591 | 91925.886 | 99254.863 | 102097.055 | 104972.43 | 107767.221 | 110494.597 | 114983.612 | 117527.031 | 120024.532 | 122506.105 | 124950.873 | East Riding of Yorkshire | Humber | York and North Yorkshire
NG FES - System Transformation | Heat Pumps Energy Demand - I & C (MWh) | Gateshead | 2663.13 | 2832.714 | 2838.103 | 3027.443 | 3172.269 | 3354.9 | 3574.458 | 4401.334 | 5737.276 | 7052.954 | 8362.811 | 9662.777 | 11579.244 | 12941.8 | 14291.397 | 15632.405 | 16958.578 | 19759.455 | 21088.732 | 22270.355 | 23453.657 | 24647.78 | 26280.462 | 26793.891 | 27302.413 | 27782.148 | 28228.607 | 29109.565 | 29481.226 | 29829.999 | 30163.768 | 30477.775 | Gateshead | North Eastern
NG FES - System Transformation | Heat Pumps Energy Demand - I & C (MWh) | Hambleton | 2264.127 | 2425.136 | 2448.518 | 2632.3 | 2779.848 | 2962.803 | 3181.154 | 3947.258 | 5184.752 | 6422.771 | 7673.454 | 8933.889 | 10787.472 | 12149.9 | 13521.52 | 14906.794 | 16298.804 | 19141.468 | 20593.543 | 21924.055 | 23277.84 | 24664.457 | 26516.474 | 27260.85 | 28012.502 | 28746.627 | 29458.452 | 30639.556 | 31300.079 | 31947.215 | 32589.068 | 33220.238 | Hambleton | York and North Yorkshire
NG FES - System Transformation | Heat Pumps Energy Demand - I & C (MWh) | Harrogate | 3365.893 | 3600.323 | 3647.273 | 3924.732 | 4149.829 | 4427.417 | 4757.778 | 5878.091 | 7733.604 | 9595.357 | 11482.193 | 13388.742 | 16202.813 | 18279.634 | 20378.251 | 22504.695 | 24648.469 | 29007.579 | 31264.862 | 33348.04 | 35474.978 | 37660.355 | 40577.771 | 41798.089 | 43035.192 | 44239.936 | 45421.328 | 47331.806 | 48443.639 | 49538.664 | 50629.325 | 51707.154 | Harrogate | Leeds City Region | York and North Yorkshire
NG FES - System Transformation | Heat Pumps Energy Demand - I & C (MWh) | Hartlepool | 2086.049 | 2219.343 | 2224.077 | 2373.009 | 2487.113 | 2630.917 | 2803.752 | 3453.149 | 4502.34 | 5536.114 | 6565.799 | 7588.201 | 9095.354 | 10168.063 | 11231.142 | 12288.034 | 13333.841 | 15540.025 | 16589.774 | 17523.973 | 18460.086 | 19405.313 | 20696.526 | 21106.88 | 21513.687 | 21897.984 | 22256.471 | 22957.946 | 23258.156 | 23540.593 | 23811.468 | 24067.016 | Hartlepool | Tees Valley
NG FES - System Transformation | Heat Pumps Energy Demand - I & C (MWh) | High Peak | 295.058 | 303.844 | 310.465 | 328.369 | 342.293 | 359.517 | 379.981 | 434.652 | 567.245 | 698.103 | 828.649 | 958.502 | 1159.261 | 1297.102 | 1433.96 | 1570.233 | 1705.289 | 1997.317 | 2134.025 | 2256.063 | 2378.54 | 2502.415 | 2681.329 | 2736.778 | 2791.863 | 2843.94 | 2892.825 | 2986.301 | 3027.757 | 3066.959 | 3104.699 | 3140.466 | High Peak | Derby, Derbyshire, Nottingham and Nottinghamshire,
NG FES - System Transformation | Heat Pumps Energy Demand - I & C (MWh) | Kingston upon Hull, City of | 5622.81 | 5793.361 | 5923.157 | 6268.61 | 6538.526 | 6871.856 | 7267.571 | 8318.495 | 10862.956 | 13377.414 | 15889.171 | 18390.816 | 22257.11 | 24919.842 | 27567.437 | 30207.574 | 32828.14 | 38476.499 | 41138.945 | 43522.704 | 45918.989 | 48346.319 | 51842.031 | 52954.777 | 54062.891 | 55114.371 | 56106.798 | 57967.063 | 58820.523 | 59632.336 | 60417.839 | 61167.047 | Kingston upon Hull, City of | Humber
NG FES - System Transformation | Heat Pumps Energy Demand - I & C (MWh) | Kirklees | 7570.955 | 7797.575 | 7968.831 | 8429.841 | 8788.858 | 9232.737 | 9759.993 | 11166.275 | 14575.246 | 17940.916 | 21299.878 | 24642.294 | 29809.329 | 33360.301 | 36887.531 | 40401.257 | 43885.29 | 51411.446 | 54942.221 | 58097.056 | 61264.857 | 64470.364 | 69095.94 | 70541.612 | 71978.868 | 73340.26 | 74619.992 | 77051.269 | 78141.682 | 79174.925 | 80171.418 | 81117.935 | Kirklees | Leeds City Region
NG FES - System Transformation | Heat Pumps Energy Demand - I & C (MWh) | Leeds | 15126.374 | 15578.526 | 15919.96 | 16840.192 | 17556.58 | 18442.404 | 19494.637 | 22302.432 | 29109.686 | 35829.723 | 42535.62 | 49207.709 | 59522.365 | 66609.083 | 73647.476 | 80657.983 | 87608.202 | 102626.263 | 109667.323 | 115956.973 | 122271.495 | 128660.249 | 137881.732 | 140756.673 | 143614.284 | 146318.722 | 148860.268 | 153698.163 | 155860.486 | 157908.096 | 159881.724 | 161755.019 | Leeds | Leeds City Region
NG FES - System Transformation | Heat Pumps Energy Demand - I & C (MWh) | Middlesbrough | 1777.772 | 1894.651 | 1902.294 | 2033.589 | 2135.493 | 2263.335 | 2416.663 | 2982.126 | 3895.665 | 4799.327 | 5702.863 | 6603.476 | 7930.294 | 8882.881 | 9831 | 10777.667 | 11718.678 | 13685.672 | 14640.696 | 15498.01 | 16361.126 | 17236.514 | 18424.205 | 18831.774 | 19238.462 | 19626.594 | 19994.303 | 20673.063 | 20993.351 | 21299.601 | 21597.37 | 21883.197 | Middlesbrough | Tees Valley
NG FES - System Transformation | Heat Pumps Energy Demand - I & C (MWh) | Newcastle upon Tyne | 4935.612 | 5273.857 | 5309.838 | 5692.09 | 5994.427 | 6372.044 | 6824.663 | 8448.242 | 11072.243 | 13684.816 | 16314.041 | 18952.194 | 22835.779 | 25662.111 | 28491.431 | 31333.728 | 34178.595 | 40043.442 | 42971.846 | 45626.179 | 48314.446 | 51058.474 | 54750.428 | 56142.056 | 57541.652 | 58882.587 | 60179.999 | 62425.896 | 63601.262 | 64742.493 | 65866.201 | 66961.646 | Newcastle upon Tyne | North Eastern
NG FES - System Transformation | Heat Pumps Energy Demand - I & C (MWh) | North East Derbyshire | 330.87 | 342.984 | 353.036 | 376.191 | 395.099 | 418.125 | 445.266 | 513.196 | 674.829 | 836.828 | 1000.87 | 1166.514 | 1421.641 | 1603.045 | 1786.078 | 1971.311 | 2158.03 | 2548.047 | 2744.894 | 2926.082 | 3110.926 | 3300.784 | 3567.172 | 3672.579 | 3779.375 | 3884.082 | 3986.242 | 4152.28 | 4248.382 | 4343.083 | 4437.464 | 4530.773 | North East Derbyshire | Derby, Derbyshire, Nottingham and Nottinghamshire | Sheffield City Region
NG FES - System Transformation | Heat Pumps Energy Demand - I & C (MWh) | North East Lincolnshire | 3485.121 | 3590.038 | 3669.562 | 3882.582 | 4048.698 | 4253.981 | 4497.753 | 5146.782 | 6719.308 | 8272.452 | 9823.082 | 11366.66 | 13752.629 | 15393.807 | 17024.69 | 18650.015 | 20262.292 | 23741.938 | 25377.597 | 26840.326 | 28309.724 | 29797.25 | 31941.988 | 32617.431 | 33289.395 | 33926.438 | 34526.224 | 35659.321 | 36172.355 | 36659.264 | 37129.494 | 37576.92 | North East Lincolnshire | Greater Lincolnshire | Humber
NG FES - System Transformation | Heat Pumps Energy Demand - I & C (MWh) | North Lincolnshire | 4449.723 | 4609.114 | 4740.114 | 5046.285 | 5294.65 | 5597.102 | 5953.652 | 6853.831 | 9001.535 | 11148.373 | 13316.954 | 15501.199 | 18867.643 | 21246.899 | 23641.619 | 26059.004 | 28488.137 | 33590.44 | 36133.46 | 38463.159 | 40833.72 | 43262.285 | 46684.357 | 47991.36 | 49311.514 | 50595.517 | 51843.646 | 53915.925 | 55073.559 | 56207.894 | 57332.989 | 58439.077 | North Lincolnshire | Greater Lincolnshire | Humber
NG FES - System Transformation | Heat Pumps Energy Demand - I & C (MWh) | North Tyneside | 2419.33 | 2589.059 | 2611.463 | 2804.728 | 2959.112 | 3151.01 | 3380.313 | 4191.063 | 5500.947 | 6809.218 | 8129.685 | 9458.436 | 11413.618 | 12846.592 | 14286.897 | 15739.558 | 17198.036 | 20184.453 | 21700.826 | 23087.403 | 24497.103 | 25939.987 | 27870.423 | 28634.9 | 29406.249 | 30162.758 | 30893.172 | 32115.309 | 32791.466 | 33453.608 | 34110.271 | 34755.865 | North Tyneside | North Eastern
NG FES - System Transformation | Heat Pumps Energy Demand - I & C (MWh) | Northumberland | 5491.724 | 5874.894 | 5923.346 | 6359.154 | 6706.39 | 7138.375 | 7654.647 | 9486.507 | 12445.766 | 15398.591 | 18375.843 | 21368.469 | 25771.947 | 28992.148 | 32226.167 | 35483.908 | 38750.089 | 45452.096 | 48837.246 | 51925.787 | 55061.407 | 58266.213 | 62560.549 | 64233.148 | 65918.797 | 67565.896 | 69152.174 | 71835.024 | 73292.537 | 74715.491 | 76122.972 | 77502.486 | Northumberland | North Eastern
NG FES - System Transformation | Heat Pumps Energy Demand - I & C (MWh) | Pendle | 610.75 | 629.386 | 643.618 | 681.3 | 710.791 | 747.194 | 790.39 | 904.892 | 1181.956 | 1455.896 | 1729.669 | 2002.487 | 2424.075 | 2714.787 | 3004.016 | 3292.598 | 3579.209 | 4196.224 | 4487.87 | 4749.314 | 5012.29 | 5278.832 | 5662.25 | 5785.571 | 5908.479 | 6025.454 | 6135.99 | 6341.579 | 6437.164 | 6528.297 | 6616.655 | 6701.144 | Pendle | Lancashire
NG FES - System Transformation | Heat Pumps Energy Demand - I & C (MWh) | Redcar and Cleveland | 1876.05 | 2009.178 | 2028.103 | 2179.821 | 2301.42 | 2452.318 | 2632.354 | 3265.484 | 4288.299 | 5310.767 | 6343.396 | 7382.878 | 8911.807 | 10033.825 | 11162.57 | 12301.537 | 13446.021 | 15785.708 | 16976.885 | 18067.181 | 19175.891 | 20311.067 | 21828.593 | 22433.492 | 23043.799 | 23639.108 | 24215.926 | 25177.991 | 25711.773 | 26234.22 | 26751.998 | 27260.685 | Redcar and Cleveland | Tees Valley
NG FES - System Transformation | Heat Pumps Energy Demand - I & C (MWh) | Richmondshire | 1374.774 | 1474.315 | 1490.42 | 1604.267 | 1696.309 | 1810.334 | 1946.455 | 2418.316 | 3180.659 | 3944.957 | 4718.86 | 5500.605 | 6649.95 | 7498.819 | 8355.939 | 9223.281 | 10097.886 | 11875.127 | 12793.842 | 13640.766 | 14504.853 | 15392.434 | 16573.534 | 17064.712 | 17561.807 | 18045.389 | 18518.927 | 19289.049 | 19732.958 | 20169.445 | 20603.587 | 21031.946 | Richmondshire | York and North Yorkshire
NG FES - System Transformation | Heat Pumps Energy Demand - I & C (MWh) | Rotherham | 5343.116 | 5532.643 | 5687.89 | 6053.26 | 6349.529 | 6710.751 | 7137.066 | 8215.195 | 10788.566 | 13360.895 | 15959.598 | 18577.66 | 22612.848 | 25466.258 | 28339.22 | 31240.437 | 34157.282 | 40281.95 | 43340.347 | 46145.152 | 49001.338 | 51929.704 | 56053.404 | 57640.034 | 59244.294 | 60811.066 | 62334.968 | 64852.78 | 66273.479 | 67668.838 | 69055.85 | 70422.823 | Rotherham | Sheffield City Region
NG FES - System Transformation | Heat Pumps Energy Demand - I & C (MWh) | Ryedale | 1695.729 | 1814.051 | 1836.842 | 1976.238 | 2089.201 | 2228.685 | 2394.969 | 2960.46 | 3894.943 | 4832.6 | 5782.529 | 6742.523 | 8158.394 | 9203.037 | 10257.129 | 11323.572 | 12398.882 | 14586.915 | 15716.125 | 16755.277 | 17815.245 | 18903.286 | 20356.969 | 20958.112 | 21566.613 | 22170.739 | 22755.241 | 23705.046 | 24254.973 | 24796.749 | 25336.646 | 25870.461 | Ryedale | York and North Yorkshire
NG FES - System Transformation | Heat Pumps Energy Demand - I & C (MWh) | Scarborough | 3218.093 | 3424.612 | 3445.201 | 3683.616 | 3869.751 | 4102.711 | 4381.814 | 5387.123 | 7043.548 | 8685.057 | 10329.388 | 11971.352 | 14396.595 | 16140.794 | 17880.245 | 19620.071 | 21352.958 | 24966.628 | 26734.044 | 28326.4 | 29932.505 | 31564.255 | 33779.736 | 34560.833 | 35342.212 | 36093.748 | 36808.073 | 38097.508 | 38728.9 | 39336.219 | 39929.683 | 40502.844 | Scarborough | York and North Yorkshire
NG FES - System Transformation | Heat Pumps Energy Demand - I & C (MWh) | Selby | 2600.38 | 2698.244 | 2777.744 | 2961.311 | 3111.52 | 3294.271 | 3509.575 | 4050.219 | 5326.884 | 6606.805 | 7903.462 | 9213.227 | 11228.676 | 12663.105 | 14110.342 | 15574.681 | 17050.129 | 20131.01 | 21685.583 | 23116.718 | 24576.485 | 26075.468 | 28176.958 | 29007.506 | 29848.385 | 30681.848 | 31489.62 | 32802.351 | 33562.954 | 34312.834 | 35060.585 | 35800.258 | Selby | Leeds City Region | York and North Yorkshire
NG FES - System Transformation | Heat Pumps Energy Demand - I & C (MWh) | Sheffield | 10527.469 | 10843.078 | 11081.783 | 11723.487 | 12223.416 | 12841.438 | 13575.484 | 15532.352 | 20275.312 | 24958.545 | 29632.949 | 34284.842 | 41475.997 | 46419.315 | 51330.176 | 56222.874 | 61074.858 | 71553.232 | 76471.973 | 80868.119 | 85282.964 | 89750.966 | 96196.702 | 98216.008 | 100224.007 | 102126.215 | 103915.391 | 107308.647 | 108834.95 | 110281.926 | 111678.021 | 113004.814 | Sheffield | Sheffield City Region
NG FES - System Transformation | Heat Pumps Energy Demand - I & C (MWh) | South Tyneside | 1752.233 | 1863.932 | 1867.607 | 1992.344 | 2087.801 | 2208.162 | 2352.853 | 2897.361 | 3777.104 | 4643.647 | 5506.498 | 6362.982 | 7625.62 | 8523.649 | 9413.285 | 10297.414 | 11171.934 | 13018.202 | 13895.153 | 14674.939 | 15455.989 | 16244.337 | 17321.923 | 17661.952 | 17998.833 | 18316.712 | 18612.81 | 19195.509 | 19442.475 | 19674.418 | 19896.54 | 20105.699 | South Tyneside | North Eastern
NG FES - System Transformation | Heat Pumps Energy Demand - I & C (MWh) | Stockton-on-Tees | 2969.475 | 3178.657 | 3207.084 | 3445.308 | 3635.71 | 3872.123 | 4154.349 | 5150.882 | 6760.593 | 8367.839 | 9989.383 | 11620.252 | 14019.603 | 15776.64 | 17542.331 | 19322.082 | 21108.776 | 24769.525 | 26625.913 | 28322.446 | 30046.888 | 31811.373 | 34173.001 | 35104.389 | 36043.627 | 36953.502 | 37836.774 | 39320.646 | 40134.345 | 40929.366 | 41716.116 | 42487.715 | Stockton-on-Tees | Tees Valley
NG FES - System Transformation | Heat Pumps Energy Demand - I & C (MWh) | Sunderland | 3573.65 | 3803.377 | 3813.048 | 4070.076 | 4267.57 | 4516.221 | 4814.946 | 5932.693 | 7738.577 | 9519.521 | 11294.988 | 13059.472 | 15660.17 | 17514.923 | 19354.848 | 21185.864 | 22999.535 | 26817.495 | 28642.567 | 30269.955 | 31902.398 | 33552.413 | 35802.804 | 36531.139 | 37254.325 | 37939.1 | 38580.337 | 39817.352 | 40359.623 | 40871.872 | 41364.862 | 41832.024 | Sunderland | North Eastern
NG FES - System Transformation | Heat Pumps Energy Demand - I & C (MWh) | Wakefield | 7540.513 | 7807.335 | 8025.156 | 8539.562 | 8956.192 | 9464.765 | 10065.234 | 11584.906 | 15213.24 | 18840.181 | 22504.237 | 26195.451 | 31884.524 | 35907.135 | 39957.382 | 44046.835 | 48158.453 | 56791.698 | 61101.206 | 65052.936 | 69076.449 | 73201.203 | 79010.296 | 81242.558 | 83498.73 | 85727.082 | 87881.148 | 91438.487 | 93451.117 | 95430.159 | 97399.674 | 99343.264 | Wakefield | Leeds City Region
NG FES - System Transformation | Heat Pumps Energy Demand - I & C (MWh) | West Lindsey | 1729.95 | 1792.572 | 1844.287 | 1964.31 | 2061.991 | 2180.981 | 2321.311 | 2673.86 | 3513.835 | 4354.663 | 5205.079 | 6062.518 | 7383.376 | 8319.293 | 9262.218 | 10214.854 | 11173.101 | 13181.766 | 14187.49 | 15110.311 | 16050.128 | 17013.915 | 18369.912 | 18894.997 | 19425.93 | 19944.123 | 20448.528 | 21279.03 | 21749.58 | 22211.74 | 22671.07 | 23123.708 | West Lindsey | Greater Lincolnshire
NG FES - System Transformation | Heat Pumps Energy Demand - I & C (MWh) | York | 4019.908 | 4277.952 | 4288.381 | 4576.977 | 4798.577 | 5077.65 | 5412.96 | 6668.852 | 8697.923 | 10698.567 | 12692.636 | 14673.988 | 17594.43 | 19676.295 | 21741.049 | 23795.364 | 25829.729 | 30114.371 | 32160.5 | 33984.287 | 35813.351 | 37661.698 | 40183.468 | 40996.578 | 41803.731 | 42568.727 | 43284.071 | 44667.694 | 45271.826 | 45842.25 | 46391.04 | 46910.852 | York | Leeds City Region | York and North Yorkshire
NG FES - Consumer Transformation | I&C Base Energy Demand (MWh) | Barnsley | 600886.683 | 597473.403 | 593568.265 | 589635.948 | 585633.871 | 581548.304 | 577374.121 | 573122.399 | 568793.192 | 564389.007 | 559905.679 | 555333.917 | 557066.086 | 558859.151 | 560726.62 | 562649.449 | 564626.28 | 566659.437 | 568765.803 | 570948.329 | 573188.852 | 575480.66 | 577823.041 | 580218.159 | 582662.585 | 585327.51 | 587959.09 | 590659.405 | 593429.193 | 596269.192 | 599180.159 | 602162.852 | Barnsley | Leeds City Region | Sheffield City Region
NG FES - Consumer Transformation | I&C Base Energy Demand (MWh) | Bassetlaw | 57407.742 | 57063.564 | 56672.391 | 56278.336 | 55877.577 | 55469.036 | 55052.251 | 54628.219 | 54195.807 | 53755.687 | 53307.863 | 52850.531 | 52992.878 | 53140.583 | 53293.168 | 53450.207 | 53611.078 | 53776.414 | 53948.733 | 54127.556 | 54311.097 | 54499.28 | 54692.699 | 54891.376 | 55094.795 | 55310.409 | 55527.553 | 55750.542 | 55979.438 | 56214.301 | 56455.196 | 56702.184 | Bassetlaw | Derby, Derbyshire, Nottingham and Nottinghamshire | Sheffield City Region
NG FES - Consumer Transformation | I&C Base Energy Demand (MWh) | Bradford | 1111162.634 | 1097905.005 | 1083204.739 | 1068504.14 | 1053802.357 | 1039098.944 | 1024393.44 | 1009686.633 | 994978.088 | 980268.049 | 965556.274 | 950842.855 | 946946.993 | 943068.518 | 939207.474 | 935363.603 | 931536.614 | 927726.762 | 923934.095 | 920158.773 | 916400.363 | 912658.705 | 908933.786 | 905225.549 | 901533.894 | 897860.171 | 894202.269 | 890560.951 | 886936.149 | 883327.831 | 879735.931 | 876160.399 | Bradford | Leeds City Region
NG FES - Consumer Transformation | I&C Base Energy Demand (MWh) | Calderdale | 515803.048 | 509625.225 | 502775.726 | 495926.221 | 489076.578 | 482226.725 | 475376.66 | 468526.386 | 461675.867 | 454825.126 | 447974.19 | 441123.003 | 439290.487 | 437465.719 | 435648.699 | 433839.373 | 432037.694 | 430243.637 | 428457.202 | 426678.379 | 424907.139 | 423143.418 | 421387.194 | 419638.45 | 417897.147 | 416163.2 | 414436.673 | 412717.497 | 411005.647 | 409301.091 | 407603.8 | 405913.749 | Calderdale | Leeds City Region
NG FES - Consumer Transformation | I&C Base Energy Demand (MWh) | County Durham | 1190512.788 | 1176438.17 | 1160828.029 | 1145215.711 | 1129599.835 | 1113979.95 | 1098355.726 | 1082724.993 | 1067088.857 | 1051447.144 | 1035798.853 | 1020145.837 | 1016097.476 | 1012068.505 | 1008060.192 | 1004070.641 | 1000100.445 | 996149.712 | 992219.472 | 988310.225 | 984420.176 | 980549.386 | 976697.547 | 972864.729 | 969050.768 | 965252.445 | 961475.122 | 957716.464 | 953976.428 | 950254.957 | 946552.019 | 942867.567 | County Durham | North Eastern
NG FES - Consumer Transformation | I&C Base Energy Demand (MWh) | Craven | 127515.48 | 126317.267 | 124985.057 | 123653.899 | 122319.175 | 120978.001 | 119623.119 | 118265.6 | 116898.544 | 115525.619 | 114142.217 | 112751.647 | 112640.752 | 112536.706 | 112438.289 | 112344.671 | 112254.526 | 112171.124 | 112092.784 | 112022.311 | 111957.314 | 111897.518 | 111843.442 | 111794.866 | 111751.73 | 111718.749 | 111689.248 | 111665.898 | 111648.745 | 111637.838 | 111633.227 | 111634.961 | Craven | Leeds City Region | York and North Yorkshire
NG FES - Consumer Transformation | I&C Base Energy Demand (MWh) | Darlington | 231569.126 | 228821.039 | 225773.391 | 222725.378 | 219676.838 | 216627.71 | 213577.954 | 210527.142 | 207475.557 | 204423.127 | 201369.718 | 198315.66 | 197517.618 | 196723.265 | 195932.803 | 195145.926 | 194362.816 | 193583.428 | 192807.942 | 192036.409 | 191268.536 | 190504.338 | 189743.742 | 188986.752 | 188233.324 | 187482.646 | 186736.079 | 185993.031 | 185253.495 | 184517.458 | 183784.911 | 183055.844 | Darlington | Tees Valley
NG FES - Consumer Transformation | I&C Base Energy Demand (MWh) | Doncaster | 846216.585 | 840877.821 | 834817.438 | 828719.298 | 822522.059 | 816191.321 | 809732.717 | 803168.444 | 796473.811 | 789666.883 | 782768.172 | 775756.827 | 777562.873 | 779436.466 | 781387.154 | 783408.938 | 785495.11 | 787652.346 | 789895.946 | 792239.16 | 794653.643 | 797134.934 | 799683.386 | 802298.831 | 804977.347 | 807805.242 | 810665.201 | 813603.219 | 816620.082 | 819716.591 | 822893.562 | 826151.807 | Doncaster | Sheffield City Region
NG FES - Consumer Transformation | I&C Base Energy Demand (MWh) | East Lindsey | 139328.867 | 138410.343 | 137372.777 | 136327.843 | 135274.361 | 134208.399 | 133122.448 | 132024.561 | 130906.477 | 129773.422 | 128617.842 | 127444.957 | 127715.384 | 127994.91 | 128284.35 | 128581.058 | 128884.129 | 129197.998 | 129521.774 | 129857.313 | 130201.883 | 130555.982 | 130920.104 | 131295.593 | 131682.446 | 132108.792 | 132529.405 | 132963.165 | 133410.203 | 133870.657 | 134344.664 | 134832.365 | East Lindsey | Greater Lincolnshire
NG FES - Consumer Transformation | I&C Base Energy Demand (MWh) | East Riding of Yorkshire | 944635.449 | 939154.885 | 932950.91 | 926743.003 | 920441.953 | 913983.857 | 907372.516 | 900605.778 | 893656.701 | 886542.374 | 879287.383 | 871851.994 | 874269.015 | 876737.813 | 879275.896 | 881873.677 | 884520.638 | 887216.995 | 889984.045 | 892840.944 | 895792.622 | 898815.442 | 901917.353 | 905106.42 | 908380.791 | 911622.919 | 915016.427 | 918488.001 | 922038.403 | 925668.401 | 929378.783 | 933170.34 | East Riding of Yorkshire | Humber | York and North Yorkshire
NG FES - Consumer Transformation | I&C Base Energy Demand (MWh) | Gateshead | 505201.991 | 499155.626 | 492451.752 | 485747.785 | 479043.585 | 472339.104 | 465634.3 | 458929.245 | 452223.823 | 445518.079 | 438811.975 | 432105.507 | 430315.109 | 428532.316 | 426757.126 | 424989.482 | 423229.29 | 421476.566 | 419731.309 | 417993.522 | 416263.147 | 414540.148 | 412824.514 | 411116.217 | 409415.234 | 407721.638 | 406035.223 | 404356.036 | 402684.051 | 401019.236 | 399361.566 | 397711.014 | Gateshead | North Eastern
NG FES - Consumer Transformation | I&C Base Energy Demand (MWh) | Hambleton | 305342.31 | 303814.563 | 302070.773 | 300310.334 | 298508.831 | 296644.248 | 294716.304 | 292729.205 | 290676.587 | 288585.839 | 286418.469 | 284208.086 | 285207.767 | 286236.575 | 287293.599 | 288378.558 | 289467.257 | 290578.969 | 291727.444 | 292904.684 | 294104.286 | 295325.025 | 296570.256 | 297842.943 | 299140.196 | 300452.005 | 301794.815 | 303162.513 | 304555.345 | 305973.545 | 307417.367 | 308887.053 | Hambleton | York and North Yorkshire
NG FES - Consumer Transformation | I&C Base Energy Demand (MWh) | Harrogate | 467267.118 | 465584.376 | 463658.803 | 461704.214 | 459675.137 | 457503.836 | 455197.699 | 452780.003 | 450263.304 | 447653.981 | 444928.04 | 442098.043 | 444299.417 | 446569.155 | 448909.419 | 451300.163 | 453702.746 | 456172.582 | 458725.061 | 461364.341 | 464052.752 | 466785.741 | 469573.662 | 472417.487 | 475319.248 | 478159.215 | 481120.889 | 484130.935 | 487189.852 | 490298.146 | 493456.326 | 496664.913 | Harrogate | Leeds City Region | York and North Yorkshire
NG FES - Consumer Transformation | I&C Base Energy Demand (MWh) | Hartlepool | 270342.66 | 267308.503 | 263939.286 | 260567.547 | 257190.951 | 253808.309 | 250418.879 | 247023.256 | 243621.116 | 240212.749 | 236798.103 | 233377.272 | 232610.033 | 231848.117 | 231091.969 | 230341.171 | 229596.263 | 228856.774 | 228124.045 | 227397.807 | 226677.897 | 225963.931 | 225255.896 | 224553.787 | 223857.37 | 223161.817 | 222475.322 | 221794.46 | 221119.235 | 220449.657 | 219785.732 | 219127.466 | Hartlepool | Tees Valley
NG FES - Consumer Transformation | I&C Base Energy Demand (MWh) | High Peak | 20616.393 | 20369.132 | 20094.997 | 19820.862 | 19546.726 | 19272.591 | 18998.456 | 18724.32 | 18450.185 | 18176.05 | 17901.914 | 17627.779 | 17554.199 | 17480.926 | 17407.958 | 17335.295 | 17262.936 | 17190.878 | 17119.122 | 17047.665 | 16976.506 | 16905.644 | 16835.078 | 16764.806 | 16694.828 | 16625.142 | 16555.747 | 16486.641 | 16417.824 | 16349.294 | 16281.05 | 16213.091 | High Peak | Derby, Derbyshire, Nottingham and Nottinghamshire,
NG FES - Consumer Transformation | I&C Base Energy Demand (MWh) | Kingston upon Hull, City of | 765155.584 | 756394.383 | 746672.034 | 736949.495 | 727220.314 | 717479.95 | 707728.684 | 697966.343 | 688190.988 | 678403.827 | 668606.725 | 658796.719 | 656477.222 | 654171.721 | 651881.575 | 649606.049 | 647344.266 | 645096.158 | 642863.237 | 640646.85 | 638447.345 | 636262.969 | 634094.244 | 631941.705 | 629805.191 | 627675.519 | 625566.907 | 623473.619 | 621395.658 | 619333.045 | 617285.791 | 615253.912 | Kingston upon Hull, City of | Humber
NG FES - Consumer Transformation | I&C Base Energy Demand (MWh) | Kirklees | 845633.859 | 835622.93 | 824519.645 | 813415.603 | 802309.266 | 791200.28 | 780088.368 | 768973.932 | 757856.828 | 746737.121 | 735614.699 | 724489.331 | 721606.163 | 718737.436 | 715883.46 | 713043.651 | 710217.825 | 707406.127 | 704609.077 | 701826.787 | 699058.52 | 696304.044 | 693563.305 | 690836.307 | 688122.821 | 685429.439 | 682746.321 | 680077.352 | 677422.511 | 674781.776 | 672155.133 | 669542.558 | Kirklees | Leeds City Region
NG FES - Consumer Transformation | I&C Base Energy Demand (MWh) | Leeds | 2004707.756 | 1980879.097 | 1954454.734 | 1928028.642 | 1901598.964 | 1875163.386 | 1848721.56 | 1822274.289 | 1795821.983 | 1769364.907 | 1742902.435 | 1716434.667 | 1709494.542 | 1702587.402 | 1695712.987 | 1688870.467 | 1682058.608 | 1675279.226 | 1668532.863 | 1661819.804 | 1655138.262 | 1648487.915 | 1641868.928 | 1635281.3 | 1628724.797 | 1622202.06 | 1615708.997 | 1609247.116 | 1602816.335 | 1596416.582 | 1590047.773 | 1583709.834 | Leeds | Leeds City Region
NG FES - Consumer Transformation | I&C Base Energy Demand (MWh) | Middlesbrough | 258077.543 | 255506.56 | 252641.905 | 249771.232 | 246888.428 | 243990.764 | 241075.857 | 238145.871 | 235199.914 | 232238.738 | 229261.632 | 226268.646 | 225845.7 | 225429.933 | 225022.516 | 224622.501 | 224230.932 | 223846.467 | 223472.522 | 223108.704 | 222754.309 | 222408.705 | 222071.867 | 221743.927 | 221424.193 | 221103.017 | 220797.157 | 220499.613 | 220210.429 | 219929.648 | 219657.317 | 219393.481 | Middlesbrough | Tees Valley
NG FES - Consumer Transformation | I&C Base Energy Demand (MWh) | Newcastle upon Tyne | 747174.119 | 741620.158 | 735275.281 | 728875.612 | 722459.27 | 716022.431 | 709580.578 | 703113.733 | 696614.03 | 690007.018 | 683312.544 | 676534.628 | 677448.086 | 678338.988 | 679201.206 | 680072.829 | 680995.383 | 681940.334 | 682865.252 | 683756.178 | 684689.82 | 685694.415 | 686765.437 | 687891.34 | 689068.614 | 690111.35 | 691315.683 | 692562.239 | 693851.366 | 695183.419 | 696558.763 | 697977.761 | Newcastle upon Tyne | North Eastern
NG FES - Consumer Transformation | I&C Base Energy Demand (MWh) | North East Derbyshire | 18322.349 | 18209.445 | 18081.912 | 17954.077 | 17824.642 | 17693.344 | 17559.389 | 17423.256 | 17284.552 | 17143.681 | 17000.036 | 16853.739 | 16898.583 | 16945.405 | 16993.476 | 17043.036 | 17094.289 | 17146.948 | 17202.181 | 17259.254 | 17317.873 | 17378.048 | 17439.905 | 17503.609 | 17569.006 | 17636.523 | 17705.571 | 17776.425 | 17849.104 | 17923.626 | 18000.011 | 18078.277 | North East Derbyshire | Derby, Derbyshire, Nottingham and Nottinghamshire | Sheffield City Region
NG FES - Consumer Transformation | I&C Base Energy Demand (MWh) | North East Lincolnshire | 525496.202 | 519373.062 | 512579.916 | 505784.78 | 498985.914 | 492182.305 | 485373.374 | 478559.978 | 471741.553 | 464918.821 | 458091.356 | 451259.195 | 449560.025 | 447869.975 | 446189.588 | 444518.685 | 442856.508 | 441204.054 | 439561.387 | 437928.836 | 436305.71 | 434691.874 | 433087.488 | 431492.709 | 429907.294 | 428332.211 | 426766.107 | 425209.515 | 423662.423 | 422124.836 | 420596.748 | 419078.153 | North East Lincolnshire | Greater Lincolnshire | Humber
NG FES - Consumer Transformation | I&C Base Energy Demand (MWh) | North Lincolnshire | 627921.498 | 624024.515 | 619613.066 | 615151.413 | 610598.857 | 605926.838 | 601133.092 | 596240.507 | 591241.094 | 586142.501 | 580949.793 | 575663.261 | 576912.607 | 578191.911 | 579519.398 | 580896.544 | 582301.729 | 583751.142 | 585256.389 | 586822.607 | 588435.072 | 590088.407 | 591786.533 | 593532.062 | 595321.826 | 597125.926 | 598996.526 | 600912.356 | 602873.843 | 604881.413 | 606935.499 | 609036.537 | North Lincolnshire | Greater Lincolnshire | Humber
NG FES - Consumer Transformation | I&C Base Energy Demand (MWh) | North Tyneside | 342985.195 | 340943.321 | 338629.543 | 336301.922 | 333940.712 | 331532.228 | 329073.485 | 326577.767 | 324030.397 | 321434.115 | 318786.735 | 316087.626 | 316978.844 | 317890.262 | 318818.981 | 319775.058 | 320748.496 | 321747.137 | 322772.112 | 323828.988 | 324914.958 | 326028.614 | 327169.616 | 328337.985 | 329533.173 | 330799.288 | 332071.794 | 333376.724 | 334714.413 | 336085.192 | 337489.4 | 338927.382 | North Tyneside | North Eastern
NG FES - Consumer Transformation | I&C Base Energy Demand (MWh) | Northumberland | 789101.937 | 784122.93 | 778488.673 | 772826.543 | 767080.13 | 761235.748 | 755274.019 | 749224.087 | 743040.66 | 736746.17 | 730324.003 | 723773.63 | 725428.52 | 727125.828 | 728877.035 | 730671.796 | 732481.408 | 734326.231 | 736220.04 | 738175.686 | 740180.336 | 742227.701 | 744326.507 | 746478.481 | 748687.348 | 751020.665 | 753364.56 | 755767.564 | 758230.239 | 760753.153 | 763336.87 | 765981.977 | Northumberland | North Eastern
NG FES - Consumer Transformation | I&C Base Energy Demand (MWh) | Pendle | 71546.749 | 70749.327 | 69864.545 | 68979.958 | 68094.719 | 67208.303 | 66319.373 | 65429.967 | 64538.812 | 63646.585 | 62752.437 | 61856.976 | 61664.702 | 61474.4 | 61285.844 | 61098.877 | 60913.258 | 60729.58 | 60547.529 | 60367.62 | 60189.411 | 60012.849 | 59838.026 | 59664.899 | 59493.453 | 59324.563 | 59156.985 | 58991.209 | 58827.244 | 58665.095 | 58504.77 | 58346.273 | Pendle | Lancashire
NG FES - Consumer Transformation | I&C Base Energy Demand (MWh) | Redcar and Cleveland | 196893.799 | 195833.619 | 194613.866 | 193382.098 | 192121.066 | 190826.677 | 189488.165 | 188117.031 | 186710.548 | 185270.033 | 183789.441 | 182266.009 | 182803.56 | 183352.905 | 183917.301 | 184494.719 | 185085.486 | 185684.228 | 186299.398 | 186932.67 | 187579.442 | 188240.822 | 188916.77 | 189608.536 | 190313.37 | 191029.834 | 191764.221 | 192513.732 | 193278.51 | 194058.7 | 194854.449 | 195665.906 | Redcar and Cleveland | Tees Valley
NG FES - Consumer Transformation | I&C Base Energy Demand (MWh) | Richmondshire | 168888.736 | 168198.264 | 167391.761 | 166568.706 | 165723.755 | 164854.799 | 163961.188 | 163017.14 | 162039.646 | 161024.742 | 159963.528 | 158875.922 | 159583.338 | 160305.201 | 161053.249 | 161811.31 | 162588.664 | 163385.152 | 164209.889 | 165066.553 | 165939.372 | 166830.578 | 167736.853 | 168659.277 | 169596.454 | 170511.661 | 171468.255 | 172439.604 | 173425.857 | 174427.158 | 175443.653 | 176475.499 | Richmondshire | York and North Yorkshire
NG FES - Consumer Transformation | I&C Base Energy Demand (MWh) | Rotherham | 746534.765 | 741676.897 | 736202.996 | 730686.593 | 725117.381 | 719437.539 | 713655.622 | 707789.763 | 701821.23 | 695758.818 | 689610.025 | 683374.131 | 684901.954 | 686497.656 | 688165.36 | 689904.702 | 691696.029 | 693565.66 | 695522.662 | 697569.809 | 699688.511 | 701872.675 | 704122.6 | 706440.73 | 708823.742 | 711283.369 | 713813.403 | 716415.551 | 719090.555 | 721839.163 | 724662.133 | 727560.237 | Rotherham | Sheffield City Region
NG FES - Consumer Transformation | I&C Base Energy Demand (MWh) | Ryedale | 210364.836 | 209594.156 | 208688.161 | 207782.391 | 206847.628 | 205859.534 | 204833.07 | 203777.57 | 202673.041 | 201527.537 | 200316.078 | 199064.352 | 200059.947 | 201085.841 | 202117.863 | 203151.055 | 204203.888 | 205279.347 | 206377.202 | 207492.042 | 208626.222 | 209776.921 | 210948.076 | 212140.186 | 213353.119 | 214659.664 | 215944.856 | 217256.274 | 218594.198 | 219958.915 | 221350.714 | 222769.89 | Ryedale | York and North Yorkshire
NG FES - Consumer Transformation | I&C Base Energy Demand (MWh) | Scarborough | 319711.069 | 316680.028 | 313301.148 | 309913.617 | 306511.496 | 303093.239 | 299656.142 | 296200.096 | 292725.06 | 289229.833 | 285715.226 | 282175.919 | 281838.726 | 281516.457 | 281205.915 | 280900.737 | 280607.598 | 280324.012 | 280053.979 | 279797.697 | 279553.293 | 279319.803 | 279099.01 | 278891.242 | 278695.941 | 278520.799 | 278353.975 | 278200.483 | 278060.417 | 277933.875 | 277820.945 | 277721.729 | Scarborough | York and North Yorkshire
NG FES - Consumer Transformation | I&C Base Energy Demand (MWh) | Selby | 324390.931 | 322769.214 | 320871.652 | 318941.903 | 316984.599 | 314980.474 | 312912.738 | 310779.937 | 308589.854 | 306349.978 | 304060.373 | 301716.098 | 302782.105 | 303879.174 | 304991.651 | 306122.527 | 307271.539 | 308452.751 | 309666.657 | 310921.291 | 312203.156 | 313511.405 | 314846.694 | 316212.042 | 317604.585 | 319133.961 | 320633.791 | 322171.739 | 323748.216 | 325363.634 | 327018.42 | 328712.998 | Selby | Leeds City Region | York and North Yorkshire
NG FES - Consumer Transformation | I&C Base Energy Demand (MWh) | Sheffield | 1258162.899 | 1243250.614 | 1226713.247 | 1210174.463 | 1193633.096 | 1177087.513 | 1160537.577 | 1143984.009 | 1127426.24 | 1110864.638 | 1094299.105 | 1077729.603 | 1073421.014 | 1069133.702 | 1064867.584 | 1060622.453 | 1056397.808 | 1052194.152 | 1048012.203 | 1043851.732 | 1039711.911 | 1035592.46 | 1031493.337 | 1027414.614 | 1023356.055 | 1019319.836 | 1015302.822 | 1011306.176 | 1007329.848 | 1003373.8 | 999438.003 | 995522.405 | Sheffield | Sheffield City Region
NG FES - Consumer Transformation | I&C Base Energy Demand (MWh) | South Tyneside | 182708.401 | 180532.78 | 178119.955 | 175706.895 | 173293.71 | 170880.356 | 168466.891 | 166053.251 | 163639.404 | 161225.084 | 158810.354 | 156395.229 | 155759.395 | 155126.186 | 154495.572 | 153867.669 | 153242.622 | 152620.319 | 152000.598 | 151383.404 | 150768.999 | 150157.477 | 149548.81 | 148942.943 | 148339.852 | 147738.79 | 147140.926 | 146545.77 | 145953.317 | 145363.553 | 144776.473 | 144192.067 | South Tyneside | North Eastern
NG FES - Consumer Transformation | I&C Base Energy Demand (MWh) | Stockton-on-Tees | 463742.052 | 461075.57 | 458045.826 | 454981.044 | 451848.859 | 448632.722 | 445322.4 | 441925.873 | 438438.766 | 434865.264 | 431204.256 | 427457.503 | 428551.795 | 429671.101 | 430821.829 | 431998.351 | 433208.2 | 434445.163 | 435728.141 | 437053.58 | 438419.246 | 439820.125 | 441256.133 | 442727.514 | 444231.146 | 445700.355 | 447248.892 | 448829.446 | 450442.308 | 452087.773 | 453766.139 | 455477.709 | Stockton-on-Tees | Tees Valley
NG FES - Consumer Transformation | I&C Base Energy Demand (MWh) | Sunderland | 553946.641 | 547632.994 | 540627.846 | 533618.988 | 526603.301 | 519578.357 | 512544.39 | 505501.683 | 498450.255 | 491389.924 | 484320.427 | 477241.394 | 475588.736 | 473946.965 | 472315.946 | 470694.735 | 469083.643 | 467482.981 | 465893.053 | 464314.17 | 462746.2 | 461189.211 | 459643.071 | 458107.873 | 456583.415 | 455061.554 | 453555.319 | 452059.362 | 450573.684 | 449098.291 | 447633.173 | 446178.334 | Sunderland | North Eastern
NG FES - Consumer Transformation | I&C Base Energy Demand (MWh) | Wakefield | 1078671.397 | 1071531.308 | 1063421.024 | 1055281.668 | 1047048.362 | 1038708.589 | 1030244.471 | 1021672.604 | 1012984.075 | 1004180.164 | 995256.054 | 986206.166 | 988354.427 | 990602.406 | 992959.684 | 995408.172 | 997938.483 | 1000566.126 | 1003314.179 | 1006192.374 | 1009168.057 | 1012235.257 | 1015394.348 | 1018647.236 | 1021984.261 | 1025731.661 | 1029408.574 | 1033208.154 | 1037131.723 | 1041180.604 | 1045356.142 | 1049659.714 | Wakefield | Leeds City Region
NG FES - Consumer Transformation | I&C Base Energy Demand (MWh) | West Lindsey | 212535.27 | 211292.993 | 209886.246 | 208470.301 | 207027.91 | 205557.325 | 204054.04 | 202512.658 | 200935.032 | 199330.444 | 197692.236 | 196013.366 | 196551.994 | 197103.318 | 197668.496 | 198246.425 | 198833.987 | 199443.229 | 200067.472 | 200710.544 | 201369.447 | 202044.989 | 202739.187 | 203453.762 | 204185.016 | 204931.334 | 205698.585 | 206484.5 | 207289.257 | 208113.053 | 208956.073 | 209818.508 | West Lindsey | Greater Lincolnshire
NG FES - Consumer Transformation | I&C Base Energy Demand (MWh) | York | 466604.326 | 461334.68 | 455481.44 | 449625.541 | 443764.864 | 437895.988 | 432018.165 | 426131.586 | 420235.891 | 414332.572 | 408420.642 | 402500.43 | 401156.205 | 399822.44 | 398497.711 | 397181.921 | 395874.71 | 394577.619 | 393291.234 | 392016.095 | 390751.177 | 389495.96 | 388250.757 | 387015.947 | 385791.235 | 384583.228 | 383381.821 | 382191.143 | 381011.223 | 379842.084 | 378683.756 | 377536.267 | York | Leeds City Region | York and North Yorkshire
NG FES - Leading the Way | I&C Base Energy Demand (MWh) | Barnsley | 600886.683 | 597473.403 | 590072.721 | 582595.122 | 574997.201 | 567264.703 | 559391.989 | 551389.148 | 543255.37 | 534992.129 | 526594.493 | 518052.814 | 520207.768 | 522423.56 | 524713.016 | 527058.517 | 529458.955 | 531916.68 | 534447.728 | 537055.094 | 539721.904 | 542442.006 | 545214.898 | 548042.764 | 550922.535 | 554016.394 | 557084.483 | 560223.54 | 563434.466 | 566718.184 | 570075.627 | 573507.742 | Barnsley | Leeds City Region | Sheffield City Region
NG FES - Leading the Way | I&C Base Energy Demand (MWh) | Bassetlaw | 57407.742 | 57063.564 | 56338.645 | 55606.317 | 54862.693 | 54106.642 | 53337.666 | 52556.673 | 51762.509 | 50955.758 | 50136.349 | 49302.529 | 49486.6 | 49676.009 | 49870.324 | 50069.163 | 50271.953 | 50479.299 | 50693.585 | 50914.378 | 51140.019 | 51370.447 | 51606.239 | 51847.431 | 52093.553 | 52351.671 | 52611.719 | 52877.794 | 53149.971 | 53428.33 | 53712.946 | 54003.898 | Bassetlaw | Derby, Derbyshire, Nottingham and Nottinghamshire | Sheffield City Region
NG FES - Leading the Way | I&C Base Energy Demand (MWh) | Bradford | 1111162.634 | 1097905.005 | 1076825.706 | 1055745.165 | 1034662.51 | 1013577.277 | 992489.039 | 971398.523 | 950305.306 | 929209.614 | 908111.201 | 887010.143 | 884292.173 | 881583.867 | 878885.303 | 876196.272 | 873516.557 | 870846.42 | 868185.949 | 865535.338 | 862894.222 | 860262.48 | 857640.147 | 855027.209 | 852423.602 | 849830.64 | 847246.381 | 844671.568 | 842106.191 | 839550.241 | 837003.709 | 834466.579 | Bradford | Leeds City Region
NG FES - Leading the Way | I&C Base Energy Demand (MWh) | Calderdale | 515803.048 | 509625.225 | 499814.863 | 490004.381 | 480193.649 | 470382.591 | 460571.208 | 450759.496 | 440947.428 | 431135.017 | 421322.288 | 411509.196 | 410224.8 | 408944.54 | 407668.434 | 406396.443 | 405128.554 | 403864.744 | 402605.041 | 401349.449 | 400097.961 | 398850.527 | 397607.158 | 396367.837 | 395132.554 | 393901.247 | 392673.989 | 391450.735 | 390231.472 | 389016.192 | 387804.888 | 386597.541 | Calderdale | Leeds City Region
NG FES - Leading the Way | I&C Base Energy Demand (MWh) | County Durham | 1190512.788 | 1176438.17 | 1153991.87 | 1131540.725 | 1109083.304 | 1086619.108 | 1064147.787 | 1041667.213 | 1019178.432 | 996681.265 | 974174.752 | 951660.624 | 948867.309 | 946085.31 | 943315.838 | 940557.185 | 937809.936 | 935074.255 | 932351.138 | 929641.117 | 926942.543 | 924255.518 | 921579.815 | 918915.527 | 916262.549 | 913617.881 | 910986.639 | 908366.656 | 905757.93 | 903160.472 | 900574.275 | 897999.348 | County Durham | North Eastern
NG FES - Leading the Way | I&C Base Energy Demand (MWh) | Craven | 127515.48 | 126317.267 | 124249.015 | 122177.351 | 120097.534 | 118006.619 | 115897.496 | 113780.877 | 111650.004 | 109508.329 | 107351.408 | 105182.318 | 105187.868 | 105199.721 | 105216.753 | 105238.199 | 105262.838 | 105293.741 | 105329.352 | 105372.325 | 105420.429 | 105473.422 | 105531.808 | 105595.398 | 105664.148 | 105742.541 | 105824.28 | 105911.908 | 106005.487 | 106105.084 | 106210.764 | 106322.59 | Craven | Leeds City Region | York and North Yorkshire
NG FES - Leading the Way | I&C Base Energy Demand (MWh) | Darlington | 231569.126 | 228821.039 | 224443.805 | 220065.821 | 215686.925 | 211307.043 | 206926.138 | 202543.787 | 198160.267 | 193775.505 | 189389.373 | 185002.181 | 184448.852 | 183897.62 | 183348.692 | 182801.783 | 182257.074 | 181714.533 | 181174.335 | 180636.543 | 180100.883 | 179567.384 | 179035.981 | 178506.689 | 177979.471 | 177453.575 | 176930.289 | 176409.067 | 175889.902 | 175372.801 | 174857.757 | 174344.77 | Darlington | Tees Valley
NG FES - Leading the Way | I&C Base Energy Demand (MWh) | Doncaster | 846216.585 | 840877.821 | 829901.165 | 818823.589 | 807582.873 | 796144.569 | 784513.851 | 772711.667 | 760713.526 | 748536.141 | 736197.948 | 723678.125 | 726115.371 | 728620.033 | 731201.255 | 733853.65 | 736571.137 | 739360.178 | 742235.364 | 745209.423 | 748255.965 | 751370.992 | 754555.051 | 757808.178 | 761126.887 | 764593.053 | 768095.968 | 771679.361 | 775344.227 | 779091.567 | 782922.396 | 786837.741 | Doncaster | Sheffield City Region
NG FES - Leading the Way | I&C Base Energy Demand (MWh) | East Lindsey | 139328.867 | 138410.343 | 136563.783 | 134699.955 | 132817.419 | 130912.063 | 128976.392 | 127018.084 | 125029.005 | 123014.018 | 120965.817 | 118889.225 | 119265.087 | 119650.107 | 120045.072 | 120447.539 | 120856.677 | 121276.671 | 121706.715 | 122148.585 | 122599.747 | 123060.693 | 123531.921 | 124014.732 | 124509.157 | 125041.853 | 125570.089 | 126111.754 | 126667.02 | 127236.048 | 127819.016 | 128416.1 | East Lindsey | Greater Lincolnshire
NG FES - Leading the Way | I&C Base Energy Demand (MWh) | East Riding of Yorkshire | 944635.449 | 939154.885 | 927456.729 | 915676.79 | 903724.285 | 891535.193 | 879112.69 | 866454.099 | 853533.075 | 840365.755 | 826974.818 | 813322.159 | 816422.94 | 819577.683 | 822802.928 | 826089.906 | 829428.934 | 832820.368 | 836284.374 | 839839.184 | 843489.711 | 847213.971 | 851019.674 | 854914.684 | 858897.52 | 862857.174 | 866967.555 | 871159.577 | 875434.204 | 879792.418 | 884235.212 | 888763.585 | East Riding of Yorkshire | Humber | York and North Yorkshire
NG FES - Leading the Way | I&C Base Energy Demand (MWh) | Gateshead | 505201.991 | 499155.626 | 489551.686 | 479947.487 | 470342.881 | 460737.822 | 451132.272 | 441526.288 | 431919.763 | 422312.738 | 412705.175 | 403097.069 | 401843.279 | 400593.562 | 399347.937 | 398106.362 | 396868.771 | 395635.195 | 394405.649 | 393180.151 | 391958.666 | 390741.176 | 389527.688 | 388318.194 | 387112.688 | 385911.251 | 384713.71 | 383520.125 | 382330.487 | 381144.785 | 379963.009 | 378785.15 | Gateshead | North Eastern
NG FES - Leading the Way | I&C Base Energy Demand (MWh) | Hambleton | 305342.31 | 303814.563 | 300291.868 | 296724.338 | 293087.117 | 289358.269 | 285537.462 | 281628.684 | 277625.714 | 273554.502 | 269378.209 | 265128.41 | 266336.975 | 267574.988 | 268841.688 | 270136.893 | 271438.008 | 272763.13 | 274125.255 | 275516.969 | 276932.331 | 278370.256 | 279833.977 | 281326.372 | 282844.787 | 284379.827 | 285947.122 | 287540.967 | 289161.671 | 290809.545 | 292484.899 | 294188.053 | Hambleton | York and North Yorkshire
NG FES - Leading the Way | I&C Base Energy Demand (MWh) | Harrogate | 467267.118 | 465584.376 | 460928.3 | 456191.019 | 451326.215 | 446266.93 | 441020.714 | 435610.23 | 430047.27 | 424337.388 | 418457.369 | 412418.779 | 414902.316 | 417454.464 | 420077.461 | 422752.736 | 425444.211 | 428203.944 | 431046.602 | 433976.346 | 436957.964 | 439987.321 | 443074.329 | 446220.064 | 449426.634 | 452580.888 | 455856.517 | 459184.332 | 462564.964 | 465999.047 | 469487.22 | 473030.13 | Harrogate | Leeds City Region | York and North Yorkshire
NG FES - Leading the Way | I&C Base Energy Demand (MWh) | Hartlepool | 270342.66 | 267308.503 | 262384.939 | 257456.118 | 252519.681 | 247574.437 | 242619.664 | 237655.939 | 232682.952 | 227700.981 | 222709.971 | 217710.01 | 217219.374 | 216732.462 | 216249.7 | 215770.718 | 215296.033 | 214825.216 | 214359.542 | 213898.778 | 213442.786 | 212991.221 | 212544.084 | 212101.391 | 211662.929 | 211224.147 | 210792.812 | 210365.697 | 209942.82 | 209524.206 | 209109.875 | 208699.853 | Hartlepool | Tees Valley
NG FES - Leading the Way | I&C Base Energy Demand (MWh) | High Peak | 20616.393 | 20369.132 | 19976.657 | 19584.181 | 19191.706 | 18799.23 | 18406.755 | 18014.28 | 17621.804 | 17229.329 | 16836.853 | 16444.378 | 16392.724 | 16341.233 | 16289.903 | 16238.735 | 16187.727 | 16136.879 | 16086.192 | 16035.663 | 15985.293 | 15935.082 | 15885.028 | 15835.131 | 15785.391 | 15735.808 | 15686.38 | 15637.107 | 15587.989 | 15539.026 | 15490.216 | 15441.559 | High Peak | Derby, Derbyshire, Nottingham and Nottinghamshire,
NG FES - Leading the Way | I&C Base Energy Demand (MWh) | Kingston upon Hull, City of | 765155.584 | 756394.383 | 742274.853 | 728149.604 | 714012.062 | 699857.679 | 685686.702 | 671498.91 | 657292.415 | 643068.354 | 628828.454 | 614569.873 | 613041.359 | 611522.095 | 610013.39 | 608514.592 | 607024.915 | 605544.33 | 604074.289 | 602616.098 | 601170.13 | 599734.773 | 598310.559 | 596898.037 | 595497.087 | 594099.067 | 592717.461 | 591346.88 | 589987.373 | 588638.997 | 587301.801 | 585975.839 | Kingston upon Hull, City of | Humber
NG FES - Leading the Way | I&C Base Energy Demand (MWh) | Kirklees | 845633.859 | 835622.93 | 819664.015 | 803702.631 | 787737.199 | 771767.343 | 755792.768 | 739813.837 | 723830.381 | 707842.424 | 691849.834 | 675852.361 | 673861.039 | 671878.359 | 669904.647 | 667939.389 | 665982.44 | 664033.977 | 662094.519 | 660164.207 | 658242.381 | 656328.859 | 654423.616 | 652526.695 | 650637.913 | 648763.539 | 646894.297 | 645033.903 | 643182.364 | 641339.698 | 639505.923 | 637681.053 | Kirklees | Leeds City Region
NG FES - Leading the Way | I&C Base Energy Demand (MWh) | Leeds | 2004707.756 | 1980879.097 | 1942944.879 | 1905006.112 | 1867060.877 | 1829106.859 | 1791143.726 | 1753172.216 | 1715192.712 | 1677205.424 | 1639209.719 | 1601205.661 | 1596385.712 | 1591584.87 | 1586802.982 | 1582039.339 | 1577292.853 | 1572565.297 | 1567857.268 | 1563169.103 | 1558499.208 | 1553847.343 | 1549213.748 | 1544598.477 | 1540001.395 | 1535425.075 | 1530865.716 | 1526324.819 | 1521802.396 | 1517298.426 | 1512812.918 | 1508345.874 | Leeds | Leeds City Region
NG FES - Leading the Way | I&C Base Energy Demand (MWh) | Middlesbrough | 258077.543 | 255506.56 | 251154.089 | 246788.722 | 242404.278 | 237998.025 | 233567.628 | 229115.193 | 224639.847 | 220142.305 | 215621.877 | 211078.605 | 210902.604 | 210732.718 | 210570.069 | 210413.788 | 210264.876 | 210122.099 | 209988.684 | 209864.289 | 209748.287 | 209640.102 | 209539.74 | 209447.347 | 209362.298 | 209275.481 | 209202.77 | 209137.57 | 209079.949 | 209029.971 | 208987.701 | 208953.208 | Middlesbrough | Tees Valley
NG FES - Leading the Way | I&C Base Energy Demand (MWh) | Newcastle upon Tyne | 747174.119 | 741620.158 | 730945.222 | 720172.13 | 709337.491 | 698435.964 | 687480.92 | 676451.107 | 665337.276 | 654067.178 | 642659.361 | 631116.987 | 632624.683 | 634113.745 | 635578.373 | 637054.169 | 638580.096 | 640129.533 | 641662.669 | 643166.327 | 644712.631 | 646328.331 | 648009.373 | 649745.039 | 651532.184 | 653194.997 | 655013.672 | 656875.456 | 658780.824 | 660730.238 | 662724.17 | 664763.11 | Newcastle upon Tyne | North Eastern
NG FES - Leading the Way | I&C Base Energy Demand (MWh) | North East Derbyshire | 18322.349 | 18209.445 | 17975.427 | 17739.689 | 17500.898 | 17258.772 | 17012.508 | 16762.552 | 16508.505 | 16250.732 | 15988.632 | 15722.302 | 15780.487 | 15840.626 | 15902.041 | 15964.962 | 16029.584 | 16095.642 | 16164.239 | 16234.692 | 16306.729 | 16380.365 | 16455.723 | 16532.965 | 16611.949 | 16693.087 | 16775.825 | 16860.431 | 16946.926 | 17035.334 | 17125.68 | 17217.986 | North East Derbyshire | Derby, Derbyshire, Nottingham and Nottinghamshire | Sheffield City Region
NG FES - Leading the Way | I&C Base Energy Demand (MWh) | North East Lincolnshire | 525496.202 | 519373.062 | 509561.313 | 499745.222 | 489923.006 | 480093.648 | 470256.576 | 460412.607 | 450561.179 | 440702.971 | 430837.541 | 420964.916 | 419814.853 | 418670.475 | 417532.315 | 416400.223 | 415273.52 | 414153.159 | 413039.224 | 411932.043 | 410830.999 | 409735.981 | 408647.167 | 407564.729 | 406488.459 | 405419.296 | 404355.986 | 403299.051 | 402248.516 | 401204.396 | 400166.713 | 399135.492 | North East Lincolnshire | Greater Lincolnshire | Humber
NG FES - Leading the Way | I&C Base Energy Demand (MWh) | North Lincolnshire | 627921.498 | 624024.515 | 615964.145 | 607805.908 | 599508.76 | 591044.463 | 582410.995 | 573630.6 | 564695.4 | 555612.571 | 546386.606 | 537017.394 | 538741.139 | 540495.894 | 542298.794 | 544151.371 | 546033.502 | 547960.466 | 549943.309 | 551987.025 | 554077.938 | 556211.114 | 558390.388 | 560618.36 | 562892.173 | 565183.676 | 567542.328 | 569948.168 | 572401.739 | 574903.585 | 577454.261 | 580054.332 | North Lincolnshire | Greater Lincolnshire | Humber
NG FES - Leading the Way | I&C Base Energy Demand (MWh) | North Tyneside | 342985.195 | 340943.321 | 336635.345 | 332286.15 | 327875.461 | 323389.353 | 318824.596 | 314193.68 | 309482 | 304691.835 | 299820.749 | 294867.788 | 296005.917 | 297164.969 | 298342.298 | 299547.378 | 300770.916 | 302020.33 | 303296.754 | 304605.511 | 305944.051 | 307311.139 | 308706.534 | 310130.342 | 311582.132 | 313103.736 | 314634.209 | 316198.28 | 317796.359 | 319428.864 | 321096.218 | 322798.853 | North Tyneside | North Eastern
NG FES - Leading the Way | I&C Base Energy Demand (MWh) | Northumberland | 789101.937 | 784122.93 | 773904.128 | 763598.246 | 753147.919 | 742538.78 | 731751.255 | 720812.923 | 709679.43 | 698371.865 | 686873.904 | 675184.706 | 677430.487 | 679719.859 | 682063.691 | 684452.445 | 686859.352 | 689303.57 | 691798.146 | 694355.328 | 696963.208 | 699616.012 | 702322.11 | 705083.293 | 707903.239 | 710846.067 | 713804.266 | 716823.899 | 719905.686 | 723050.345 | 726258.603 | 729531.211 | Northumberland | North Eastern
NG FES - Leading the Way | I&C Base Energy Demand (MWh) | Pendle | 71546.749 | 70749.327 | 69453.11 | 68156.27 | 66857.939 | 65557.578 | 64253.878 | 62948.812 | 61641.133 | 60331.476 | 59019.025 | 57704.347 | 57584.653 | 57466.493 | 57349.658 | 57234.009 | 57119.322 | 57006.156 | 56894.225 | 56784.014 | 56675.114 | 56567.48 | 56461.201 | 56356.244 | 56252.598 | 56151.095 | 56050.563 | 55951.473 | 55853.836 | 55757.662 | 55662.964 | 55569.75 | Pendle | Lancashire
NG FES - Leading the Way | I&C Base Energy Demand (MWh) | Redcar and Cleveland | 196893.799 | 195833.619 | 193467.78 | 191072.928 | 188631.637 | 186139.719 | 183586.618 | 180983.486 | 178327.571 | 175620.021 | 172855.022 | 170029.989 | 170708.347 | 171398.959 | 172104.906 | 172824.328 | 173557.575 | 174299.645 | 175058.504 | 175835.776 | 176627.184 | 177433.816 | 178255.676 | 179093.992 | 179946.21 | 180811.011 | 181694.397 | 182593.764 | 183509.298 | 184441.181 | 185389.605 | 186354.756 | Redcar and Cleveland | Tees Valley
NG FES - Leading the Way | I&C Base Energy Demand (MWh) | Richmondshire | 168888.736 | 168198.264 | 166405.985 | 164579.715 | 162713.772 | 160805.745 | 158854.669 | 156835.402 | 154764.35 | 152637.576 | 150446.614 | 148210.14 | 149024.496 | 149853.884 | 150709.336 | 151575.782 | 152461.952 | 153367.759 | 154301.828 | 155267.7 | 156250.62 | 157252.746 | 158271 | 159306.452 | 160357.833 | 161390.424 | 162464.201 | 163554.029 | 164660.09 | 165782.574 | 166921.669 | 168077.563 | Richmondshire | York and North Yorkshire
NG FES - Leading the Way | I&C Base Energy Demand (MWh) | Rotherham | 746534.765 | 741676.897 | 731867.469 | 721961.489 | 711947.321 | 701767.189 | 691429.049 | 680949.819 | 670310.682 | 659519.389 | 648582.177 | 637497.334 | 639585.367 | 641740.497 | 643966.791 | 646264.112 | 648614.261 | 651042.089 | 653556.359 | 656159.94 | 658835.589 | 661577.79 | 664387.022 | 667265.794 | 670211.166 | 673234.453 | 676330.001 | 679499.642 | 682744.307 | 686064.927 | 689462.45 | 692937.842 | Rotherham | Sheffield City Region
NG FES - Leading the Way | I&C Base Energy Demand (MWh) | Ryedale | 210364.836 | 209594.156 | 207459.189 | 205301.266 | 203090.725 | 200803.348 | 198453.61 | 196050.164 | 193573.375 | 191030.735 | 188398.418 | 185700.612 | 186822.967 | 187975.773 | 189136.506 | 190300.54 | 191485.201 | 192693.357 | 193924.857 | 195174.68 | 196445.102 | 197733.515 | 199043.694 | 200376.172 | 201730.89 | 203176.804 | 204605.272 | 206061.357 | 207545.41 | 209057.786 | 210598.842 | 212168.945 | Ryedale | York and North Yorkshire
NG FES - Leading the Way | I&C Base Energy Demand (MWh) | Scarborough | 319711.069 | 316680.028 | 311456.104 | 306212.948 | 300944.433 | 295648.865 | 290323.45 | 284967.954 | 279582.214 | 274164.952 | 268716.807 | 263232.668 | 263190.846 | 263162.606 | 263144.995 | 263132.09 | 263130.167 | 263136.919 | 263156.14 | 263188.052 | 263230.931 | 263283.903 | 263348.684 | 263425.617 | 263514.218 | 263621.796 | 263737.193 | 263865.194 | 264005.925 | 264159.512 | 264326.092 | 264505.791 | Scarborough | York and North Yorkshire
NG FES - Leading the Way | I&C Base Energy Demand (MWh) | Selby | 324390.931 | 322769.214 | 318982.027 | 315133.427 | 311227.314 | 307244.13 | 303167.174 | 298994.917 | 294734.708 | 290393.373 | 285970.523 | 281461.064 | 282748.507 | 284067.353 | 285403.051 | 286758.45 | 288133.362 | 289541.041 | 290982.054 | 292464.054 | 293974.457 | 295512.549 | 297079.028 | 298676.833 | 300303.345 | 302062.422 | 303796.835 | 305570.673 | 307384.445 | 309238.665 | 311133.854 | 313070.539 | Selby | Leeds City Region | York and North Yorkshire
NG FES - Leading the Way | I&C Base Energy Demand (MWh) | Sheffield | 1258162.899 | 1243250.614 | 1219489.091 | 1195723.805 | 1171953.549 | 1148176.669 | 1124393.006 | 1100603.241 | 1076806.77 | 1053003.921 | 1029194.581 | 1005378.636 | 1002398.038 | 999430.062 | 996474.684 | 993531.759 | 990600.869 | 987682.523 | 984777.458 | 981885.503 | 979005.942 | 976138.545 | 973283.326 | 970440.406 | 967609.598 | 964793.028 | 961987.768 | 959194.958 | 956414.617 | 953646.755 | 950891.378 | 948148.507 | Sheffield | Sheffield City Region
NG FES - Leading the Way | I&C Base Energy Demand (MWh) | South Tyneside | 182708.401 | 180532.78 | 177070.999 | 173608.787 | 170146.236 | 166683.306 | 163220.045 | 159756.384 | 156292.285 | 152827.481 | 149362.049 | 145895.986 | 145453.563 | 145012.521 | 144572.837 | 144134.622 | 143698.02 | 143262.934 | 142829.218 | 142396.824 | 141966.006 | 141536.857 | 141109.359 | 140683.468 | 140259.166 | 139835.751 | 139414.337 | 138994.468 | 138576.142 | 138159.358 | 137744.111 | 137330.404 | South Tyneside | North Eastern
NG FES - Leading the Way | I&C Base Energy Demand (MWh) | Stockton-on-Tees | 463742.052 | 461075.57 | 455348.379 | 449548.131 | 443642.084 | 437613.701 | 431452.978 | 425167.696 | 418753.631 | 412214.787 | 405550.072 | 398761.099 | 400196.634 | 401658.104 | 403151.577 | 404671.879 | 406226.152 | 407808.666 | 409437.267 | 411108.746 | 412821.131 | 414569.819 | 416354.836 | 418176.519 | 420032.03 | 421858.361 | 423763.188 | 425701.882 | 427674.817 | 429682.374 | 431724.939 | 433802.902 | Stockton-on-Tees | Tees Valley
NG FES - Leading the Way | I&C Base Energy Demand (MWh) | Sunderland | 553946.641 | 547632.994 | 537444.068 | 527247.062 | 517038.785 | 506816.816 | 496581.361 | 486332.66 | 476070.712 | 465795.295 | 455506.136 | 445202.858 | 444121.373 | 443047.339 | 441980.662 | 440920.484 | 439867.121 | 438820.886 | 437782.096 | 436751.065 | 435727.699 | 434712.094 | 433704.146 | 432703.978 | 431711.419 | 430718.796 | 429738.454 | 428765.366 | 427799.556 | 426841.05 | 425889.876 | 424946.056 | Sunderland | North Eastern
NG FES - Leading the Way | I&C Base Energy Demand (MWh) | Wakefield | 1078671.397 | 1071531.308 | 1057158.502 | 1042680.58 | 1028031.186 | 1013196.513 | 998157.837 | 982929.977 | 967502.859 | 951876.242 | 936044.019 | 919999.416 | 922959.886 | 926018.723 | 929185.188 | 932442.67 | 935782.636 | 939219.887 | 942776.415 | 946461.725 | 950245.459 | 954122.289 | 958092.847 | 962159.211 | 966312.534 | 970861.86 | 975352.801 | 979968.361 | 984710.166 | 989579.856 | 994579.098 | 999709.583 | Wakefield | Leeds City Region
NG FES - Leading the Way | I&C Base Energy Demand (MWh) | West Lindsey | 212535.27 | 211292.993 | 208650.218 | 205980.962 | 203267.734 | 200508.564 | 197698.842 | 194833.219 | 191913.399 | 188948.08 | 185930.682 | 182854.445 | 183547.117 | 184252.895 | 184972.906 | 185706.157 | 186449.761 | 187215.058 | 187995.842 | 188795.752 | 189612.03 | 190445.481 | 191298.057 | 192171.446 | 193062.21 | 193968.873 | 194897.047 | 195844.637 | 196811.876 | 197799.001 | 198806.255 | 199833.878 | West Lindsey | Greater Lincolnshire
NG FES - Leading the Way | I&C Base Energy Demand (MWh) | York | 466604.326 | 461334.68 | 452799.093 | 444256.575 | 435704.915 | 427140.678 | 418563.099 | 409972.342 | 401368.032 | 392751.564 | 384121.95 | 375479.462 | 374613.674 | 373755.467 | 372903.53 | 372057.797 | 371217.95 | 370385.463 | 369560.909 | 368744.824 | 367936.27 | 367134.787 | 366340.698 | 365554.381 | 364775.585 | 364010.593 | 363249.872 | 362497.36 | 361753.106 | 361017.169 | 360289.602 | 359570.457 | York | Leeds City Region | York and North Yorkshire
NPg Planning Scenario | I&C Base Energy Demand (MWh) | Barnsley | 600886.683 | 595461.999 | 590632.732 | 586151.028 | 581977.434 | 578094.135 | 574489.628 | 571164.638 | 568111.406 | 565323.947 | 562791.024 | 560497.2 | 558456.059 | 556673.082 | 555148.403 | 553856.812 | 552786.745 | 551929.328 | 551286.596 | 550849.681 | 550593.449 | 550501.391 | 550561.344 | 550763.067 | 551091.843 | 551664.407 | 552276.361 | 552991.789 | 553797.887 | 554681.536 | 555629.251 | 556627.191 | Barnsley | Leeds City Region | Sheffield City Region
NPg Planning Scenario | I&C Base Energy Demand (MWh) | Bassetlaw | 57407.742 | 56878.151 | 56405.514 | 55965.788 | 55555.355 | 55172.66 | 54816.603 | 54487.192 | 54182.78 | 53903.103 | 53647.362 | 53413.332 | 53203.131 | 53017.33 | 52854.559 | 52713.492 | 52592.631 | 52491.443 | 52410.815 | 52349.308 | 52304.471 | 52275.149 | 52260.676 | 52259.93 | 52271.357 | 52299.424 | 52334.819 | 52379.583 | 52432.492 | 52492.297 | 52557.711 | 52627.421 | Bassetlaw | Derby, Derbyshire, Nottingham and Nottinghamshire | Sheffield City Region
NPg Planning Scenario | I&C Base Energy Demand (MWh) | Bradford | 1111162.634 | 1095834.783 | 1081198.451 | 1067225.219 | 1053890.68 | 1041170.818 | 1029041.662 | 1017480.234 | 1006462.71 | 995965.846 | 985966.084 | 976440.177 | 967365.226 | 958718.305 | 950476.351 | 942616.139 | 935114.465 | 927948.612 | 921095.757 | 914533.228 | 908237.962 | 902187.148 | 896358.151 | 890728.377 | 885275.223 | 879977.242 | 874810.463 | 869753.089 | 864782.789 | 859877.275 | 855014.322 | 850171.747 | Bradford | Leeds City Region
NPg Planning Scenario | I&C Base Energy Demand (MWh) | Calderdale | 515803.048 | 508682.159 | 501880.422 | 495386.225 | 489188.433 | 483275.981 | 477637.882 | 472263.195 | 467140.967 | 462260.323 | 457610.422 | 453180.392 | 448959.486 | 444936.955 | 441102.073 | 437444.105 | 433952.348 | 430616.144 | 427424.879 | 424367.961 | 421434.811 | 418614.852 | 415897.566 | 413272.459 | 410729.054 | 408256.863 | 405845.542 | 403484.663 | 401163.864 | 398872.796 | 396601.149 | 394338.632 | Calderdale | Leeds City Region
NPg Planning Scenario | I&C Base Energy Demand (MWh) | County Durham | 1190512.788 | 1174190.054 | 1158615.757 | 1143750.795 | 1129568.879 | 1116044.482 | 1103152.23 | 1090865.422 | 1079159.864 | 1068010.469 | 1057391.567 | 1047279.731 | 1037650.627 | 1028480.258 | 1019744.898 | 1011418.518 | 1003477.006 | 995895.958 | 988651.703 | 981720.229 | 975075.854 | 968694.355 | 962551.286 | 956622.521 | 950883.825 | 945308.737 | 939877.217 | 934563.543 | 929343.759 | 924193.943 | 919090.22 | 914008.754 | County Durham | North Eastern
NPg Planning Scenario | I&C Base Energy Demand (MWh) | Craven | 127515.48 | 125998.718 | 124585.155 | 123249.333 | 121985.581 | 120789.502 | 119653.392 | 118583.296 | 117571.751 | 116619.251 | 115719.996 | 114874.206 | 114079.527 | 113336.554 | 112641.892 | 111992.448 | 111384.756 | 110818.811 | 110290.85 | 109800.478 | 109343.371 | 108916.794 | 108518.588 | 108146.024 | 107796.477 | 107470.85 | 107161.55 | 106867.922 | 106587.331 | 106317.121 | 106054.608 | 105797.08 | Craven | Leeds City Region | York and North Yorkshire
NPg Planning Scenario | I&C Base Energy Demand (MWh) | Darlington | 231569.126 | 228387.918 | 225351.585 | 222453.206 | 219687.73 | 217050.202 | 214535.69 | 212138.984 | 209855.421 | 207680.081 | 205608.004 | 203634.602 | 201755.084 | 199964.749 | 198258.945 | 196632.65 | 195081.22 | 193599.853 | 192183.931 | 190828.738 | 189529.33 | 188280.986 | 187078.944 | 185918.501 | 184794.934 | 183702.962 | 182638.923 | 181597.714 | 180574.679 | 179565.167 | 178564.539 | 177568.161 | Darlington | Tees Valley
NPg Planning Scenario | I&C Base Energy Demand (MWh) | Doncaster | 846216.585 | 838260.59 | 831124.304 | 824475.459 | 818256.09 | 812428.582 | 806985.836 | 801933.438 | 797240.412 | 792908.794 | 788942.637 | 785313.327 | 782045.54 | 779129.496 | 776557.967 | 774311.293 | 772369.153 | 770721.482 | 769364.641 | 768293.073 | 767468.786 | 766872.132 | 766486.9 | 766296.167 | 766279.834 | 766486.553 | 766808.558 | 767262.908 | 767831.599 | 768496.214 | 769237.899 | 770037.337 | Doncaster | Sheffield City Region
NPg Planning Scenario | I&C Base Energy Demand (MWh) | East Lindsey | 139328.867 | 137972.043 | 136749.201 | 135605.843 | 134539.223 | 133544.502 | 132614.066 | 131752.092 | 130950.318 | 130210.733 | 129525.478 | 128896.489 | 128322.837 | 127805.617 | 127343.015 | 126930.531 | 126564.986 | 126247.254 | 125974.08 | 125744.264 | 125553.087 | 125398.244 | 125277.38 | 125188.735 | 125129.479 | 125117.873 | 125116.974 | 125137.988 | 125177.973 | 125233.913 | 125302.735 | 125381.294 | East Lindsey | Greater Lincolnshire
NPg Planning Scenario | I&C Base Energy Demand (MWh) | East Riding of Yorkshire | 944635.449 | 936068.246 | 928476.914 | 921460.811 | 914940.743 | 908856.313 | 903198.376 | 897952.975 | 893086.632 | 888599.433 | 884497.284 | 880735.544 | 877335.227 | 874308.174 | 871652.006 | 869342.874 | 867356.082 | 865675.037 | 864299.063 | 863225.376 | 862439.873 | 861906.306 | 861612.315 | 861545.244 | 861684.494 | 861921.208 | 862374.981 | 862969.643 | 863684.893 | 864499.946 | 865393.513 | 866343.781 | East Riding of Yorkshire | Humber | York and North Yorkshire
NPg Planning Scenario | I&C Base Energy Demand (MWh) | Gateshead | 505201.991 | 498221.75 | 491554.628 | 485188.915 | 479113.677 | 473318.089 | 467791.357 | 462522.796 | 457501.619 | 452717.186 | 448158.822 | 443815.91 | 439677.957 | 435734.416 | 431974.774 | 428388.505 | 424965.089 | 421694.112 | 418565.174 | 415567.907 | 412691.928 | 409926.893 | 407262.506 | 404688.484 | 402194.575 | 399770.619 | 397406.285 | 395091.445 | 392815.949 | 390569.673 | 388342.508 | 386124.383 | Gateshead | North Eastern
NPg Planning Scenario | I&C Base Energy Demand (MWh) | Hambleton | 305342.31 | 302732.989 | 300451.543 | 298345.236 | 296392.308 | 294572.641 | 292882.333 | 291320.771 | 289879.188 | 288574.609 | 287373.357 | 286297.173 | 285337.721 | 284507.821 | 283801.62 | 283213.689 | 282720.219 | 282330.67 | 282050.038 | 281866.607 | 281769.83 | 281752.997 | 281812.728 | 281945.207 | 282142.057 | 282389.445 | 282693.225 | 283042.168 | 283429.643 | 283848.849 | 284292.8 | 284754.327 | Hambleton | York and North Yorkshire
NPg Planning Scenario | I&C Base Energy Demand (MWh) | Harrogate | 467267.118 | 463752.819 | 460806.143 | 458126.772 | 455676.431 | 453399.698 | 451297.213 | 449381.48 | 447656.853 | 446122.917 | 444755.757 | 443559.196 | 442573.685 | 441802.472 | 441239.553 | 440861.827 | 440632.097 | 440584.769 | 440723.267 | 441042.238 | 441504.604 | 442098.243 | 442822.024 | 443667.464 | 444626.629 | 445600.24 | 446715.635 | 447907.589 | 449165.831 | 450479.761 | 451838.427 | 453230.517 | Harrogate | Leeds City Region | York and North Yorkshire
NPg Planning Scenario | I&C Base Energy Demand (MWh) | Hartlepool | 270342.66 | 266754.655 | 263347.055 | 260099.51 | 257004.773 | 254056.447 | 251248.469 | 248575.784 | 246032.644 | 243613.773 | 241313.631 | 239126.799 | 237049.524 | 235076.675 | 233203.08 | 231422.915 | 229731.092 | 228121.753 | 226590.42 | 225131.399 | 223739.075 | 222407.68 | 221131.718 | 219905.713 | 218724.007 | 217577.525 | 216466.902 | 215384.1 | 214323.636 | 213280.032 | 212247.802 | 211221.454 | Hartlepool | Tees Valley
NPg Planning Scenario | I&C Base Energy Demand (MWh) | High Peak | 20616.393 | 20331.009 | 20058.375 | 19798.046 | 19549.58 | 19312.534 | 19086.469 | 18870.946 | 18665.527 | 18469.776 | 18283.257 | 18105.538 | 17936.184 | 17774.765 | 17620.85 | 17474.011 | 17333.818 | 17199.847 | 17071.67 | 16948.864 | 16831.006 | 16717.673 | 16608.444 | 16502.901 | 16400.623 | 16301.195 | 16204.198 | 16109.219 | 16015.842 | 15923.656 | 15832.247 | 15741.205 | High Peak | Derby, Derbyshire, Nottingham and Nottinghamshire,
NPg Planning Scenario | I&C Base Energy Demand (MWh) | Kingston upon Hull, City of | 765155.584 | 754885.457 | 745116.139 | 735804.279 | 726929.225 | 718471.758 | 710416.349 | 702747.122 | 695446.878 | 688500.833 | 681894.756 | 675610.695 | 669635.523 | 663955.408 | 658555.727 | 653420.249 | 648532.678 | 643877.354 | 639439.841 | 635205.596 | 631159.309 | 627284.101 | 623564.845 | 619986.427 | 616533.217 | 613182.807 | 609930.425 | 606756.266 | 603644.858 | 600580.742 | 597548.456 | 594532.534 | Kingston upon Hull, City of | Humber
NPg Planning Scenario | I&C Base Energy Demand (MWh) | Kirklees | 845633.859 | 834041.225 | 822978.774 | 812420.447 | 802347.141 | 792740.702 | 783583.065 | 774856.732 | 766543.832 | 758626.693 | 751087.565 | 743908.642 | 737073.015 | 730563.624 | 724363.195 | 718453.793 | 712817.846 | 707438.073 | 702297.506 | 697378.918 | 692664.474 | 688136.751 | 683778.518 | 679572.597 | 675501.703 | 671553.666 | 667704.049 | 663938.73 | 660240.7 | 656592.967 | 652978.584 | 649380.621 | Kirklees | Leeds City Region
NPg Planning Scenario | I&C Base Energy Demand (MWh) | Leeds | 2004707.756 | 1977155.801 | 1950855.874 | 1925750.777 | 1901796.433 | 1878948.561 | 1857164.438 | 1836402.32 | 1816620.279 | 1797776.385 | 1779828.136 | 1762733.701 | 1746452.921 | 1730944.897 | 1716167.842 | 1702079.638 | 1688637.968 | 1675802.919 | 1663533.733 | 1651789.527 | 1640527.968 | 1629707.912 | 1619288.702 | 1609229.614 | 1599489.875 | 1590030.943 | 1580809.298 | 1571785.727 | 1562919.906 | 1554171.583 | 1545500.618 | 1536866.918 | Leeds | Leeds City Region
NPg Planning Scenario | I&C Base Energy Demand (MWh) | Middlesbrough | 258077.543 | 254908.241 | 251931.181 | 249104.818 | 246419.775 | 243869.2 | 241446.477 | 239148.408 | 236969.46 | 234905.331 | 232950.584 | 231100.329 | 229354.085 | 227708.05 | 226158.071 | 224698.334 | 223324.553 | 222030.604 | 220813.977 | 219669.223 | 218590.658 | 217572.623 | 216609.921 | 215697.437 | 214829.419 | 213993.342 | 213196.565 | 212428.498 | 211683.831 | 210957.223 | 210243.306 | 209536.67 | Middlesbrough | Tees Valley
NPg Planning Scenario | I&C Base Energy Demand (MWh) | Newcastle upon Tyne | 747174.119 | 739381.901 | 732191.94 | 725415.633 | 719070.314 | 713142.06 | 707631.512 | 702512.741 | 697768.827 | 693331.948 | 689205.404 | 685380.443 | 681872.414 | 678613.927 | 675587.468 | 672808.986 | 670296.421 | 668014.244 | 665916.526 | 663978.883 | 662244.807 | 660720.81 | 659388.596 | 658224.474 | 657210.621 | 656193.227 | 655377.35 | 654658.155 | 654019.821 | 653446.251 | 652921.103 | 652427.741 | Newcastle upon Tyne | North Eastern
NPg Planning Scenario | I&C Base Energy Demand (MWh) | North East Derbyshire | 18322.349 | 18150.279 | 17996.637 | 17853.972 | 17721.069 | 17597.497 | 17482.411 | 17375.932 | 17277.512 | 17187.211 | 17104.302 | 17028.617 | 16960.461 | 16900.3 | 16847.252 | 16801.179 | 16761.918 | 16728.916 | 16702.733 | 16682.465 | 16667.543 | 16657.623 | 16652.446 | 16651.773 | 16655.114 | 16662.416 | 16672.845 | 16686.216 | 16702.136 | 16720.208 | 16740.022 | 16761.159 | North East Derbyshire | Derby, Derbyshire, Nottingham and Nottinghamshire | Sheffield City Region
NPg Planning Scenario | I&C Base Energy Demand (MWh) | North East Lincolnshire | 525496.202 | 518376.974 | 511593.763 | 505122.674 | 498951.393 | 493068.186 | 487461.668 | 482121.56 | 477036.523 | 472196.224 | 467589.47 | 463205.438 | 459034.495 | 455065.981 | 451289.501 | 447694.115 | 444268.459 | 441002.541 | 437885.673 | 434907.369 | 432056.397 | 429321.963 | 426693.513 | 424160.503 | 421712.106 | 419338.402 | 417027.778 | 414770.015 | 412554.508 | 410370.674 | 408207.928 | 406055.701 | North East Lincolnshire | Greater Lincolnshire | Humber
NPg Planning Scenario | I&C Base Energy Demand (MWh) | North Lincolnshire | 627921.498 | 621987.198 | 616674.108 | 611707.197 | 607047.591 | 602665.262 | 598549.76 | 594709.584 | 591129.595 | 587806.412 | 584734.579 | 581904.823 | 579337.793 | 577016.809 | 574945.035 | 573112.426 | 571491.097 | 570082.112 | 568882.727 | 567885.035 | 567065.876 | 566409.074 | 565905.324 | 565544.087 | 565310.238 | 565168.319 | 565144.407 | 565209.007 | 565348.69 | 565549.749 | 565798.173 | 566079.637 | North Lincolnshire | Greater Lincolnshire | Humber
NPg Planning Scenario | I&C Base Energy Demand (MWh) | North Tyneside | 342985.195 | 339798.636 | 336957.45 | 334315.882 | 331854.855 | 329559.722 | 327423.748 | 325452.447 | 323630.106 | 321954.081 | 320417.895 | 319016.15 | 317759.942 | 316640.19 | 315648.843 | 314787.668 | 314042.988 | 313414.663 | 312897.313 | 312488.789 | 312180.494 | 311964.791 | 311834.73 | 311783.521 | 311803.806 | 311921.48 | 312080.981 | 312294.411 | 312554.444 | 312853.583 | 313184.158 | 313538.3 | North Tyneside | North Eastern
NPg Planning Scenario | I&C Base Energy Demand (MWh) | Northumberland | 789101.937 | 781557.119 | 774784.136 | 768472.64 | 762570.099 | 757055.75 | 751904.285 | 747126.821 | 742677.951 | 738563.304 | 734758.571 | 731251.411 | 728065.163 | 725191.294 | 722624.914 | 720344.172 | 718313.199 | 716533.381 | 715000.69 | 713710.093 | 712636.908 | 711761.214 | 711074.14 | 710561.248 | 710209.314 | 710052.487 | 709989.024 | 710038.28 | 710183.393 | 710407.14 | 710691.938 | 711019.815 | Northumberland | North Eastern
NPg Planning Scenario | I&C Base Energy Demand (MWh) | Pendle | 71546.749 | 70600.221 | 69702.406 | 68847.628 | 68033.814 | 67259.13 | 66521.132 | 65819.898 | 65153.035 | 64519.61 | 63917.544 | 63345.86 | 62803.111 | 62288.392 | 61800.076 | 61336.593 | 60896.308 | 60478.22 | 60080.642 | 59702.51 | 59342.041 | 58997.751 | 58668.257 | 58352.081 | 58047.76 | 57754.491 | 57469.901 | 57192.903 | 56922.048 | 56655.883 | 56392.954 | 56131.806 | Pendle | Lancashire
NPg Planning Scenario | I&C Base Energy Demand (MWh) | Redcar and Cleveland | 196893.799 | 195142.104 | 193585.862 | 192141.498 | 190793.803 | 189537.302 | 188361.407 | 187272.164 | 186264.889 | 185337.882 | 184483.754 | 183697.467 | 182987.893 | 182356.883 | 181803.563 | 181322.972 | 180911.894 | 180562.76 | 180278.392 | 180056.395 | 179889.596 | 179775.059 | 179708.911 | 179688.167 | 179706.779 | 179759.605 | 179847.163 | 179963.107 | 180103.19 | 180263.062 | 180438.274 | 180624.264 | Redcar and Cleveland | Tees Valley
NPg Planning Scenario | I&C Base Energy Demand (MWh) | Richmondshire | 168888.736 | 167580.045 | 166456.515 | 165424.484 | 164478.253 | 163614.55 | 162831.167 | 162106.409 | 161451.435 | 160861.179 | 160326.578 | 159861.088 | 159461.213 | 159131.222 | 158877.562 | 158684.781 | 158557.293 | 158492.053 | 158493.122 | 158560.242 | 158678.138 | 158845.373 | 159056.159 | 159308.01 | 159596.443 | 159889.978 | 160233.322 | 160602.447 | 160993.638 | 161403.07 | 161826.793 | 162260.735 | Richmondshire | York and North Yorkshire
NPg Planning Scenario | I&C Base Energy Demand (MWh) | Rotherham | 746534.765 | 739343.93 | 732888.975 | 726857.412 | 721231.616 | 715957.64 | 711031.72 | 706457.332 | 702209.591 | 698284.539 | 694677.193 | 691376.103 | 688390.726 | 685722.195 | 683360.554 | 681292.204 | 679488.569 | 677956.392 | 676688.797 | 675673.866 | 674883.185 | 674297.78 | 673903.315 | 673686.824 | 673630.692 | 673728.4 | 673959.562 | 674309.438 | 674762.207 | 675301.693 | 675911.349 | 676574.222 | Rotherham | Sheffield City Region
NPg Planning Scenario | I&C Base Energy Demand (MWh) | Ryedale | 210364.836 | 208768.958 | 207408.94 | 206179.182 | 205055.907 | 204018.825 | 203077.054 | 202235.512 | 201476.842 | 200804.814 | 200197.805 | 199672.891 | 199229.02 | 198881.222 | 198607.56 | 198400.954 | 198272.077 | 198219.616 | 198239.71 | 198324.515 | 198471.979 | 198676.039 | 198935.617 | 199246.932 | 199605.61 | 200061.602 | 200524.482 | 201025.153 | 201559.031 | 202121.389 | 202707.345 | 203311.857 | Ryedale | York and North Yorkshire
NPg Planning Scenario | I&C Base Energy Demand (MWh) | Scarborough | 319711.069 | 315882.166 | 312302.963 | 308910.266 | 305693.968 | 302647.207 | 299762.244 | 297033.224 | 294454.343 | 292018.891 | 289721.645 | 287552.674 | 285511.318 | 283598.124 | 281804.463 | 280119.325 | 278541.566 | 277063.067 | 275680.559 | 274387.883 | 273177.298 | 272041.72 | 270976.081 | 269974.182 | 269029.129 | 268140.092 | 267291.726 | 266481.134 | 265701.718 | 264946.818 | 264209.725 | 263483.672 | Scarborough | York and North Yorkshire
NPg Planning Scenario | I&C Base Energy Demand (MWh) | Selby | 324390.931 | 321702.175 | 319330.197 | 317132.012 | 315107.775 | 313238.869 | 311508.397 | 309911.287 | 308449.659 | 307125.386 | 305934.406 | 304868.544 | 303928.048 | 303125.368 | 302442.61 | 301876.793 | 301422.219 | 301084.382 | 300857.853 | 300743.018 | 300723.219 | 300791.663 | 300942.599 | 301171.961 | 301470.942 | 301918.096 | 302376.963 | 302893.148 | 303459.689 | 304069.431 | 304715.01 | 305388.852 | Selby | Leeds City Region | York and North Yorkshire
NPg Planning Scenario | I&C Base Energy Demand (MWh) | Sheffield | 1258162.899 | 1240920.065 | 1224465.659 | 1208760.553 | 1193777.202 | 1179487.749 | 1165865.537 | 1152884.622 | 1140518.138 | 1128740.017 | 1117523.899 | 1106843.499 | 1096673.567 | 1086988.712 | 1077762.799 | 1068969.672 | 1060583.013 | 1052577.324 | 1044927.342 | 1037607.117 | 1030590.324 | 1023851.092 | 1017363.805 | 1011102.98 | 1005042.939 | 999159.888 | 993426.087 | 987817.068 | 982307.498 | 976872.12 | 971485.696 | 966123.044 | Sheffield | Sheffield City Region
NPg Planning Scenario | I&C Base Energy Demand (MWh) | South Tyneside | 182708.401 | 180181.539 | 177768.669 | 175464.959 | 173266.577 | 171169.583 | 169170.131 | 167264.285 | 165448.156 | 163717.679 | 162069.055 | 160498.454 | 159002.166 | 157576.188 | 156216.689 | 154919.974 | 153682.365 | 152500.006 | 151369.02 | 150285.608 | 149246.228 | 148247.217 | 147284.836 | 146355.327 | 145454.971 | 144579.522 | 143726.16 | 142890.851 | 142069.924 | 141259.718 | 140456.574 | 139656.853 | South Tyneside | North Eastern
NPg Planning Scenario | I&C Base Energy Demand (MWh) | Stockton-on-Tees | 463742.052 | 459545.749 | 455821.935 | 452355.445 | 449116.043 | 446085.297 | 443249.326 | 440607.987 | 438151.493 | 435876.464 | 433775.278 | 431842.373 | 430094.899 | 428530.813 | 427147.152 | 425931.465 | 424881.381 | 423983.778 | 423244.706 | 422652.761 | 422197.45 | 421866.023 | 421649.355 | 421538.401 | 421521.385 | 421538.211 | 421665.336 | 421856.871 | 422102.82 | 422392.959 | 422716.826 | 423063.711 | Stockton-on-Tees | Tees Valley
NPg Planning Scenario | I&C Base Energy Demand (MWh) | Sunderland | 553946.641 | 546521.525 | 539462.222 | 532731.734 | 526316.326 | 520202.777 | 514379.87 | 508836.438 | 503561.136 | 498542.475 | 493768.917 | 489228.855 | 484912.806 | 480810.957 | 476911.865 | 473203.483 | 469674.742 | 466314.586 | 463111.959 | 460055.819 | 457134.814 | 454337.735 | 451653.25 | 449070.194 | 446577.186 | 444156.963 | 441807.996 | 439515.102 | 437267.075 | 435052.7 | 432860.776 | 430680.093 | Sunderland | North Eastern
NPg Planning Scenario | I&C Base Energy Demand (MWh) | Wakefield | 1078671.397 | 1068253.535 | 1058840.713 | 1050063.086 | 1041856.71 | 1034197.461 | 1027056.866 | 1020432.794 | 1014303.321 | 1008654.214 | 1003466.276 | 998719.461 | 994423.468 | 990586.759 | 987197.807 | 984223.254 | 981636.499 | 979430.075 | 977601.985 | 976139.465 | 974996.841 | 974148.816 | 973574.662 | 973254.436 | 973158.953 | 973515.203 | 973932.818 | 974536.343 | 975303.087 | 976209.852 | 977232.875 | 978347.816 | Wakefield | Leeds City Region
NPg Planning Scenario | I&C Base Energy Demand (MWh) | West Lindsey | 212535.27 | 210599.313 | 208881.529 | 207286.815 | 205799.47 | 204415.512 | 203128.788 | 201932.358 | 200824.758 | 199810.269 | 198880.78 | 198027.71 | 197257.825 | 196572.728 | 195969.705 | 195444.226 | 194990.152 | 194613.004 | 194303.74 | 194061.374 | 193879.599 | 193754.97 | 193684.872 | 193666.387 | 193692.382 | 193757.235 | 193860.915 | 193997.097 | 194161.223 | 194348.632 | 194554.549 | 194774.074 | West Lindsey | Greater Lincolnshire
NPg Planning Scenario | I&C Base Energy Demand (MWh) | York | 466604.326 | 460392.58 | 454488.18 | 448861.081 | 443500.169 | 438393.35 | 433530.523 | 428902.323 | 424498.968 | 420312.11 | 416331.503 | 412547.938 | 408952.801 | 405538.878 | 402295.53 | 399213.195 | 396282.095 | 393493.919 | 390839.63 | 388310.151 | 385895.231 | 383585.013 | 381370.275 | 379241.845 | 377190.045 | 375210.416 | 373285.856 | 371410.035 | 369573.513 | 367766.843 | 365980.574 | 364205.251 | York | Leeds City Region | York and North Yorkshire
NG FES - Steady Progression | I&C Base Energy Demand (MWh) | Barnsley | 600886.683 | 597473.403 | 602556.902 | 607741.113 | 612985.58 | 618277.954 | 623614.365 | 629008.48 | 634462.555 | 639981.752 | 645563.89 | 651200.599 | 652713.262 | 654294.413 | 655959.68 | 657686.601 | 659473.437 | 661322.764 | 663254.111 | 665270.716 | 667351.223 | 669487.667 | 671679.1 | 673927.875 | 676229.886 | 678783.523 | 681294.039 | 683879.729 | 686541.252 | 689279.288 | 692094.513 | 694987.622 | Barnsley | Leeds City Region | Sheffield City Region
NG FES - Steady Progression | I&C Base Energy Demand (MWh) | Bassetlaw | 57407.742 | 57063.564 | 57530.603 | 58006.4 | 58487.309 | 58972.371 | 59461.228 | 59955.104 | 60452.921 | 60955.58 | 61463.265 | 61974.06 | 62091.654 | 62215.294 | 62344.408 | 62478.484 | 62616.784 | 62760.036 | 62911.164 | 63069.591 | 63233.22 | 63401.95 | 63576.458 | 63756.757 | 63942.234 | 64141.517 | 64342.216 | 64549.324 | 64762.897 | 64982.988 | 65209.655 | 65442.954 | Bassetlaw | Derby, Derbyshire, Nottingham and Nottinghamshire | Sheffield City Region
NG FES - Steady Progression | I&C Base Energy Demand (MWh) | Bradford | 1111162.634 | 1097905.005 | 1099608.133 | 1101313.275 | 1103019.627 | 1104726.749 | 1106434.185 | 1108142.792 | 1109852.134 | 1111562.517 | 1113273.693 | 1114985.809 | 1109535.974 | 1104114.445 | 1098721.213 | 1093355.922 | 1088018.177 | 1082708.215 | 1077426.038 | 1072171.771 | 1066944.868 | 1061745.062 | 1056572.305 | 1051426.476 | 1046307.38 | 1041216.544 | 1036151.468 | 1031112.979 | 1026100.948 | 1021115.27 | 1016155.834 | 1011222.513 | Bradford | Leeds City Region
NG FES - Steady Progression | I&C Base Energy Demand (MWh) | Calderdale | 515803.048 | 509625.225 | 510389.456 | 511153.964 | 511918.632 | 512683.384 | 513448.219 | 514213.144 | 514978.124 | 515743.181 | 516508.352 | 517273.58 | 514715.817 | 512170.865 | 509638.689 | 507119.206 | 504612.334 | 502118.015 | 499636.227 | 497166.934 | 494710.073 | 492265.547 | 489833.308 | 487413.303 | 485005.469 | 482609.681 | 480225.99 | 477854.289 | 475494.525 | 473146.64 | 470810.573 | 468486.273 | Calderdale | Leeds City Region
NG FES - Steady Progression | I&C Base Energy Demand (MWh) | County Durham | 1190512.788 | 1176438.17 | 1178406.9 | 1180380.328 | 1182357.18 | 1184337.117 | 1186319.897 | 1188303.239 | 1190288.372 | 1192275.148 | 1194262.468 | 1196252.489 | 1190559.462 | 1184897.426 | 1179267.783 | 1173668.272 | 1168099.506 | 1162561.567 | 1157055.577 | 1151582.058 | 1146138.841 | 1140725.949 | 1135342.967 | 1129989.894 | 1124666.497 | 1119368.971 | 1114103.484 | 1108867.257 | 1103660.181 | 1098482.144 | 1093333.033 | 1088212.739 | County Durham | North Eastern
NG FES - Steady Progression | I&C Base Energy Demand (MWh) | Craven | 127515.48 | 126317.267 | 126877.755 | 127450.775 | 128032.027 | 128618.775 | 129203.392 | 129797.869 | 130394.931 | 130998.81 | 131604.475 | 132215.84 | 131980.954 | 131754.374 | 131534.657 | 131320.816 | 131111.287 | 130909.877 | 130714.609 | 130528.734 | 130349.448 | 130176.416 | 130010.223 | 129850.599 | 129697.464 | 129556.264 | 129419.241 | 129289.473 | 129167.001 | 129051.863 | 128944.096 | 128843.743 | Craven | Leeds City Region | York and North Yorkshire
NG FES - Steady Progression | I&C Base Energy Demand (MWh) | Darlington | 231569.126 | 228821.039 | 229192.366 | 229564.309 | 229936.728 | 230309.566 | 230682.804 | 231055.98 | 231429.409 | 231803.012 | 232176.638 | 232550.672 | 231431.014 | 230317.303 | 229209.768 | 228108.037 | 227012.309 | 225922.519 | 224838.87 | 223761.403 | 222689.766 | 221623.968 | 220563.905 | 219509.574 | 218460.909 | 217416.964 | 216379.301 | 215347.224 | 214320.71 | 213299.736 | 212284.279 | 211274.315 | Darlington | Tees Valley
NG FES - Steady Progression | I&C Base Energy Demand (MWh) | Doncaster | 846216.585 | 840877.821 | 847459.403 | 854165.678 | 860937.504 | 867740.643 | 874581.896 | 881486.685 | 888429.778 | 895432.746 | 902521.415 | 909674.872 | 911068.926 | 912539.273 | 914096.899 | 915734.588 | 917444.304 | 919233.66 | 921120.307 | 923119.458 | 925197.829 | 927350.036 | 929576.317 | 931876.286 | 934245.225 | 936783.042 | 939353.397 | 942009.461 | 944751.93 | 947581.524 | 950498.962 | 953504.981 | Doncaster | Sheffield City Region
NG FES - Steady Progression | I&C Base Energy Demand (MWh) | East Lindsey | 139328.867 | 138410.343 | 139453.067 | 140513.879 | 141592.277 | 142684.786 | 143783.843 | 144898.485 | 146020.134 | 147154.925 | 148294.683 | 149445.64 | 149643.87 | 149852.347 | 150071.992 | 150299.692 | 150534.366 | 150781.178 | 151039.054 | 151310.132 | 151591.198 | 151882.811 | 152185.515 | 152500.845 | 152828.768 | 153201.873 | 153567.648 | 153947.965 | 154342.943 | 154752.705 | 155177.377 | 155617.08 | East Lindsey | Greater Lincolnshire
NG FES - Steady Progression | I&C Base Energy Demand (MWh) | East Riding of Yorkshire | 944635.449 | 939154.885 | 947078.951 | 955199.265 | 963430.694 | 971709.598 | 980041.389 | 988425.289 | 996832.807 | 1005283.476 | 1013806.798 | 1022358.844 | 1024379.32 | 1026456.573 | 1028610.936 | 1030831.011 | 1033104.352 | 1035431.089 | 1037835.914 | 1040340.96 | 1042951.724 | 1045640.453 | 1048416.191 | 1051288.098 | 1054253.788 | 1057176.717 | 1060269.754 | 1063447.592 | 1066710.919 | 1070060.41 | 1073496.757 | 1077020.663 | East Riding of Yorkshire | Humber | York and North Yorkshire
NG FES - Steady Progression | I&C Base Energy Demand (MWh) | Gateshead | 505201.991 | 499155.626 | 499909.141 | 500662.996 | 501417.055 | 502171.276 | 502925.622 | 503680.17 | 504434.803 | 505189.571 | 505944.441 | 506699.404 | 504199.387 | 501711.922 | 499236.983 | 496774.479 | 494324.273 | 491886.361 | 489460.715 | 487047.309 | 484646.063 | 482256.898 | 479879.784 | 477514.66 | 475161.481 | 472820.3 | 470490.858 | 468173.185 | 465867.228 | 463572.925 | 461290.224 | 459019.069 | Gateshead | North Eastern
NG FES - Steady Progression | I&C Base Energy Demand (MWh) | Hambleton | 305342.31 | 303814.563 | 306645.148 | 309531.563 | 312450.521 | 315379.819 | 318319.292 | 321273.699 | 324236.317 | 327238.249 | 330236.731 | 333270.615 | 334177.395 | 335116.623 | 336087.159 | 337088.595 | 338092.602 | 339121.659 | 340191.738 | 341293.42 | 342419.176 | 343567.518 | 344742.294 | 345946.878 | 347177.845 | 348423.517 | 349702.915 | 351008.881 | 352341.627 | 353701.366 | 355088.315 | 356502.694 | Hambleton | York and North Yorkshire
NG FES - Steady Progression | I&C Base Energy Demand (MWh) | Harrogate | 467267.118 | 465584.376 | 470680.17 | 475881.152 | 481144.016 | 486399.039 | 491653.182 | 496931.305 | 502247.936 | 507611.555 | 512996.183 | 518416.944 | 520584.776 | 522828.878 | 525151.593 | 527529.3 | 529916.729 | 532378.521 | 534932.446 | 537583.119 | 540286.451 | 543037.013 | 545846.723 | 548716.562 | 551648.739 | 554504.256 | 557495.919 | 560538.488 | 563632.421 | 566778.162 | 569976.18 | 573226.933 | Harrogate | Leeds City Region | York and North Yorkshire
NG FES - Steady Progression | I&C Base Energy Demand (MWh) | Hartlepool | 270342.66 | 267308.503 | 267936.223 | 268568.447 | 269202.915 | 269838.43 | 270474.211 | 271110.889 | 271748.112 | 272386.2 | 273025.101 | 273664.932 | 272548.729 | 271440.357 | 270340.32 | 269248.112 | 268164.348 | 267088.456 | 266021.989 | 264964.61 | 263916.108 | 262876.021 | 261844.31 | 260820.958 | 259805.67 | 258792.831 | 257791.934 | 256798.982 | 255813.969 | 254836.883 | 253867.716 | 252906.462 | Hartlepool | Tees Valley
NG FES - Steady Progression | I&C Base Energy Demand (MWh) | High Peak | 20616.393 | 20369.132 | 20399.303 | 20429.475 | 20459.646 | 20489.817 | 20519.988 | 20550.159 | 20580.33 | 20610.501 | 20640.672 | 20670.843 | 20568.221 | 20466.108 | 20364.503 | 20263.401 | 20162.802 | 20062.702 | 19963.099 | 19863.99 | 19765.374 | 19667.247 | 19569.607 | 19472.452 | 19375.779 | 19279.586 | 19183.871 | 19088.631 | 18993.864 | 18899.567 | 18805.739 | 18712.376 | High Peak | Derby, Derbyshire, Nottingham and Nottinghamshire,
NG FES - Steady Progression | I&C Base Energy Demand (MWh) | Kingston upon Hull, City of | 765155.584 | 756394.383 | 757979.179 | 759578.021 | 761184.743 | 762794.818 | 764408.654 | 766026.161 | 767645.287 | 769267.414 | 770894.769 | 772524.072 | 769193.099 | 765883.316 | 762596.27 | 759331.044 | 756086.578 | 752862.74 | 749661.253 | 746483.639 | 743330.258 | 740199.007 | 737090.457 | 734005.176 | 730942.92 | 727893.003 | 724871.871 | 721872.813 | 718895.799 | 715940.794 | 713007.768 | 710096.699 | Kingston upon Hull, City of | Humber
NG FES - Steady Progression | I&C Base Energy Demand (MWh) | Kirklees | 845633.859 | 835622.93 | 837005.668 | 838392.073 | 839780.683 | 841171.207 | 842563.416 | 843957.811 | 845354.316 | 846753.084 | 848154.078 | 849557.125 | 845504.556 | 841474.789 | 837468.147 | 833483.898 | 829521.773 | 825581.907 | 821664.848 | 817770.686 | 813898.518 | 810048.03 | 806219.105 | 802411.703 | 798625.527 | 794868.17 | 791128.169 | 787409.985 | 783713.552 | 780038.796 | 776385.655 | 772754.062 | Kirklees | Leeds City Region
NG FES - Steady Progression | I&C Base Energy Demand (MWh) | Leeds | 2004707.756 | 1980879.097 | 1984051.806 | 1987230.046 | 1990412.109 | 1993595.668 | 1996780.389 | 1999967.172 | 2003156.542 | 2006348.893 | 2009543.602 | 2012740.892 | 2003011.469 | 1993334.844 | 1983710.608 | 1974137.679 | 1964614.504 | 1955143.105 | 1945724.012 | 1936357.44 | 1927041.213 | 1917774.845 | 1908558.433 | 1899391.864 | 1890274.767 | 1881210.103 | 1872193.024 | 1863225.176 | 1854306.375 | 1845436.42 | 1836615.121 | 1827842.294 | Leeds | Leeds City Region
NG FES - Steady Progression | I&C Base Energy Demand (MWh) | Middlesbrough | 258077.543 | 255506.56 | 256467.761 | 257440.625 | 258419.217 | 259400.824 | 260382.933 | 261367.857 | 262354.647 | 263344.169 | 264335.65 | 265329.152 | 264622.973 | 263926.151 | 263240.039 | 262563.501 | 261897.735 | 261241.152 | 260597.716 | 259966.933 | 259347.961 | 258740.034 | 258143.099 | 257557.284 | 256981.759 | 256405.314 | 255847.371 | 255299.779 | 254762.565 | 254235.761 | 253719.39 | 253213.483 | Middlesbrough | Tees Valley
NG FES - Steady Progression | I&C Base Energy Demand (MWh) | Newcastle upon Tyne | 747174.119 | 741620.158 | 746409.845 | 751256.224 | 756201.335 | 761245.249 | 766408.859 | 771675.478 | 777040.8 | 782424.699 | 787850.383 | 793324.055 | 793764.622 | 794177.58 | 794555.831 | 794943.973 | 795390.48 | 795861.924 | 796308.75 | 796714.763 | 797169.356 | 797705.273 | 798317.055 | 798991.104 | 799723.205 | 800297.618 | 801057.865 | 801865.289 | 802720.176 | 803622.822 | 804573.535 | 805572.615 | Newcastle upon Tyne | North Eastern
NG FES - Steady Progression | I&C Base Energy Demand (MWh) | North East Derbyshire | 18322.349 | 18209.445 | 18355.733 | 18505.369 | 18657.131 | 18810.827 | 18965.67 | 19122.225 | 19280.12 | 19439.859 | 19600.819 | 19763.182 | 19800.037 | 19839.138 | 19879.624 | 19921.776 | 19965.825 | 20011.431 | 20059.956 | 20110.535 | 20162.819 | 20216.82 | 20272.677 | 20330.577 | 20390.338 | 20452.45 | 20516.224 | 20581.974 | 20649.719 | 20719.474 | 20791.257 | 20865.084 | North East Derbyshire | Derby, Derbyshire, Nottingham and Nottinghamshire | Sheffield City Region
NG FES - Steady Progression | I&C Base Energy Demand (MWh) | North East Lincolnshire | 525496.202 | 519373.062 | 520342.115 | 521315.241 | 522290.781 | 523267.742 | 524245.542 | 525225.129 | 526205.928 | 527188.798 | 528173.314 | 529159.571 | 526748.617 | 524351.836 | 521969.829 | 519602.361 | 517248.512 | 514909.424 | 512585.139 | 510276 | 507981.179 | 505700.487 | 503434.082 | 501182.112 | 498944.273 | 496721.651 | 494512.646 | 492317.845 | 490137.214 | 487970.719 | 485818.324 | 483680.002 | North East Lincolnshire | Greater Lincolnshire | Humber
NG FES - Steady Progression | I&C Base Energy Demand (MWh) | North Lincolnshire | 627921.498 | 624024.515 | 628996.111 | 634040.048 | 639116.541 | 644196.195 | 649276.122 | 654380.874 | 659502.151 | 664648.852 | 669827.477 | 675039.374 | 675967.389 | 676928.59 | 677944.194 | 679015.815 | 680118.051 | 681269.726 | 682484.253 | 683767.469 | 685102.061 | 686481.648 | 687910.685 | 689392.075 | 690922.019 | 692465.729 | 694083.6 | 695750.842 | 697467.819 | 699234.902 | 701052.467 | 702920.901 | North Lincolnshire | Greater Lincolnshire | Humber
NG FES - Steady Progression | I&C Base Energy Demand (MWh) | North Tyneside | 342985.195 | 340943.321 | 343757.544 | 346628.297 | 349537.231 | 352471.267 | 355428.04 | 358422.889 | 361440.952 | 364486.134 | 367556.916 | 370653.482 | 371403.505 | 372175.745 | 372966.769 | 373788.282 | 374628.532 | 375496.626 | 376393.814 | 377326.511 | 378291.367 | 379286.662 | 380311.923 | 381367.103 | 382451.5 | 383616.185 | 384786.18 | 385991.625 | 387232.808 | 388510.031 | 389823.596 | 391173.806 | North Tyneside | North Eastern
NG FES - Steady Progression | I&C Base Energy Demand (MWh) | Northumberland | 789101.937 | 784122.93 | 790277.632 | 796556.697 | 802906.192 | 809314.166 | 815761.758 | 822282.127 | 828827.562 | 835423.97 | 842053.976 | 848717.876 | 849983.203 | 851295.648 | 852668.536 | 854089.611 | 855525.239 | 856999.146 | 858527.296 | 860124.536 | 861775.753 | 863473.492 | 865227.795 | 867040.521 | 868915.856 | 870931.986 | 872956.624 | 875045.942 | 877200.422 | 879420.563 | 881706.864 | 884059.833 | Northumberland | North Eastern
NG FES - Steady Progression | I&C Base Energy Demand (MWh) | Pendle | 71546.749 | 70749.327 | 70922.531 | 71098.032 | 71275.046 | 71453.071 | 71630.703 | 71810.148 | 71990.067 | 72171.237 | 72352.735 | 72535.278 | 72252.413 | 71972.261 | 71694.549 | 71419.093 | 71145.6 | 70874.762 | 70606.21 | 70340.532 | 70077.212 | 69816.182 | 69557.543 | 69301.241 | 69047.253 | 68796.589 | 68547.797 | 68301.446 | 68057.538 | 67816.073 | 67577.055 | 67340.484 | Pendle | Lancashire
NG FES - Steady Progression | I&C Base Energy Demand (MWh) | Redcar and Cleveland | 196893.799 | 195833.619 | 197560.981 | 199320.025 | 201093.975 | 202878.979 | 204663.731 | 206460.624 | 208266.998 | 210084.603 | 211906.811 | 213730.39 | 214190.579 | 214663.713 | 215153.57 | 215657.733 | 216176.553 | 216703.717 | 217249.07 | 217814.51 | 218394.634 | 218990.696 | 219602.606 | 220231.779 | 220874.982 | 221530.512 | 222205.631 | 222897.049 | 223604.892 | 224329.286 | 225070.363 | 225828.248 | Redcar and Cleveland | Tees Valley
NG FES - Steady Progression | I&C Base Energy Demand (MWh) | Richmondshire | 168888.736 | 168198.264 | 169926.64 | 171683.308 | 173463.791 | 175266.762 | 177092.372 | 178913.201 | 180747.747 | 182591.963 | 184435.846 | 186302.497 | 186983.491 | 187680.201 | 188406.32 | 189142.87 | 189900.665 | 190679.469 | 191489.861 | 192336.047 | 193199.575 | 194083.005 | 194982.424 | 195899.053 | 196831.227 | 197736.316 | 198687.801 | 199654.738 | 200637.256 | 201635.483 | 202649.553 | 203679.596 | Richmondshire | York and North Yorkshire
NG FES - Steady Progression | I&C Base Energy Demand (MWh) | Rotherham | 746534.765 | 741676.897 | 747351.604 | 753122.817 | 758983.592 | 764876.048 | 770810.262 | 776807.476 | 782849.192 | 788946.883 | 795111.298 | 801344.251 | 802498.304 | 803729.492 | 805042.443 | 806436.546 | 807888.646 | 809429.313 | 811068.918 | 812810.446 | 814632.005 | 816526.314 | 818493.549 | 820536.365 | 822650.719 | 824850.055 | 827126.962 | 829483.231 | 831919.524 | 834436.509 | 837034.873 | 839715.294 | Rotherham | Sheffield City Region
NG FES - Steady Progression | I&C Base Energy Demand (MWh) | Ryedale | 210364.836 | 209594.156 | 211848.408 | 214162.488 | 216508.333 | 218861.289 | 221237.565 | 223648.246 | 226072.423 | 228519.593 | 230961.806 | 233428.612 | 234409.856 | 235424.869 | 236445.289 | 237465.312 | 238506.504 | 239572.301 | 240662.372 | 241770.351 | 242898.941 | 244044.799 | 245212.466 | 246402.465 | 247614.587 | 248933.187 | 250224.797 | 251544.562 | 252892.74 | 254269.591 | 255675.379 | 257110.374 | Ryedale | York and North Yorkshire
NG FES - Steady Progression | I&C Base Energy Demand (MWh) | Scarborough | 319711.069 | 316680.028 | 318045.588 | 319429.723 | 320826.951 | 322236.116 | 323654.747 | 325083.041 | 326521.295 | 327968.499 | 329425.903 | 330887.635 | 330229.894 | 329590.46 | 328965.551 | 328347.698 | 327744.68 | 327153.557 | 326578.975 | 326021.121 | 325477.774 | 324947.781 | 324433.186 | 323934.329 | 323450.533 | 322990.677 | 322540.983 | 322107.238 | 321689.512 | 321287.875 | 320902.401 | 320533.162 | Scarborough | York and North Yorkshire
NG FES - Steady Progression | I&C Base Energy Demand (MWh) | Selby | 324390.931 | 322769.214 | 325730.737 | 328735.228 | 331789.191 | 334874.129 | 337973.027 | 341084.587 | 344217.74 | 347381.669 | 350577.616 | 353801.017 | 354769.214 | 355772.014 | 356791.025 | 357829.702 | 358887.687 | 359981.344 | 361111.168 | 362286.423 | 363491.293 | 364724.715 | 365987.384 | 367282.728 | 368607.351 | 370088.317 | 371532.466 | 373018.222 | 374545.958 | 376116.052 | 377728.888 | 379384.852 | Selby | Leeds City Region | York and North Yorkshire
NG FES - Steady Progression | I&C Base Energy Demand (MWh) | Sheffield | 1258162.899 | 1243250.614 | 1245289.846 | 1247333.676 | 1249381.082 | 1251430.454 | 1253481.716 | 1255535.726 | 1257591.939 | 1259650.857 | 1261712.496 | 1263776.878 | 1257725.342 | 1251707.528 | 1245723.274 | 1239772.257 | 1233853.836 | 1227968.513 | 1222117.079 | 1216299.179 | 1210513.796 | 1204760.528 | 1199039.259 | 1193350.013 | 1187692.439 | 1182069.005 | 1176476.007 | 1170914.717 | 1165385.025 | 1159886.828 | 1154419.996 | 1148984.441 | Sheffield | Sheffield City Region
NG FES - Steady Progression | I&C Base Energy Demand (MWh) | South Tyneside | 182708.401 | 180532.78 | 180817.294 | 181102.096 | 181387.299 | 181672.882 | 181958.925 | 182245.371 | 182532.204 | 182819.138 | 183106.252 | 183393.565 | 182502.984 | 181616.776 | 180734.892 | 179857.468 | 178984.654 | 178116.316 | 177252.256 | 176392.397 | 175537.044 | 174686.287 | 173840.09 | 172998.379 | 172161.116 | 171327.429 | 170498.658 | 169674.233 | 168854.133 | 168038.341 | 167226.839 | 166419.603 | South Tyneside | North Eastern
NG FES - Steady Progression | I&C Base Energy Demand (MWh) | Stockton-on-Tees | 463742.052 | 461075.57 | 464982.193 | 468951.543 | 472952.214 | 476967.637 | 480986.999 | 485018.77 | 489058.208 | 493109.949 | 497172.839 | 501249.021 | 502133.315 | 503045.177 | 503992.033 | 504967.218 | 505979.464 | 507021.427 | 508115.08 | 509256.148 | 510441.923 | 511666.46 | 512929.565 | 514231.427 | 515568.33 | 516862.869 | 518246.949 | 519665.573 | 521118.999 | 522607.476 | 524131.269 | 525690.63 | Stockton-on-Tees | Tees Valley
NG FES - Steady Progression | I&C Base Energy Demand (MWh) | Sunderland | 553946.641 | 547632.994 | 548814.783 | 550004.118 | 551198.022 | 552394.086 | 553592.609 | 554793.961 | 555998.257 | 557205.374 | 558415.085 | 559627.049 | 557246.409 | 554881.94 | 552533.452 | 550199.81 | 547881.343 | 545578.38 | 543291.249 | 541020.271 | 538765.261 | 536526.268 | 534303.1 | 532095.834 | 529904.196 | 527718.722 | 525554.48 | 523405.248 | 521270.993 | 519151.675 | 517047.268 | 514957.736 | Sunderland | North Eastern
NG FES - Steady Progression | I&C Base Energy Demand (MWh) | Wakefield | 1078671.397 | 1071531.308 | 1079524.827 | 1087684.795 | 1095950.19 | 1104311.739 | 1112753.807 | 1121297.533 | 1129936.983 | 1138677.358 | 1147517.153 | 1156453.848 | 1158052.985 | 1159765.601 | 1161602.631 | 1163542.626 | 1165574.378 | 1167715.763 | 1169993.435 | 1172418.385 | 1174952.259 | 1177587.834 | 1180325.305 | 1183166.635 | 1186100.356 | 1189504.572 | 1192820.956 | 1196273.362 | 1199862.97 | 1203590.984 | 1207458.629 | 1211467.136 | Wakefield | Leeds City Region
NG FES - Steady Progression | I&C Base Energy Demand (MWh) | West Lindsey | 212535.27 | 211292.993 | 213064.637 | 214871.52 | 216697.037 | 218539.994 | 220396.145 | 222259.99 | 224133.753 | 226028.227 | 227936.551 | 229850.936 | 230299.597 | 230762.255 | 231240.246 | 231732.241 | 232234.555 | 232761.228 | 233304.414 | 233868.53 | 234450.034 | 235049.83 | 235670.205 | 236313.116 | 236974.218 | 237651.587 | 238351.991 | 239072.74 | 239813.995 | 240575.931 | 241358.71 | 242162.506 | West Lindsey | Greater Lincolnshire
NG FES - Steady Progression | I&C Base Energy Demand (MWh) | York | 466604.326 | 461334.68 | 462378.973 | 463431.594 | 464490.66 | 465552.79 | 466617.265 | 467684.36 | 468753.741 | 469827.165 | 470903.632 | 471983.637 | 470033.952 | 468099.319 | 466178.03 | 464269.944 | 462374.612 | 460493.808 | 458628.184 | 456778.334 | 454943.033 | 453121.644 | 451314.502 | 449522.012 | 447743.804 | 445987.508 | 444241.367 | 442510.136 | 440793.821 | 439092.419 | 437405.923 | 435734.338 | York | Leeds City Region | York and North Yorkshire
NG FES - System Transformation | I&C Base Energy Demand (MWh) | Barnsley | 600886.683 | 597473.403 | 597095.974 | 596741.556 | 596368.406 | 595963.336 | 595521.709 | 595055.623 | 594565.992 | 594056.368 | 593523.361 | 592958.048 | 595489.862 | 598091.877 | 600778.798 | 603530.475 | 606345.664 | 609227.08 | 612193.104 | 615247.203 | 618370.069 | 621554.677 | 624800.475 | 628109.983 | 631479.698 | 635095.567 | 638682.678 | 642351.935 | 646104.408 | 649941.177 | 653863.338 | 657872.01 | Barnsley | Leeds City Region | Sheffield City Region
NG FES - System Transformation | I&C Base Energy Demand (MWh) | Bassetlaw | 57407.742 | 57063.564 | 57009.208 | 56956.537 | 56901.801 | 56843.965 | 56782.613 | 56718.824 | 56651.493 | 56581.379 | 56508.557 | 56431.179 | 56648.075 | 56871.129 | 57099.849 | 57333.797 | 57572.32 | 57816.116 | 58067.911 | 58327.218 | 58592.131 | 58862.591 | 59139.255 | 59422.169 | 59710.792 | 60013.232 | 60317.949 | 60629.643 | 60948.403 | 61274.321 | 61607.486 | 61947.991 | Bassetlaw | Derby, Derbyshire, Nottingham and Nottinghamshire | Sheffield City Region
NG FES - System Transformation | I&C Base Energy Demand (MWh) | Bradford | 1111162.634 | 1097905.005 | 1089642.461 | 1081380.516 | 1073118.317 | 1064855.43 | 1056591.402 | 1048327.04 | 1040061.909 | 1031796.28 | 1023529.907 | 1015262.902 | 1012262.907 | 1009273.3 | 1006294.181 | 1003325.318 | 1000366.455 | 997417.902 | 994479.768 | 991552.266 | 988634.992 | 985727.809 | 982830.755 | 979943.83 | 977066.946 | 974201.628 | 971345.645 | 968499.852 | 965664.249 | 962838.825 | 960023.568 | 957218.472 | Bradford | Leeds City Region
NG FES - System Transformation | I&C Base Energy Demand (MWh) | Calderdale | 515803.048 | 509625.225 | 505763.834 | 501902.549 | 498041.243 | 494179.84 | 490318.34 | 486456.752 | 482595.032 | 478733.212 | 474871.317 | 471009.294 | 469590.663 | 468176.452 | 466766.677 | 465361.306 | 463960.31 | 462563.68 | 461171.443 | 459783.602 | 458400.153 | 457021.045 | 455646.28 | 454275.854 | 452909.748 | 451547.892 | 450190.378 | 448837.149 | 447488.196 | 446143.514 | 444803.083 | 443466.898 | Calderdale | Leeds City Region
NG FES - System Transformation | I&C Base Energy Demand (MWh) | County Durham | 1190512.788 | 1176438.17 | 1167727.085 | 1159016.528 | 1150305.145 | 1141592.539 | 1132878.411 | 1124160.556 | 1115440.119 | 1106716.939 | 1097989.973 | 1089261.197 | 1086183.065 | 1083117.192 | 1080064.985 | 1077024.48 | 1073996.359 | 1070980.805 | 1067978.977 | 1064991.477 | 1062016.423 | 1059053.939 | 1056103.762 | 1053166.013 | 1050240.572 | 1047324.001 | 1044422.171 | 1041532.598 | 1038655.293 | 1035790.266 | 1032937.518 | 1030097.055 | County Durham | North Eastern
NG FES - System Transformation | I&C Base Energy Demand (MWh) | Craven | 127515.48 | 126317.267 | 125727.871 | 125144.033 | 124561.258 | 123976.724 | 123383.023 | 122791.59 | 122195.377 | 121598.275 | 120995.508 | 120390.625 | 120410.177 | 120436.946 | 120469.649 | 120507.416 | 120548.844 | 120597.455 | 120651.469 | 120713.926 | 120782.273 | 120856.236 | 120936.395 | 121022.532 | 121114.605 | 121217.748 | 121324.748 | 121438.522 | 121559.146 | 121686.695 | 121821.248 | 121962.881 | Craven | Leeds City Region | York and North Yorkshire
NG FES - System Transformation | I&C Base Energy Demand (MWh) | Darlington | 231569.126 | 228821.039 | 227115.213 | 225409.405 | 223703.467 | 221997.333 | 220290.976 | 218583.952 | 216876.559 | 215168.72 | 213460.297 | 211751.637 | 211141.448 | 210533.526 | 209928.101 | 209324.853 | 208723.993 | 208125.478 | 207529.519 | 206936.176 | 206345.148 | 205756.461 | 205170.048 | 204585.92 | 204004.041 | 203423.546 | 202845.914 | 202270.517 | 201697.356 | 201126.429 | 200557.734 | 199991.272 | Darlington | Tees Valley
NG FES - System Transformation | I&C Base Energy Demand (MWh) | Doncaster | 846216.585 | 840877.821 | 839778.94 | 838706.063 | 837598.7 | 836422.525 | 835183.624 | 833905.459 | 832563.132 | 831176.079 | 829766.899 | 828314.716 | 831195.474 | 834154.043 | 837200.904 | 840329.924 | 843534.166 | 846821.05 | 850207.322 | 853707.6 | 857291.671 | 860954.997 | 864698.224 | 868521.421 | 872420.616 | 876489.69 | 880601.779 | 884807.042 | 889106.638 | 893501.75 | 897993.574 | 902583.324 | Doncaster | Sheffield City Region
NG FES - System Transformation | I&C Base Energy Demand (MWh) | East Lindsey | 139328.867 | 138410.343 | 138189.214 | 137970.708 | 137753.909 | 137535.068 | 137306.654 | 137077.101 | 136838.029 | 136595.02 | 136340.275 | 136079.412 | 136524.584 | 136980.34 | 137447.582 | 137923.511 | 138407.182 | 138903.392 | 139411.225 | 139932.712 | 140464.954 | 141008.53 | 141564.003 | 142132.87 | 142715.171 | 143341.474 | 143962.798 | 144599.655 | 145252.241 | 145920.757 | 146605.406 | 147306.396 | East Lindsey | Greater Lincolnshire
NG FES - System Transformation | I&C Base Energy Demand (MWh) | East Riding of Yorkshire | 944635.449 | 939154.885 | 938495.644 | 937911.032 | 937313.448 | 936639.08 | 935892.364 | 935071.694 | 934149.513 | 933143.872 | 932081.285 | 930920.375 | 934571.948 | 938286.083 | 942081.745 | 945948.919 | 949876.537 | 953865.03 | 957937.513 | 962114.9 | 966402.861 | 970776.232 | 975243.887 | 979814.86 | 984487.493 | 989134.572 | 993955.45 | 998870.989 | 1003882.32 | 1008990.602 | 1014196.994 | 1019502.684 | East Riding of Yorkshire | Humber | York and North Yorkshire
NG FES - System Transformation | I&C Base Energy Demand (MWh) | Gateshead | 505201.991 | 499155.626 | 495378.501 | 491601.455 | 487824.345 | 484047.131 | 480269.767 | 476492.332 | 472714.705 | 468936.937 | 465158.989 | 461380.857 | 459996.205 | 458615.908 | 457239.985 | 455868.399 | 454501.063 | 453138.025 | 451779.296 | 450424.902 | 449074.804 | 447728.982 | 446387.444 | 445050.183 | 443717.199 | 442388.577 | 441064.128 | 439743.921 | 438427.942 | 437116.183 | 435808.636 | 434505.289 | Gateshead | North Eastern
NG FES - System Transformation | I&C Base Energy Demand (MWh) | Hambleton | 305342.31 | 303814.563 | 303866.047 | 303929.325 | 303980.429 | 303997.267 | 303979.607 | 303931.863 | 303847.541 | 303755.481 | 303615.519 | 303463.315 | 304880.05 | 306330.8 | 307814.712 | 309331.589 | 310855.558 | 312407.36 | 314001.878 | 315630.641 | 317286.853 | 318969.279 | 320681.631 | 322427.213 | 324203.005 | 325998.236 | 327830.837 | 329694.28 | 331588.93 | 333515.145 | 335473.301 | 337463.771 | Hambleton | York and North Yorkshire
NG FES - System Transformation | I&C Base Energy Demand (MWh) | Harrogate | 467267.118 | 465584.376 | 466414.43 | 467268.137 | 468100.878 | 468844.136 | 469505.131 | 470107.759 | 470665.352 | 471185.114 | 471642.272 | 472050.393 | 474945.087 | 477918.96 | 480974.599 | 484090.764 | 487226.161 | 490440.415 | 493750.358 | 497160.787 | 500631.392 | 504157.45 | 507750.342 | 511411.325 | 515142.832 | 518815.179 | 522627.481 | 526500.449 | 530434.827 | 534431.358 | 538490.799 | 542613.914 | Harrogate | Leeds City Region | York and North Yorkshire
NG FES - System Transformation | I&C Base Energy Demand (MWh) | Hartlepool | 270342.66 | 267308.503 | 265507.936 | 263707.605 | 261905.203 | 260099.539 | 258289.856 | 256476.762 | 254659.923 | 252839.641 | 251015.862 | 249188.69 | 248654.37 | 248124.194 | 247598.652 | 247077.315 | 246560.786 | 246048.571 | 245542.13 | 245041.201 | 244545.625 | 244055.013 | 243569.362 | 243088.694 | 242612.771 | 242136.371 | 241668.403 | 241205.167 | 240746.688 | 240292.993 | 239844.11 | 239400.066 | Hartlepool | Tees Valley
NG FES - System Transformation | I&C Base Energy Demand (MWh) | High Peak | 20616.393 | 20369.132 | 20214.426 | 20059.72 | 19905.014 | 19750.307 | 19595.601 | 19440.895 | 19286.188 | 19131.482 | 18976.776 | 18822.069 | 18765.004 | 18708.112 | 18651.392 | 18594.845 | 18538.468 | 18482.263 | 18426.228 | 18370.363 | 18314.667 | 18259.14 | 18203.782 | 18148.591 | 18093.568 | 18038.711 | 17984.021 | 17929.496 | 17875.137 | 17820.943 | 17766.913 | 17713.047 | High Peak | Derby, Derbyshire, Nottingham and Nottinghamshire,
NG FES - System Transformation | I&C Base Energy Demand (MWh) | Kingston upon Hull, City of | 765155.584 | 756394.383 | 751109.672 | 745830.357 | 740550.098 | 735264.362 | 729973.48 | 724677.305 | 719373.867 | 714064.429 | 708751.003 | 703430.504 | 701757.907 | 700095.53 | 698444.868 | 696805.172 | 695175.561 | 693555.995 | 691948.144 | 690353.509 | 688772.522 | 687203.334 | 685646.563 | 684102.845 | 682572.045 | 681044.257 | 679534.946 | 678037.937 | 676553.292 | 675081.074 | 673621.353 | 672174.19 | Kingston upon Hull, City of | Humber
NG FES - System Transformation | I&C Base Energy Demand (MWh) | Kirklees | 845633.859 | 835622.93 | 829419.946 | 823217.945 | 817015.414 | 810812.022 | 804607.519 | 798402.339 | 792196.361 | 785989.694 | 779782.25 | 773573.823 | 771379.135 | 769193.851 | 767018.343 | 764852.032 | 762694.749 | 760546.71 | 758408.499 | 756280.292 | 754161.325 | 752051.406 | 749950.505 | 747858.663 | 745775.688 | 743708.761 | 741647.26 | 739595.439 | 737553.317 | 735520.915 | 733498.252 | 731485.354 | Kirklees | Leeds City Region
NG FES - System Transformation | I&C Base Energy Demand (MWh) | Leeds | 2004707.756 | 1980879.097 | 1966070.49 | 1951263.009 | 1936454.841 | 1921643.685 | 1906829.186 | 1892012.183 | 1877193.14 | 1862372.369 | 1847549.244 | 1832723.917 | 1827407.378 | 1822111.517 | 1816836.173 | 1811580.543 | 1806343.392 | 1801126.747 | 1795931.313 | 1790757.476 | 1785603.398 | 1780468.836 | 1775354.06 | 1770259.147 | 1765183.945 | 1760131.412 | 1755097.196 | 1750083.022 | 1745088.9 | 1740114.841 | 1735160.839 | 1730226.907 | Leeds | Leeds City Region
NG FES - System Transformation | I&C Base Energy Demand (MWh) | Middlesbrough | 258077.543 | 255506.56 | 254143.413 | 252781.186 | 251413.838 | 250038.642 | 248653.173 | 247259.643 | 245857.144 | 244446.471 | 243026.889 | 241598.452 | 241423.466 | 241255.441 | 241095.662 | 240943.139 | 240799.016 | 240661.888 | 240535.449 | 240419.314 | 240312.765 | 240215.148 | 240126.471 | 240046.905 | 239975.734 | 239902.523 | 239845.461 | 239797 | 239757.213 | 239726.178 | 239703.977 | 239690.691 | Middlesbrough | Tees Valley
NG FES - System Transformation | I&C Base Energy Demand (MWh) | Newcastle upon Tyne | 747174.119 | 741620.158 | 739645.186 | 737659.174 | 735701.785 | 733770.718 | 731883.58 | 730021.687 | 728178.566 | 726277.543 | 724339.785 | 722370.165 | 724175.243 | 725959.372 | 727715.911 | 729485.611 | 731313.109 | 733167.917 | 735004.457 | 736807.615 | 738660.025 | 740592.349 | 742599.963 | 744670.62 | 746800.722 | 748788.755 | 750955.911 | 753172.961 | 755440.466 | 757758.97 | 760129.04 | 762551.245 | Newcastle upon Tyne | North Eastern
NG FES - System Transformation | I&C Base Energy Demand (MWh) | North East Derbyshire | 18322.349 | 18209.445 | 18189.376 | 18170.439 | 18151.363 | 18131.915 | 18111.302 | 18090.038 | 18067.739 | 18044.845 | 18020.748 | 17995.589 | 18064.167 | 18134.997 | 18207.303 | 18281.35 | 18357.36 | 18435.031 | 18515.629 | 18598.369 | 18682.942 | 18769.366 | 18857.782 | 18948.376 | 19040.987 | 19136.086 | 19233.042 | 19332.158 | 19433.464 | 19536.985 | 19642.751 | 19750.79 | North East Derbyshire | Derby, Derbyshire, Nottingham and Nottinghamshire | Sheffield City Region
NG FES - System Transformation | I&C Base Energy Demand (MWh) | North East Lincolnshire | 525496.202 | 519373.062 | 515626.293 | 511879.913 | 508132.213 | 504382.19 | 500629.263 | 496874.325 | 493116.81 | 489357.489 | 485595.936 | 481832.216 | 480568.543 | 479311.101 | 478060.492 | 476816.555 | 475578.508 | 474347.446 | 473123.472 | 471906.961 | 470697.205 | 469494.091 | 468297.814 | 467108.571 | 465926.138 | 464751.584 | 463583.481 | 462422.425 | 461268.442 | 460121.561 | 458981.81 | 457849.212 | North East Lincolnshire | Greater Lincolnshire | Humber
NG FES - System Transformation | I&C Base Energy Demand (MWh) | North Lincolnshire | 627921.498 | 624024.515 | 623295.566 | 622564.506 | 621790.994 | 620946.146 | 620027.454 | 619058.456 | 618031.037 | 616953.346 | 615831 | 614664.716 | 616705.3 | 618781.83 | 620913.925 | 623103.367 | 625327.126 | 627602.718 | 629942.806 | 632353.136 | 634818.063 | 637331.95 | 639899.203 | 642522.825 | 645199.564 | 647897.16 | 650672.322 | 653502.19 | 656387.403 | 659328.61 | 662326.457 | 665381.615 | North Lincolnshire | Greater Lincolnshire | Humber
NG FES - System Transformation | I&C Base Energy Demand (MWh) | North Tyneside | 342985.195 | 340943.321 | 340642.095 | 340354.641 | 340061.769 | 339750.029 | 339416.675 | 339075.802 | 338712.657 | 338330.442 | 337927.229 | 337502.71 | 338842.543 | 340206.621 | 341591.921 | 343009.297 | 344448.12 | 345916.887 | 347416.916 | 348954.305 | 350526.155 | 352131.055 | 353768.742 | 355439.349 | 357142.39 | 358925.831 | 360719.829 | 362552.736 | 364425.042 | 366337.231 | 368289.811 | 370283.282 | North Tyneside | North Eastern
NG FES - System Transformation | I&C Base Energy Demand (MWh) | Northumberland | 789101.937 | 784122.93 | 783115.404 | 782139.751 | 781140.537 | 780104.752 | 779013.224 | 777896.672 | 776708.85 | 775473.563 | 774173.891 | 772809.632 | 775465.141 | 778171.119 | 780940.038 | 783761.001 | 786603.356 | 789489.059 | 792433.073 | 795449.436 | 798524.545 | 801651.79 | 804840.791 | 808093.605 | 811414.483 | 814876.945 | 818357.777 | 821909.806 | 825533.874 | 829230.829 | 833001.539 | 836846.876 | Northumberland | North Eastern
NG FES - System Transformation | I&C Base Energy Demand (MWh) | Pendle | 71546.749 | 70749.327 | 70279.766 | 69811.225 | 69342.88 | 68874.218 | 68403.875 | 67933.952 | 67463.155 | 66992.196 | 66520.199 | 66047.816 | 65918.04 | 65789.992 | 65663.434 | 65538.205 | 65414.046 | 65291.605 | 65170.549 | 65051.438 | 64933.8 | 64817.586 | 64702.901 | 64589.703 | 64477.983 | 64368.694 | 64260.492 | 64153.921 | 64048.992 | 63945.718 | 63844.111 | 63744.185 | Pendle | Lancashire
NG FES - System Transformation | I&C Base Energy Demand (MWh) | Redcar and Cleveland | 196893.799 | 195833.619 | 195770.501 | 195712.515 | 195642.601 | 195556.76 | 195444.015 | 195316.214 | 195170.658 | 195008.835 | 194824.471 | 194614.617 | 195412.482 | 196224.545 | 197054.341 | 197899.75 | 198761.175 | 199632.888 | 200524.024 | 201436.446 | 202365.263 | 203311.723 | 204275.84 | 205259.025 | 206258.36 | 207272.335 | 208307.838 | 209361.888 | 210434.705 | 211526.508 | 212637.516 | 213767.956 | Redcar and Cleveland | Tees Valley
NG FES - System Transformation | I&C Base Energy Demand (MWh) | Richmondshire | 168888.736 | 168198.264 | 168386.607 | 168576 | 168761.433 | 168941.111 | 169114.693 | 169255.758 | 169381.886 | 169489.08 | 169568.01 | 169639.839 | 170590.641 | 171558.861 | 172557.133 | 173568.21 | 174602.096 | 175658.698 | 176747.903 | 177873.776 | 179019.428 | 180187.336 | 181373.98 | 182580.593 | 183805.725 | 185009.584 | 186260.923 | 187530.939 | 188819.848 | 190127.869 | 191455.228 | 192802.147 | Richmondshire | York and North Yorkshire
NG FES - System Transformation | I&C Base Energy Demand (MWh) | Rotherham | 746534.765 | 741676.897 | 740578.412 | 739491.985 | 738408.618 | 737270.477 | 736086.71 | 734876.668 | 733621.713 | 732331.692 | 731015.38 | 729673.047 | 732143.245 | 734690.793 | 737320.365 | 740031.848 | 742804.409 | 745666.54 | 748628.303 | 751693.022 | 754840.978 | 758065.871 | 761368.275 | 764751.094 | 768210.99 | 771760.949 | 775394.52 | 779113.838 | 782919.989 | 786814.077 | 790797.215 | 794870.541 | Rotherham | Sheffield City Region
NG FES - System Transformation | I&C Base Energy Demand (MWh) | Ryedale | 210364.836 | 209594.156 | 209928.443 | 210286.343 | 210639.098 | 210962.242 | 211271.228 | 211576.076 | 211856.433 | 212120.923 | 212343.396 | 212551.056 | 213859.134 | 215202.36 | 216554.952 | 217911.62 | 219292.206 | 220699.999 | 222134.839 | 223590.982 | 225071.042 | 226572.039 | 228098.306 | 229650.461 | 231228.445 | 232911.318 | 234574.551 | 236269.814 | 237997.517 | 239758.077 | 241551.919 | 243379.468 | Ryedale | York and North Yorkshire
NG FES - System Transformation | I&C Base Energy Demand (MWh) | Scarborough | 319711.069 | 316680.028 | 315163.166 | 313648.338 | 312129.783 | 310606.112 | 309074.708 | 307535.585 | 305988.832 | 304433.328 | 302870.052 | 301293.468 | 301278.626 | 301279.322 | 301292.189 | 301310.444 | 301341.272 | 301382.044 | 301437.101 | 301506.707 | 301588.89 | 301682.65 | 301789.962 | 301911.219 | 302045.872 | 302202.309 | 302367.74 | 302547.656 | 302742.202 | 302951.537 | 303175.811 | 303415.183 | Scarborough | York and North Yorkshire
NG FES - System Transformation | I&C Base Energy Demand (MWh) | Selby | 324390.931 | 322769.214 | 322778.663 | 322785.42 | 322794.853 | 322787.996 | 322747.975 | 322673.392 | 322572.485 | 322453.399 | 322316.673 | 322157.508 | 323666.583 | 325211.937 | 326776.918 | 328364.8 | 329975.371 | 331623.821 | 333310.815 | 335045.124 | 336812.355 | 338611.694 | 340443.958 | 342312.519 | 344214.392 | 346268.645 | 348295.065 | 350367.131 | 352485.438 | 354650.595 | 356863.212 | 359123.912 | Selby | Leeds City Region | York and North Yorkshire
NG FES - System Transformation | I&C Base Energy Demand (MWh) | Sheffield | 1258162.899 | 1243250.614 | 1234003.883 | 1224758.083 | 1215512.122 | 1206264.37 | 1197014.716 | 1187763.938 | 1178511.47 | 1169257.729 | 1160002.683 | 1150746.286 | 1147460.507 | 1144188.45 | 1140930.079 | 1137685.238 | 1134453.454 | 1131235.323 | 1128031.684 | 1124842.344 | 1121666.489 | 1118503.863 | 1115354.491 | 1112218.506 | 1109095.707 | 1105988.526 | 1102893.616 | 1099812.299 | 1096744.585 | 1093690.493 | 1090650.049 | 1087623.264 | Sheffield | Sheffield City Region
NG FES - System Transformation | I&C Base Energy Demand (MWh) | South Tyneside | 182708.401 | 180532.78 | 179178.561 | 177824.314 | 176470.143 | 175116.024 | 173762.016 | 172408.06 | 171054.134 | 169699.952 | 168345.596 | 166991.079 | 166502.939 | 166016.271 | 165531.046 | 165047.397 | 164565.49 | 164085.208 | 163606.387 | 163128.977 | 162653.264 | 162179.358 | 161707.236 | 161236.853 | 160768.183 | 160300.43 | 159834.864 | 159370.964 | 158908.732 | 158448.163 | 157989.258 | 157532.013 | South Tyneside | North Eastern
NG FES - System Transformation | I&C Base Energy Demand (MWh) | Stockton-on-Tees | 463742.052 | 461075.57 | 460768.094 | 460463.948 | 460131.147 | 459753.132 | 459319.441 | 458838.244 | 458305.029 | 457724.152 | 457094.487 | 456417.948 | 458111.267 | 459834.639 | 461595.029 | 463386.52 | 465217.302 | 467080.825 | 468997.543 | 470963.795 | 472977.341 | 475032.921 | 477130.577 | 479270.711 | 481450.083 | 483596.474 | 485833.325 | 488109.492 | 490425.421 | 492781.553 | 495178.351 | 497616.276 | Stockton-on-Tees | Tees Valley
NG FES - System Transformation | I&C Base Energy Demand (MWh) | Sunderland | 553946.641 | 547632.994 | 543840.917 | 540049.549 | 536255.822 | 532457.318 | 528654.3 | 524847.082 | 521035.723 | 517220.058 | 513399.846 | 509574.722 | 508392.593 | 507218.729 | 506053.031 | 504894.508 | 503743.528 | 502600.456 | 501465.654 | 500339.488 | 499221.851 | 498112.852 | 497012.385 | 495920.584 | 494837.258 | 493753.618 | 492683.811 | 491622.079 | 490568.458 | 489522.979 | 488485.67 | 487456.566 | Sunderland | North Eastern
NG FES - System Transformation | I&C Base Energy Demand (MWh) | Wakefield | 1078671.397 | 1071531.308 | 1069741.172 | 1067998.7 | 1066240.527 | 1064455.401 | 1062626.336 | 1060771.71 | 1058883.774 | 1056965.346 | 1055012.916 | 1053022.095 | 1056526.43 | 1060144.14 | 1063885.864 | 1067732.612 | 1071674.657 | 1075728.979 | 1079920.807 | 1084261.064 | 1088715.036 | 1093276.639 | 1097946.643 | 1102727.457 | 1107608.983 | 1112945.522 | 1118216.277 | 1123631.068 | 1129191.799 | 1134900.4 | 1140758.833 | 1146769.086 | Wakefield | Leeds City Region
NG FES - System Transformation | I&C Base Energy Demand (MWh) | West Lindsey | 212535.27 | 211292.993 | 211133.646 | 210982.542 | 210822.686 | 210652.543 | 210467.712 | 210262.756 | 210039.673 | 209808.338 | 209562.013 | 209293.363 | 210109.22 | 210940.255 | 211787.771 | 212650.628 | 213525.53 | 214425.469 | 215343.339 | 216283.321 | 217242.255 | 218221.077 | 219222.029 | 220247.051 | 221292.213 | 222355.825 | 223444.326 | 224555.329 | 225689.103 | 226845.934 | 228026.099 | 229229.887 | West Lindsey | Greater Lincolnshire
NG FES - System Transformation | I&C Base Energy Demand (MWh) | York | 466604.326 | 461334.68 | 458188.466 | 455043.908 | 451898.973 | 448750.262 | 445597.035 | 442439.516 | 439277.354 | 436112.152 | 432942.907 | 429770.021 | 428826.058 | 427890.557 | 426962.029 | 426040.395 | 425125.299 | 424218.418 | 423320.426 | 422431.933 | 421551.869 | 420679.71 | 419815.826 | 418960.652 | 418113.913 | 417282.804 | 416456.402 | 415639.23 | 414831.343 | 414032.814 | 413243.702 | 412464.071 | York | Leeds City Region | York and North Yorkshire
NG FES - Consumer Transformation | Number of constrained primary substations | Barnsley | 0 | 0 | 0 | 0 | 0 | 0 | 0 | 0 | 0 | 0 | 0 | 0 | 0 | 0 | 0 | 2 | 2 | 2 | 2 | 3 | 3 | 3 | 4 | 4 | 4 | 4 | 4 | 4 | 4 | 5 | 5 | 5 | Barnsley | Leeds City Region | Sheffield City Region
NG FES - Consumer Transformation | Number of constrained primary substations | Bassetlaw | 0 | 0 | 0 | 0 | 0 | 0 | 0 | 0 | 0 | 0 | 0 | 0 | 1 | 1 | 1 | 1 | 1 | 1 | 1 | 1 | 1 | 1 | 2 | 2 | 2 | 2 | 2 | 2 | 2 | 2 | 2 | 2 | Bassetlaw | Derby, Derbyshire, Nottingham and Nottinghamshire | Sheffield City Region
NG FES - Consumer Transformation | Number of constrained primary substations | Bradford | 0 | 0 | 0 | 0 | 0 | 0 | 0 | 0 | 0 | 0 | 0 | 1 | 1 | 1 | 1 | 1 | 1 | 2 | 3 | 4 | 4 | 7 | 9 | 9 | 9 | 10 | 10 | 10 | 10 | 10 | 10 | 10 | Bradford | Leeds City Region
NG FES - Consumer Transformation | Number of constrained primary substations | Calderdale | 0 | 0 | 0 | 0 | 0 | 0 | 0 | 0 | 0 | 0 | 0 | 0 | 0 | 0 | 0 | 1 | 2 | 3 | 3 | 3 | 4 | 4 | 5 | 6 | 6 | 6 | 6 | 6 | 6 | 6 | 6 | 6 | Calderdale | Leeds City Region
NG FES - Consumer Transformation | Number of constrained primary substations | County Durham | 0 | 0 | 0 | 0 | 0 | 0 | 0 | 0 | 0 | 0 | 0 | 0 | 1 | 1 | 2 | 2 | 5 | 6 | 6 | 6 | 8 | 9 | 10 | 10 | 11 | 11 | 12 | 12 | 12 | 12 | 12 | 12 | County Durham | North Eastern
NG FES - Consumer Transformation | Number of constrained primary substations | Craven | 0 | 0 | 0 | 0 | 0 | 0 | 0 | 0 | 0 | 0 | 0 | 0 | 0 | 1 | 2 | 2 | 3 | 3 | 3 | 3 | 3 | 4 | 4 | 4 | 4 | 4 | 4 | 4 | 4 | 4 | 4 | 4 | Craven | Leeds City Region | York and North Yorkshire
NG FES - Consumer Transformation | Number of constrained primary substations | Darlington | 0 | 0 | 0 | 0 | 0 | 0 | 0 | 0 | 0 | 0 | 0 | 1 | 1 | 1 | 2 | 3 | 3 | 3 | 4 | 4 | 4 | 4 | 4 | 4 | 4 | 4 | 4 | 4 | 4 | 4 | 4 | 4 | Darlington | Tees Valley
NG FES - Consumer Transformation | Number of constrained primary substations | Doncaster | 0 | 0 | 0 | 0 | 0 | 0 | 0 | 0 | 0 | 0 | 0 | 0 | 0 | 2 | 4 | 5 | 7 | 8 | 8 | 8 | 9 | 9 | 9 | 9 | 9 | 10 | 10 | 11 | 11 | 11 | 11 | 11 | Doncaster | Sheffield City Region
NG FES - Consumer Transformation | Number of constrained primary substations | East Lindsey | 0 | 0 | 0 | 0 | 0 | 0 | 0 | 0 | 0 | 0 | 0 | 0 | 0 | 1 | 1 | 2 | 2 | 2 | 2 | 2 | 3 | 3 | 3 | 3 | 3 | 3 | 3 | 3 | 3 | 3 | 3 | 3 | East Lindsey | Greater Lincolnshire
NG FES - Consumer Transformation | Number of constrained primary substations | East Riding of Yorkshire | 3 | 3 | 4 | 3 | 3 | 3 | 4 | 5 | 5 | 6 | 6 | 6 | 7 | 9 | 10 | 11 | 15 | 18 | 19 | 20 | 20 | 21 | 21 | 21 | 21 | 21 | 21 | 21 | 21 | 21 | 21 | 21 | East Riding of Yorkshire | Humber | York and North Yorkshire
NG FES - Consumer Transformation | Number of constrained primary substations | Gateshead | 0 | 0 | 1 | 0 | 0 | 0 | 0 | 0 | 0 | 0 | 0 | 0 | 1 | 2 | 2 | 2 | 3 | 3 | 3 | 3 | 3 | 3 | 3 | 3 | 3 | 4 | 4 | 4 | 4 | 4 | 4 | 4 | Gateshead | North Eastern
NG FES - Consumer Transformation | Number of constrained primary substations | Hambleton | 1 | 1 | 1 | 1 | 1 | 1 | 1 | 1 | 1 | 1 | 1 | 1 | 1 | 1 | 2 | 4 | 4 | 4 | 4 | 5 | 6 | 6 | 6 | 7 | 7 | 7 | 7 | 7 | 7 | 7 | 7 | 7 | Hambleton | York and North Yorkshire
NG FES - Consumer Transformation | Number of constrained primary substations | Harrogate | 1 | 1 | 1 | 1 | 1 | 1 | 1 | 1 | 1 | 1 | 1 | 4 | 4 | 4 | 4 | 4 | 4 | 5 | 5 | 6 | 6 | 6 | 6 | 7 | 7 | 7 | 7 | 7 | 7 | 7 | 7 | 7 | Harrogate | Leeds City Region | York and North Yorkshire
NG FES - Consumer Transformation | Number of constrained primary substations | Hartlepool | 0 | 0 | 0 | 0 | 0 | 0 | 0 | 0 | 0 | 0 | 0 | 0 | 1 | 1 | 1 | 1 | 2 | 2 | 2 | 2 | 2 | 2 | 2 | 2 | 2 | 2 | 2 | 2 | 2 | 2 | 2 | 2 | Hartlepool | Tees Valley
NG FES - Consumer Transformation | Number of constrained primary substations | High Peak | 0 | 0 | 0 | 0 | 0 | 0 | 0 | 0 | 0 | 0 | 0 | 0 | 0 | 0 | 0 | 0 | 0 | 0 | 0 | 0 | 0 | 0 | 0 | 0 | 0 | 0 | 0 | 0 | 0 | 0 | 0 | 0 | High Peak | Derby, Derbyshire, Nottingham and Nottinghamshire,
NG FES - Consumer Transformation | Number of constrained primary substations | Kingston upon Hull, City of | 0 | 0 | 0 | 0 | 0 | 0 | 0 | 0 | 0 | 0 | 0 | 0 | 0 | 1 | 1 | 1 | 1 | 2 | 2 | 3 | 3 | 3 | 3 | 3 | 3 | 3 | 3 | 3 | 3 | 3 | 3 | 4 | Kingston upon Hull, City of | Humber
NG FES - Consumer Transformation | Number of constrained primary substations | Kirklees | 0 | 0 | 0 | 0 | 0 | 0 | 0 | 0 | 0 | 0 | 0 | 0 | 0 | 0 | 0 | 2 | 2 | 4 | 6 | 6 | 6 | 7 | 7 | 7 | 7 | 8 | 8 | 8 | 8 | 8 | 8 | 8 | Kirklees | Leeds City Region
NG FES - Consumer Transformation | Number of constrained primary substations | Leeds | 1 | 1 | 2 | 2 | 2 | 2 | 2 | 2 | 2 | 2 | 2 | 3 | 5 | 5 | 6 | 10 | 12 | 16 | 17 | 17 | 19 | 24 | 25 | 25 | 26 | 26 | 26 | 26 | 26 | 26 | 26 | 26 | Leeds | Leeds City Region
NG FES - Consumer Transformation | Number of constrained primary substations | Middlesbrough | 0 | 0 | 0 | 0 | 0 | 0 | 0 | 0 | 0 | 0 | 0 | 0 | 0 | 2 | 2 | 4 | 4 | 4 | 4 | 4 | 4 | 4 | 4 | 4 | 4 | 4 | 4 | 4 | 4 | 4 | 4 | 4 | Middlesbrough | Tees Valley
NG FES - Consumer Transformation | Number of constrained primary substations | Newcastle upon Tyne | 0 | 0 | 0 | 0 | 0 | 0 | 0 | 0 | 0 | 0 | 0 | 0 | 0 | 0 | 0 | 0 | 0 | 1 | 4 | 6 | 6 | 6 | 6 | 7 | 8 | 8 | 8 | 8 | 8 | 8 | 8 | 8 | Newcastle upon Tyne | North Eastern
NG FES - Consumer Transformation | Number of constrained primary substations | North East Derbyshire | 0 | 0 | 0 | 0 | 0 | 0 | 0 | 0 | 0 | 0 | 0 | 0 | 0 | 0 | 0 | 0 | 0 | 1 | 1 | 1 | 1 | 2 | 2 | 2 | 2 | 2 | 2 | 2 | 2 | 2 | 2 | 2 | North East Derbyshire | Derby, Derbyshire, Nottingham and Nottinghamshire | Sheffield City Region
NG FES - Consumer Transformation | Number of constrained primary substations | North East Lincolnshire | 0 | 0 | 0 | 0 | 0 | 0 | 0 | 0 | 0 | 0 | 0 | 0 | 1 | 2 | 3 | 3 | 3 | 3 | 3 | 3 | 4 | 4 | 4 | 4 | 4 | 4 | 4 | 4 | 4 | 4 | 4 | 4 | North East Lincolnshire | Greater Lincolnshire | Humber
NG FES - Consumer Transformation | Number of constrained primary substations | North Lincolnshire | 1 | 1 | 3 | 3 | 3 | 3 | 3 | 3 | 3 | 3 | 3 | 3 | 4 | 5 | 6 | 6 | 6 | 9 | 10 | 11 | 11 | 11 | 11 | 11 | 11 | 11 | 11 | 11 | 11 | 11 | 11 | 11 | North Lincolnshire | Greater Lincolnshire | Humber
NG FES - Consumer Transformation | Number of constrained primary substations | North Tyneside | 0 | 0 | 0 | 0 | 0 | 0 | 0 | 0 | 0 | 0 | 0 | 1 | 1 | 1 | 1 | 1 | 1 | 5 | 6 | 6 | 6 | 6 | 7 | 7 | 7 | 7 | 7 | 7 | 7 | 7 | 7 | 7 | North Tyneside | North Eastern
NG FES - Consumer Transformation | Number of constrained primary substations | Northumberland | 0 | 0 | 0 | 0 | 0 | 0 | 0 | 0 | 0 | 0 | 0 | 1 | 2 | 3 | 6 | 7 | 7 | 7 | 7 | 7 | 8 | 8 | 8 | 8 | 8 | 8 | 8 | 9 | 9 | 9 | 9 | 9 | Northumberland | North Eastern
NG FES - Consumer Transformation | Number of constrained primary substations | Pendle | 0 | 0 | 0 | 0 | 0 | 0 | 0 | 0 | 0 | 0 | 0 | 0 | 0 | 0 | 0 | 0 | 0 | 0 | 0 | 0 | 0 | 0 | 0 | 0 | 0 | 0 | 0 | 0 | 0 | 0 | 0 | 0 | Pendle | Lancashire
NG FES - Consumer Transformation | Number of constrained primary substations | Redcar and Cleveland | 0 | 0 | 0 | 0 | 0 | 0 | 0 | 0 | 0 | 0 | 0 | 0 | 0 | 1 | 2 | 3 | 3 | 3 | 4 | 4 | 4 | 4 | 4 | 4 | 4 | 5 | 5 | 5 | 5 | 5 | 5 | 5 | Redcar and Cleveland | Tees Valley
NG FES - Consumer Transformation | Number of constrained primary substations | Richmondshire | 0 | 0 | 0 | 0 | 0 | 0 | 0 | 0 | 0 | 0 | 0 | 0 | 0 | 0 | 0 | 1 | 1 | 1 | 2 | 2 | 3 | 3 | 3 | 3 | 3 | 3 | 3 | 3 | 3 | 3 | 3 | 3 | Richmondshire | York and North Yorkshire
NG FES - Consumer Transformation | Number of constrained primary substations | Rotherham | 1 | 1 | 1 | 2 | 2 | 2 | 2 | 2 | 2 | 2 | 2 | 1 | 1 | 1 | 2 | 3 | 4 | 6 | 6 | 6 | 6 | 6 | 6 | 6 | 6 | 6 | 6 | 6 | 6 | 6 | 7 | 7 | Rotherham | Sheffield City Region
NG FES - Consumer Transformation | Number of constrained primary substations | Ryedale | 1 | 1 | 1 | 1 | 1 | 1 | 1 | 1 | 1 | 1 | 1 | 1 | 1 | 1 | 1 | 2 | 2 | 2 | 2 | 2 | 2 | 2 | 2 | 2 | 2 | 2 | 2 | 2 | 2 | 2 | 2 | 2 | Ryedale | York and North Yorkshire
NG FES - Consumer Transformation | Number of constrained primary substations | Scarborough | 0 | 0 | 0 | 0 | 0 | 0 | 0 | 0 | 0 | 0 | 0 | 0 | 0 | 0 | 1 | 2 | 2 | 2 | 2 | 2 | 2 | 2 | 2 | 2 | 2 | 2 | 2 | 2 | 2 | 2 | 2 | 2 | Scarborough | York and North Yorkshire
NG FES - Consumer Transformation | Number of constrained primary substations | Selby | 1 | 1 | 1 | 1 | 1 | 1 | 1 | 1 | 1 | 1 | 1 | 1 | 1 | 1 | 2 | 2 | 2 | 2 | 4 | 4 | 4 | 5 | 5 | 5 | 5 | 5 | 5 | 5 | 5 | 5 | 5 | 5 | Selby | Leeds City Region | York and North Yorkshire
NG FES - Consumer Transformation | Number of constrained primary substations | Sheffield | 2 | 1 | 1 | 1 | 1 | 1 | 1 | 1 | 1 | 1 | 2 | 2 | 3 | 4 | 4 | 4 | 5 | 8 | 8 | 9 | 9 | 9 | 10 | 10 | 11 | 12 | 12 | 12 | 12 | 12 | 12 | 12 | Sheffield | Sheffield City Region
NG FES - Consumer Transformation | Number of constrained primary substations | South Tyneside | 0 | 0 | 0 | 0 | 0 | 0 | 0 | 0 | 0 | 0 | 0 | 0 | 0 | 0 | 0 | 0 | 0 | 2 | 2 | 2 | 2 | 2 | 2 | 2 | 2 | 2 | 2 | 2 | 2 | 2 | 2 | 2 | South Tyneside | North Eastern
NG FES - Consumer Transformation | Number of constrained primary substations | Stockton-on-Tees | 0 | 0 | 0 | 0 | 0 | 0 | 0 | 0 | 0 | 0 | 1 | 1 | 2 | 2 | 2 | 2 | 2 | 3 | 3 | 3 | 3 | 3 | 3 | 3 | 3 | 3 | 3 | 3 | 3 | 3 | 3 | 3 | Stockton-on-Tees | Tees Valley
NG FES - Consumer Transformation | Number of constrained primary substations | Sunderland | 0 | 0 | 0 | 0 | 0 | 0 | 0 | 0 | 0 | 0 | 0 | 0 | 1 | 1 | 2 | 5 | 6 | 7 | 7 | 8 | 9 | 10 | 10 | 10 | 10 | 10 | 10 | 10 | 10 | 10 | 10 | 10 | Sunderland | North Eastern
NG FES - Consumer Transformation | Number of constrained primary substations | Wakefield | 2 | 2 | 4 | 4 | 4 | 4 | 4 | 4 | 4 | 4 | 4 | 4 | 5 | 5 | 6 | 7 | 9 | 10 | 10 | 11 | 12 | 12 | 13 | 13 | 14 | 14 | 14 | 14 | 14 | 14 | 14 | 15 | Wakefield | Leeds City Region
NG FES - Consumer Transformation | Number of constrained primary substations | West Lindsey | 1 | 1 | 1 | 1 | 1 | 1 | 1 | 1 | 1 | 1 | 1 | 1 | 2 | 4 | 4 | 5 | 6 | 6 | 6 | 6 | 6 | 6 | 6 | 6 | 6 | 6 | 6 | 6 | 6 | 6 | 6 | 6 | West Lindsey | Greater Lincolnshire
NG FES - Consumer Transformation | Number of constrained primary substations | York | 0 | 0 | 0 | 0 | 0 | 0 | 0 | 0 | 0 | 0 | 0 | 0 | 0 | 0 | 1 | 1 | 1 | 1 | 2 | 3 | 3 | 4 | 4 | 4 | 4 | 4 | 4 | 4 | 4 | 4 | 4 | 4 | York | Leeds City Region | York and North Yorkshire
NG FES - Leading the Way | Number of constrained primary substations | Barnsley | 0 | 0 | 0 | 0 | 0 | 0 | 0 | 0 | 0 | 0 | 0 | 0 | 0 | 0 | 1 | 2 | 2 | 2 | 2 | 2 | 2 | 2 | 3 | 3 | 3 | 3 | 3 | 3 | 3 | 3 | 3 | 3 | Barnsley | Leeds City Region | Sheffield City Region
NG FES - Leading the Way | Number of constrained primary substations | Bassetlaw | 0 | 0 | 0 | 0 | 0 | 0 | 0 | 0 | 0 | 0 | 0 | 0 | 1 | 1 | 1 | 1 | 1 | 1 | 1 | 1 | 1 | 1 | 1 | 1 | 1 | 1 | 1 | 1 | 1 | 1 | 1 | 1 | Bassetlaw | Derby, Derbyshire, Nottingham and Nottinghamshire | Sheffield City Region
NG FES - Leading the Way | Number of constrained primary substations | Bradford | 0 | 0 | 0 | 0 | 0 | 0 | 0 | 0 | 0 | 0 | 0 | 1 | 1 | 1 | 1 | 1 | 2 | 3 | 3 | 4 | 4 | 5 | 5 | 5 | 5 | 5 | 5 | 5 | 5 | 5 | 5 | 5 | Bradford | Leeds City Region
NG FES - Leading the Way | Number of constrained primary substations | Calderdale | 0 | 0 | 0 | 0 | 0 | 0 | 0 | 0 | 0 | 0 | 0 | 0 | 0 | 0 | 1 | 2 | 3 | 3 | 3 | 3 | 4 | 4 | 4 | 4 | 4 | 4 | 4 | 4 | 4 | 4 | 4 | 4 | Calderdale | Leeds City Region
NG FES - Leading the Way | Number of constrained primary substations | County Durham | 0 | 0 | 0 | 0 | 0 | 0 | 0 | 0 | 0 | 0 | 0 | 1 | 1 | 2 | 2 | 3 | 6 | 6 | 6 | 6 | 6 | 6 | 6 | 6 | 6 | 6 | 6 | 7 | 7 | 6 | 6 | 6 | County Durham | North Eastern
NG FES - Leading the Way | Number of constrained primary substations | Craven | 0 | 0 | 0 | 0 | 0 | 0 | 0 | 0 | 0 | 0 | 0 | 0 | 1 | 1 | 2 | 3 | 3 | 3 | 3 | 3 | 3 | 3 | 3 | 3 | 3 | 3 | 3 | 3 | 3 | 3 | 3 | 3 | Craven | Leeds City Region | York and North Yorkshire
NG FES - Leading the Way | Number of constrained primary substations | Darlington | 0 | 0 | 0 | 0 | 0 | 0 | 0 | 0 | 0 | 0 | 0 | 1 | 1 | 1 | 2 | 3 | 3 | 3 | 3 | 4 | 4 | 4 | 4 | 4 | 4 | 4 | 4 | 4 | 4 | 4 | 4 | 4 | Darlington | Tees Valley
NG FES - Leading the Way | Number of constrained primary substations | Doncaster | 0 | 0 | 0 | 0 | 0 | 0 | 0 | 0 | 0 | 0 | 0 | 0 | 0 | 3 | 5 | 5 | 8 | 8 | 8 | 8 | 8 | 9 | 9 | 9 | 9 | 9 | 9 | 9 | 9 | 9 | 9 | 9 | Doncaster | Sheffield City Region
NG FES - Leading the Way | Number of constrained primary substations | East Lindsey | 0 | 0 | 0 | 0 | 0 | 0 | 0 | 0 | 0 | 0 | 0 | 0 | 1 | 1 | 1 | 2 | 2 | 2 | 2 | 2 | 2 | 2 | 3 | 3 | 3 | 3 | 3 | 3 | 3 | 3 | 3 | 3 | East Lindsey | Greater Lincolnshire
NG FES - Leading the Way | Number of constrained primary substations | East Riding of Yorkshire | 3 | 3 | 4 | 3 | 3 | 3 | 3 | 4 | 5 | 6 | 6 | 6 | 8 | 9 | 11 | 12 | 14 | 17 | 17 | 17 | 18 | 20 | 20 | 20 | 20 | 20 | 20 | 20 | 20 | 20 | 20 | 20 | East Riding of Yorkshire | Humber | York and North Yorkshire
NG FES - Leading the Way | Number of constrained primary substations | Gateshead | 0 | 0 | 0 | 0 | 0 | 0 | 0 | 0 | 0 | 0 | 0 | 0 | 1 | 2 | 2 | 2 | 3 | 3 | 3 | 3 | 3 | 3 | 3 | 3 | 3 | 3 | 3 | 3 | 3 | 3 | 3 | 3 | Gateshead | North Eastern
NG FES - Leading the Way | Number of constrained primary substations | Hambleton | 1 | 1 | 1 | 1 | 1 | 1 | 1 | 1 | 1 | 1 | 1 | 1 | 1 | 1 | 2 | 4 | 4 | 4 | 4 | 4 | 4 | 4 | 6 | 6 | 6 | 6 | 6 | 6 | 6 | 6 | 6 | 6 | Hambleton | York and North Yorkshire
NG FES - Leading the Way | Number of constrained primary substations | Harrogate | 1 | 1 | 1 | 1 | 1 | 1 | 1 | 1 | 1 | 1 | 1 | 3 | 4 | 4 | 4 | 4 | 4 | 5 | 5 | 5 | 5 | 5 | 5 | 5 | 6 | 6 | 6 | 6 | 6 | 6 | 6 | 6 | Harrogate | Leeds City Region | York and North Yorkshire
NG FES - Leading the Way | Number of constrained primary substations | Hartlepool | 0 | 0 | 0 | 0 | 0 | 0 | 0 | 0 | 0 | 0 | 0 | 1 | 1 | 1 | 1 | 2 | 2 | 2 | 2 | 2 | 2 | 2 | 2 | 2 | 2 | 2 | 2 | 2 | 2 | 2 | 2 | 2 | Hartlepool | Tees Valley
NG FES - Leading the Way | Number of constrained primary substations | High Peak | 0 | 0 | 0 | 0 | 0 | 0 | 0 | 0 | 0 | 0 | 0 | 0 | 0 | 0 | 0 | 0 | 0 | 0 | 0 | 0 | 0 | 0 | 0 | 0 | 0 | 0 | 0 | 0 | 0 | 0 | 0 | 0 | High Peak | Derby, Derbyshire, Nottingham and Nottinghamshire,
NG FES - Leading the Way | Number of constrained primary substations | Kingston upon Hull, City of | 0 | 0 | 0 | 0 | 0 | 0 | 0 | 0 | 0 | 0 | 0 | 0 | 0 | 1 | 1 | 1 | 2 | 2 | 3 | 3 | 3 | 3 | 3 | 3 | 3 | 3 | 3 | 3 | 3 | 3 | 3 | 3 | Kingston upon Hull, City of | Humber
NG FES - Leading the Way | Number of constrained primary substations | Kirklees | 0 | 0 | 0 | 0 | 0 | 0 | 0 | 0 | 0 | 0 | 0 | 0 | 0 | 0 | 1 | 2 | 2 | 4 | 6 | 6 | 6 | 7 | 7 | 7 | 7 | 7 | 7 | 7 | 7 | 7 | 7 | 6 | Kirklees | Leeds City Region
NG FES - Leading the Way | Number of constrained primary substations | Leeds | 1 | 1 | 2 | 2 | 2 | 2 | 2 | 2 | 2 | 2 | 2 | 3 | 5 | 6 | 9 | 12 | 15 | 15 | 17 | 17 | 17 | 18 | 19 | 19 | 19 | 19 | 19 | 19 | 18 | 18 | 18 | 17 | Leeds | Leeds City Region
NG FES - Leading the Way | Number of constrained primary substations | Middlesbrough | 0 | 0 | 0 | 0 | 0 | 0 | 0 | 0 | 0 | 0 | 0 | 0 | 1 | 2 | 3 | 4 | 4 | 4 | 4 | 4 | 4 | 4 | 4 | 4 | 4 | 4 | 4 | 4 | 4 | 4 | 4 | 4 | Middlesbrough | Tees Valley
NG FES - Leading the Way | Number of constrained primary substations | Newcastle upon Tyne | 0 | 0 | 0 | 0 | 0 | 0 | 0 | 0 | 0 | 0 | 0 | 0 | 0 | 0 | 0 | 0 | 1 | 1 | 4 | 6 | 6 | 6 | 6 | 6 | 6 | 6 | 6 | 6 | 6 | 6 | 6 | 6 | Newcastle upon Tyne | North Eastern
NG FES - Leading the Way | Number of constrained primary substations | North East Derbyshire | 0 | 0 | 0 | 0 | 0 | 0 | 0 | 0 | 0 | 0 | 0 | 0 | 0 | 0 | 0 | 0 | 1 | 1 | 1 | 1 | 1 | 1 | 2 | 2 | 2 | 2 | 2 | 2 | 2 | 2 | 2 | 2 | North East Derbyshire | Derby, Derbyshire, Nottingham and Nottinghamshire | Sheffield City Region
NG FES - Leading the Way | Number of constrained primary substations | North East Lincolnshire | 0 | 0 | 0 | 0 | 0 | 0 | 0 | 0 | 0 | 0 | 0 | 0 | 2 | 2 | 3 | 3 | 3 | 3 | 3 | 3 | 3 | 3 | 4 | 4 | 4 | 4 | 4 | 4 | 4 | 4 | 4 | 3 | North East Lincolnshire | Greater Lincolnshire | Humber
NG FES - Leading the Way | Number of constrained primary substations | North Lincolnshire | 1 | 1 | 3 | 3 | 3 | 3 | 3 | 3 | 3 | 3 | 3 | 3 | 4 | 5 | 6 | 6 | 8 | 9 | 10 | 10 | 10 | 10 | 11 | 11 | 11 | 11 | 11 | 11 | 11 | 11 | 11 | 11 | North Lincolnshire | Greater Lincolnshire | Humber
NG FES - Leading the Way | Number of constrained primary substations | North Tyneside | 0 | 0 | 0 | 0 | 0 | 0 | 0 | 0 | 0 | 0 | 0 | 1 | 1 | 1 | 1 | 1 | 2 | 4 | 6 | 6 | 6 | 6 | 6 | 6 | 6 | 6 | 6 | 6 | 6 | 6 | 6 | 6 | North Tyneside | North Eastern
NG FES - Leading the Way | Number of constrained primary substations | Northumberland | 0 | 0 | 0 | 0 | 0 | 0 | 0 | 0 | 0 | 0 | 0 | 2 | 2 | 3 | 6 | 7 | 7 | 7 | 7 | 7 | 7 | 7 | 7 | 7 | 7 | 8 | 8 | 8 | 8 | 8 | 8 | 8 | Northumberland | North Eastern
NG FES - Leading the Way | Number of constrained primary substations | Pendle | 0 | 0 | 0 | 0 | 0 | 0 | 0 | 0 | 0 | 0 | 0 | 0 | 0 | 0 | 0 | 0 | 0 | 0 | 0 | 0 | 0 | 0 | 0 | 0 | 0 | 0 | 0 | 0 | 0 | 0 | 0 | 0 | Pendle | Lancashire
NG FES - Leading the Way | Number of constrained primary substations | Redcar and Cleveland | 0 | 0 | 0 | 0 | 0 | 0 | 0 | 0 | 0 | 0 | 0 | 0 | 0 | 1 | 2 | 3 | 3 | 4 | 4 | 4 | 4 | 4 | 4 | 4 | 4 | 4 | 4 | 4 | 4 | 4 | 4 | 4 | Redcar and Cleveland | Tees Valley
NG FES - Leading the Way | Number of constrained primary substations | Richmondshire | 0 | 0 | 0 | 0 | 0 | 0 | 0 | 0 | 0 | 0 | 0 | 0 | 0 | 0 | 0 | 1 | 1 | 1 | 2 | 2 | 2 | 2 | 3 | 3 | 3 | 3 | 3 | 3 | 3 | 3 | 3 | 3 | Richmondshire | York and North Yorkshire
NG FES - Leading the Way | Number of constrained primary substations | Rotherham | 1 | 1 | 1 | 2 | 2 | 2 | 2 | 2 | 2 | 2 | 2 | 1 | 1 | 1 | 1 | 3 | 4 | 5 | 6 | 6 | 6 | 6 | 6 | 6 | 6 | 6 | 6 | 6 | 6 | 6 | 6 | 6 | Rotherham | Sheffield City Region
NG FES - Leading the Way | Number of constrained primary substations | Ryedale | 1 | 1 | 1 | 1 | 1 | 1 | 1 | 1 | 1 | 1 | 1 | 1 | 1 | 1 | 1 | 2 | 2 | 2 | 2 | 2 | 2 | 2 | 2 | 2 | 2 | 2 | 2 | 2 | 2 | 2 | 2 | 2 | Ryedale | York and North Yorkshire
NG FES - Leading the Way | Number of constrained primary substations | Scarborough | 0 | 0 | 0 | 0 | 0 | 0 | 0 | 0 | 0 | 0 | 0 | 0 | 0 | 0 | 0 | 2 | 2 | 2 | 2 | 2 | 2 | 2 | 2 | 2 | 2 | 2 | 2 | 2 | 2 | 2 | 2 | 2 | Scarborough | York and North Yorkshire
NG FES - Leading the Way | Number of constrained primary substations | Selby | 1 | 1 | 1 | 1 | 1 | 1 | 1 | 1 | 1 | 1 | 1 | 1 | 1 | 1 | 2 | 2 | 2 | 2 | 3 | 3 | 3 | 3 | 3 | 4 | 4 | 4 | 4 | 4 | 4 | 4 | 4 | 4 | Selby | Leeds City Region | York and North Yorkshire
NG FES - Leading the Way | Number of constrained primary substations | Sheffield | 2 | 1 | 1 | 1 | 1 | 1 | 1 | 1 | 1 | 1 | 2 | 2 | 4 | 4 | 4 | 6 | 8 | 8 | 8 | 9 | 9 | 9 | 9 | 9 | 9 | 9 | 9 | 9 | 9 | 9 | 9 | 9 | Sheffield | Sheffield City Region
NG FES - Leading the Way | Number of constrained primary substations | South Tyneside | 0 | 0 | 0 | 0 | 0 | 0 | 0 | 0 | 0 | 0 | 0 | 0 | 0 | 0 | 0 | 0 | 2 | 2 | 2 | 2 | 2 | 2 | 2 | 2 | 2 | 2 | 2 | 2 | 2 | 2 | 2 | 2 | South Tyneside | North Eastern
NG FES - Leading the Way | Number of constrained primary substations | Stockton-on-Tees | 0 | 0 | 0 | 0 | 0 | 0 | 0 | 0 | 0 | 0 | 1 | 2 | 2 | 2 | 2 | 2 | 2 | 3 | 3 | 3 | 3 | 3 | 3 | 3 | 3 | 3 | 3 | 3 | 3 | 3 | 3 | 3 | Stockton-on-Tees | Tees Valley
NG FES - Leading the Way | Number of constrained primary substations | Sunderland | 0 | 0 | 0 | 0 | 0 | 0 | 0 | 0 | 0 | 0 | 0 | 0 | 1 | 1 | 1 | 4 | 6 | 6 | 7 | 8 | 8 | 9 | 9 | 9 | 9 | 9 | 9 | 9 | 9 | 9 | 9 | 9 | Sunderland | North Eastern
NG FES - Leading the Way | Number of constrained primary substations | Wakefield | 2 | 2 | 4 | 4 | 4 | 4 | 4 | 4 | 4 | 4 | 4 | 4 | 4 | 5 | 6 | 9 | 9 | 10 | 10 | 10 | 10 | 11 | 12 | 12 | 12 | 12 | 12 | 12 | 12 | 12 | 12 | 12 | Wakefield | Leeds City Region
NG FES - Leading the Way | Number of constrained primary substations | West Lindsey | 1 | 1 | 1 | 1 | 1 | 1 | 1 | 1 | 1 | 1 | 1 | 1 | 3 | 4 | 4 | 4 | 6 | 6 | 6 | 6 | 6 | 6 | 6 | 6 | 6 | 6 | 6 | 6 | 6 | 6 | 6 | 6 | West Lindsey | Greater Lincolnshire
NG FES - Leading the Way | Number of constrained primary substations | York | 0 | 0 | 0 | 0 | 0 | 0 | 0 | 0 | 0 | 0 | 0 | 0 | 0 | 1 | 1 | 1 | 1 | 2 | 2 | 2 | 2 | 3 | 3 | 3 | 3 | 3 | 3 | 3 | 3 | 3 | 3 | 3 | York | Leeds City Region | York and North Yorkshire
NG FES - Steady Progression | Number of constrained primary substations | Barnsley | 0 | 0 | 0 | 0 | 0 | 0 | 0 | 0 | 0 | 0 | 0 | 0 | 0 | 0 | 0 | 0 | 0 | 3 | 3 | 3 | 3 | 3 | 4 | 4 | 4 | 4 | 4 | 5 | 5 | 5 | 5 | 5 | Barnsley | Leeds City Region | Sheffield City Region
NG FES - Steady Progression | Number of constrained primary substations | Bassetlaw | 0 | 0 | 0 | 0 | 0 | 0 | 0 | 0 | 0 | 0 | 0 | 0 | 0 | 1 | 1 | 1 | 1 | 1 | 1 | 1 | 1 | 1 | 1 | 2 | 2 | 2 | 2 | 2 | 2 | 2 | 2 | 2 | Bassetlaw | Derby, Derbyshire, Nottingham and Nottinghamshire | Sheffield City Region
NG FES - Steady Progression | Number of constrained primary substations | Bradford | 0 | 0 | 0 | 0 | 0 | 0 | 0 | 0 | 0 | 0 | 0 | 1 | 1 | 1 | 1 | 1 | 1 | 1 | 1 | 2 | 2 | 3 | 4 | 7 | 9 | 9 | 10 | 10 | 10 | 11 | 12 | 12 | Bradford | Leeds City Region
NG FES - Steady Progression | Number of constrained primary substations | Calderdale | 0 | 0 | 0 | 0 | 0 | 0 | 0 | 0 | 0 | 0 | 0 | 0 | 0 | 0 | 0 | 0 | 0 | 2 | 3 | 3 | 3 | 3 | 4 | 4 | 4 | 5 | 6 | 6 | 6 | 6 | 6 | 6 | Calderdale | Leeds City Region
NG FES - Steady Progression | Number of constrained primary substations | County Durham | 0 | 0 | 0 | 0 | 0 | 0 | 0 | 0 | 0 | 0 | 0 | 1 | 1 | 1 | 1 | 1 | 1 | 3 | 5 | 6 | 6 | 6 | 9 | 9 | 10 | 11 | 11 | 13 | 13 | 13 | 13 | 13 | County Durham | North Eastern
NG FES - Steady Progression | Number of constrained primary substations | Craven | 0 | 0 | 0 | 0 | 0 | 0 | 0 | 0 | 0 | 0 | 0 | 0 | 0 | 0 | 1 | 1 | 2 | 3 | 3 | 3 | 4 | 4 | 4 | 4 | 4 | 4 | 4 | 4 | 4 | 4 | 4 | 4 | Craven | Leeds City Region | York and North Yorkshire
NG FES - Steady Progression | Number of constrained primary substations | Darlington | 0 | 0 | 0 | 0 | 0 | 0 | 0 | 0 | 0 | 0 | 0 | 0 | 0 | 1 | 1 | 1 | 2 | 2 | 3 | 3 | 4 | 4 | 4 | 4 | 4 | 4 | 4 | 4 | 4 | 4 | 4 | 4 | Darlington | Tees Valley
NG FES - Steady Progression | Number of constrained primary substations | Doncaster | 0 | 0 | 0 | 0 | 0 | 0 | 0 | 0 | 0 | 0 | 0 | 0 | 1 | 1 | 2 | 3 | 3 | 6 | 7 | 8 | 8 | 8 | 9 | 10 | 10 | 10 | 11 | 11 | 11 | 11 | 11 | 11 | Doncaster | Sheffield City Region
NG FES - Steady Progression | Number of constrained primary substations | East Lindsey | 0 | 0 | 0 | 0 | 0 | 0 | 0 | 0 | 0 | 0 | 0 | 0 | 0 | 0 | 1 | 1 | 1 | 2 | 2 | 2 | 3 | 3 | 3 | 4 | 4 | 4 | 4 | 4 | 4 | 4 | 4 | 4 | East Lindsey | Greater Lincolnshire
NG FES - Steady Progression | Number of constrained primary substations | East Riding of Yorkshire | 3 | 3 | 5 | 5 | 5 | 5 | 5 | 6 | 6 | 6 | 6 | 7 | 9 | 10 | 12 | 13 | 13 | 15 | 16 | 16 | 19 | 19 | 21 | 21 | 21 | 21 | 21 | 21 | 21 | 21 | 21 | 21 | East Riding of Yorkshire | Humber | York and North Yorkshire
NG FES - Steady Progression | Number of constrained primary substations | Gateshead | 0 | 0 | 1 | 1 | 1 | 1 | 1 | 1 | 1 | 1 | 1 | 1 | 1 | 2 | 3 | 3 | 3 | 3 | 4 | 4 | 4 | 4 | 4 | 4 | 4 | 4 | 4 | 4 | 5 | 5 | 5 | 5 | Gateshead | North Eastern
NG FES - Steady Progression | Number of constrained primary substations | Hambleton | 1 | 1 | 1 | 1 | 1 | 1 | 1 | 1 | 1 | 1 | 1 | 1 | 1 | 1 | 1 | 1 | 3 | 4 | 4 | 6 | 6 | 7 | 7 | 7 | 7 | 7 | 7 | 7 | 7 | 7 | 7 | 7 | Hambleton | York and North Yorkshire
NG FES - Steady Progression | Number of constrained primary substations | Harrogate | 1 | 1 | 1 | 1 | 1 | 1 | 1 | 1 | 1 | 1 | 2 | 4 | 4 | 4 | 4 | 4 | 4 | 4 | 5 | 7 | 7 | 7 | 7 | 7 | 7 | 7 | 7 | 7 | 7 | 7 | 7 | 7 | Harrogate | Leeds City Region | York and North Yorkshire
NG FES - Steady Progression | Number of constrained primary substations | Hartlepool | 0 | 0 | 0 | 0 | 0 | 0 | 0 | 0 | 0 | 0 | 0 | 1 | 1 | 1 | 1 | 1 | 1 | 1 | 2 | 2 | 2 | 2 | 2 | 2 | 2 | 2 | 2 | 2 | 2 | 2 | 2 | 2 | Hartlepool | Tees Valley
NG FES - Steady Progression | Number of constrained primary substations | High Peak | 0 | 0 | 0 | 0 | 0 | 0 | 0 | 0 | 0 | 0 | 0 | 0 | 0 | 0 | 0 | 0 | 0 | 0 | 0 | 0 | 0 | 0 | 0 | 0 | 0 | 0 | 0 | 0 | 0 | 0 | 0 | 0 | High Peak | Derby, Derbyshire, Nottingham and Nottinghamshire,
NG FES - Steady Progression | Number of constrained primary substations | Kingston upon Hull, City of | 0 | 0 | 0 | 0 | 0 | 0 | 0 | 0 | 0 | 0 | 0 | 0 | 0 | 1 | 1 | 1 | 1 | 1 | 1 | 1 | 2 | 3 | 3 | 3 | 3 | 3 | 3 | 4 | 4 | 4 | 4 | 4 | Kingston upon Hull, City of | Humber
NG FES - Steady Progression | Number of constrained primary substations | Kirklees | 0 | 0 | 0 | 0 | 0 | 0 | 0 | 0 | 0 | 0 | 0 | 0 | 0 | 0 | 1 | 1 | 1 | 3 | 3 | 4 | 5 | 7 | 7 | 8 | 8 | 8 | 8 | 8 | 8 | 9 | 9 | 9 | Kirklees | Leeds City Region
NG FES - Steady Progression | Number of constrained primary substations | Leeds | 1 | 1 | 2 | 2 | 2 | 2 | 2 | 2 | 2 | 2 | 3 | 4 | 4 | 5 | 6 | 6 | 6 | 10 | 12 | 14 | 17 | 17 | 18 | 22 | 25 | 25 | 25 | 26 | 26 | 26 | 27 | 28 | Leeds | Leeds City Region
NG FES - Steady Progression | Number of constrained primary substations | Middlesbrough | 0 | 0 | 0 | 0 | 0 | 0 | 0 | 0 | 0 | 0 | 0 | 0 | 0 | 2 | 2 | 3 | 3 | 4 | 4 | 4 | 4 | 4 | 4 | 4 | 4 | 4 | 4 | 4 | 4 | 4 | 4 | 4 | Middlesbrough | Tees Valley
NG FES - Steady Progression | Number of constrained primary substations | Newcastle upon Tyne | 0 | 0 | 0 | 0 | 0 | 0 | 0 | 0 | 0 | 0 | 0 | 0 | 0 | 0 | 0 | 0 | 0 | 0 | 1 | 1 | 3 | 6 | 6 | 6 | 8 | 8 | 8 | 9 | 9 | 9 | 9 | 9 | Newcastle upon Tyne | North Eastern
NG FES - Steady Progression | Number of constrained primary substations | North East Derbyshire | 0 | 0 | 0 | 0 | 0 | 0 | 0 | 0 | 0 | 0 | 0 | 0 | 0 | 0 | 0 | 0 | 0 | 0 | 0 | 0 | 1 | 1 | 1 | 1 | 1 | 2 | 2 | 2 | 2 | 2 | 2 | 2 | North East Derbyshire | Derby, Derbyshire, Nottingham and Nottinghamshire | Sheffield City Region
NG FES - Steady Progression | Number of constrained primary substations | North East Lincolnshire | 0 | 0 | 0 | 0 | 0 | 0 | 0 | 0 | 0 | 0 | 0 | 0 | 1 | 1 | 2 | 2 | 3 | 3 | 3 | 3 | 3 | 3 | 3 | 3 | 4 | 4 | 4 | 4 | 4 | 4 | 4 | 4 | North East Lincolnshire | Greater Lincolnshire | Humber
NG FES - Steady Progression | Number of constrained primary substations | North Lincolnshire | 1 | 1 | 3 | 3 | 3 | 3 | 3 | 3 | 3 | 3 | 3 | 3 | 4 | 4 | 5 | 6 | 6 | 6 | 8 | 10 | 10 | 10 | 11 | 11 | 12 | 12 | 12 | 12 | 12 | 12 | 13 | 13 | North Lincolnshire | Greater Lincolnshire | Humber
NG FES - Steady Progression | Number of constrained primary substations | North Tyneside | 0 | 0 | 0 | 0 | 0 | 0 | 0 | 0 | 0 | 0 | 0 | 1 | 1 | 1 | 1 | 1 | 1 | 1 | 3 | 4 | 6 | 6 | 6 | 6 | 7 | 7 | 7 | 7 | 7 | 7 | 7 | 7 | North Tyneside | North Eastern
NG FES - Steady Progression | Number of constrained primary substations | Northumberland | 0 | 0 | 0 | 0 | 0 | 0 | 0 | 0 | 0 | 0 | 0 | 1 | 2 | 3 | 4 | 5 | 6 | 7 | 7 | 7 | 7 | 8 | 8 | 8 | 8 | 8 | 10 | 10 | 10 | 10 | 10 | 10 | Northumberland | North Eastern
NG FES - Steady Progression | Number of constrained primary substations | Pendle | 0 | 0 | 0 | 0 | 0 | 0 | 0 | 0 | 0 | 0 | 0 | 0 | 0 | 0 | 0 | 0 | 0 | 0 | 0 | 0 | 0 | 0 | 0 | 0 | 0 | 0 | 0 | 0 | 0 | 0 | 0 | 0 | Pendle | Lancashire
NG FES - Steady Progression | Number of constrained primary substations | Redcar and Cleveland | 0 | 0 | 0 | 0 | 0 | 0 | 0 | 0 | 0 | 0 | 0 | 0 | 0 | 1 | 2 | 2 | 2 | 3 | 3 | 3 | 4 | 4 | 4 | 4 | 4 | 4 | 5 | 5 | 5 | 5 | 5 | 5 | Redcar and Cleveland | Tees Valley
NG FES - Steady Progression | Number of constrained primary substations | Richmondshire | 0 | 0 | 0 | 0 | 0 | 0 | 0 | 0 | 0 | 0 | 0 | 0 | 0 | 0 | 0 | 0 | 0 | 1 | 1 | 2 | 2 | 3 | 3 | 3 | 3 | 3 | 3 | 3 | 3 | 3 | 3 | 3 | Richmondshire | York and North Yorkshire
NG FES - Steady Progression | Number of constrained primary substations | Rotherham | 1 | 1 | 1 | 3 | 3 | 3 | 3 | 3 | 3 | 3 | 3 | 2 | 2 | 2 | 2 | 2 | 2 | 3 | 5 | 6 | 6 | 6 | 6 | 6 | 6 | 6 | 7 | 7 | 7 | 7 | 7 | 8 | Rotherham | Sheffield City Region
NG FES - Steady Progression | Number of constrained primary substations | Ryedale | 1 | 1 | 1 | 1 | 1 | 1 | 1 | 1 | 1 | 1 | 1 | 1 | 1 | 1 | 1 | 2 | 2 | 2 | 2 | 2 | 2 | 2 | 2 | 2 | 2 | 2 | 2 | 2 | 2 | 2 | 2 | 2 | Ryedale | York and North Yorkshire
NG FES - Steady Progression | Number of constrained primary substations | Scarborough | 0 | 0 | 0 | 0 | 0 | 0 | 0 | 0 | 0 | 0 | 0 | 0 | 0 | 1 | 1 | 1 | 1 | 2 | 2 | 2 | 2 | 2 | 2 | 2 | 2 | 2 | 2 | 2 | 2 | 2 | 2 | 2 | Scarborough | York and North Yorkshire
NG FES - Steady Progression | Number of constrained primary substations | Selby | 1 | 1 | 1 | 1 | 1 | 1 | 1 | 1 | 1 | 1 | 1 | 1 | 1 | 1 | 1 | 1 | 1 | 2 | 3 | 4 | 4 | 4 | 5 | 5 | 5 | 5 | 5 | 5 | 5 | 5 | 5 | 5 | Selby | Leeds City Region | York and North Yorkshire
NG FES - Steady Progression | Number of constrained primary substations | Sheffield | 2 | 1 | 1 | 2 | 2 | 2 | 2 | 2 | 2 | 2 | 2 | 2 | 3 | 3 | 3 | 4 | 4 | 4 | 6 | 6 | 8 | 9 | 9 | 9 | 9 | 10 | 10 | 10 | 11 | 11 | 11 | 13 | Sheffield | Sheffield City Region
NG FES - Steady Progression | Number of constrained primary substations | South Tyneside | 0 | 0 | 0 | 0 | 0 | 0 | 0 | 0 | 0 | 0 | 0 | 0 | 0 | 0 | 0 | 0 | 0 | 0 | 0 | 1 | 2 | 2 | 2 | 2 | 2 | 2 | 2 | 2 | 2 | 2 | 2 | 2 | South Tyneside | North Eastern
NG FES - Steady Progression | Number of constrained primary substations | Stockton-on-Tees | 0 | 0 | 0 | 0 | 0 | 1 | 1 | 1 | 1 | 1 | 1 | 2 | 2 | 2 | 3 | 3 | 3 | 3 | 3 | 3 | 4 | 4 | 4 | 4 | 4 | 4 | 4 | 4 | 4 | 4 | 4 | 4 | Stockton-on-Tees | Tees Valley
NG FES - Steady Progression | Number of constrained primary substations | Sunderland | 1 | 0 | 1 | 2 | 2 | 2 | 2 | 2 | 2 | 2 | 2 | 2 | 2 | 3 | 3 | 5 | 5 | 6 | 6 | 7 | 7 | 8 | 9 | 10 | 10 | 10 | 10 | 10 | 10 | 10 | 10 | 10 | Sunderland | North Eastern
NG FES - Steady Progression | Number of constrained primary substations | Wakefield | 2 | 2 | 4 | 4 | 4 | 4 | 4 | 5 | 5 | 5 | 5 | 5 | 5 | 5 | 5 | 6 | 7 | 8 | 9 | 10 | 10 | 12 | 13 | 14 | 15 | 15 | 15 | 15 | 15 | 15 | 15 | 15 | Wakefield | Leeds City Region
NG FES - Steady Progression | Number of constrained primary substations | West Lindsey | 1 | 1 | 1 | 1 | 1 | 1 | 1 | 1 | 1 | 1 | 1 | 2 | 3 | 5 | 5 | 5 | 5 | 5 | 6 | 6 | 6 | 6 | 6 | 6 | 6 | 6 | 6 | 6 | 6 | 6 | 6 | 6 | West Lindsey | Greater Lincolnshire
NG FES - Steady Progression | Number of constrained primary substations | York | 0 | 0 | 0 | 0 | 0 | 0 | 0 | 0 | 0 | 0 | 0 | 0 | 0 | 0 | 0 | 0 | 1 | 1 | 1 | 1 | 3 | 3 | 4 | 4 | 4 | 4 | 4 | 4 | 4 | 4 | 4 | 4 | York | Leeds City Region | York and North Yorkshire
NG FES - System Transformation | Number of constrained primary substations | Barnsley | 0 | 0 | 0 | 0 | 0 | 0 | 0 | 0 | 0 | 0 | 0 | 0 | 0 | 0 | 0 | 0 | 0 | 2 | 2 | 3 | 3 | 3 | 3 | 4 | 4 | 4 | 4 | 5 | 5 | 5 | 5 | 5 | Barnsley | Leeds City Region | Sheffield City Region
NG FES - System Transformation | Number of constrained primary substations | Bassetlaw | 0 | 0 | 0 | 0 | 0 | 0 | 0 | 0 | 0 | 0 | 0 | 0 | 0 | 0 | 1 | 1 | 1 | 1 | 1 | 1 | 1 | 1 | 2 | 2 | 2 | 2 | 2 | 2 | 2 | 2 | 2 | 2 | Bassetlaw | Derby, Derbyshire, Nottingham and Nottinghamshire | Sheffield City Region
NG FES - System Transformation | Number of constrained primary substations | Bradford | 0 | 0 | 0 | 0 | 0 | 0 | 0 | 0 | 0 | 0 | 0 | 0 | 0 | 1 | 1 | 1 | 1 | 1 | 1 | 2 | 2 | 4 | 4 | 5 | 8 | 9 | 9 | 10 | 10 | 10 | 10 | 10 | Bradford | Leeds City Region
NG FES - System Transformation | Number of constrained primary substations | Calderdale | 0 | 0 | 0 | 0 | 0 | 0 | 0 | 0 | 0 | 0 | 0 | 0 | 0 | 0 | 0 | 0 | 0 | 1 | 3 | 3 | 3 | 3 | 4 | 4 | 4 | 4 | 4 | 5 | 5 | 5 | 6 | 6 | Calderdale | Leeds City Region
NG FES - System Transformation | Number of constrained primary substations | County Durham | 0 | 0 | 0 | 0 | 0 | 0 | 0 | 0 | 0 | 0 | 0 | 0 | 0 | 1 | 1 | 1 | 1 | 3 | 5 | 6 | 6 | 6 | 8 | 9 | 10 | 10 | 11 | 11 | 11 | 12 | 12 | 12 | County Durham | North Eastern
NG FES - System Transformation | Number of constrained primary substations | Craven | 0 | 0 | 0 | 0 | 0 | 0 | 0 | 0 | 0 | 0 | 0 | 0 | 0 | 0 | 1 | 1 | 2 | 3 | 3 | 3 | 3 | 3 | 4 | 4 | 4 | 4 | 4 | 4 | 4 | 4 | 4 | 4 | Craven | Leeds City Region | York and North Yorkshire
NG FES - System Transformation | Number of constrained primary substations | Darlington | 0 | 0 | 0 | 0 | 0 | 0 | 0 | 0 | 0 | 0 | 0 | 0 | 0 | 1 | 1 | 1 | 2 | 3 | 3 | 4 | 4 | 4 | 4 | 4 | 4 | 4 | 4 | 4 | 4 | 4 | 4 | 4 | Darlington | Tees Valley
NG FES - System Transformation | Number of constrained primary substations | Doncaster | 0 | 0 | 0 | 0 | 0 | 0 | 0 | 0 | 0 | 0 | 0 | 0 | 0 | 0 | 1 | 3 | 4 | 6 | 8 | 8 | 8 | 9 | 9 | 9 | 10 | 10 | 10 | 10 | 11 | 11 | 11 | 11 | Doncaster | Sheffield City Region
NG FES - System Transformation | Number of constrained primary substations | East Lindsey | 0 | 0 | 0 | 0 | 0 | 0 | 0 | 0 | 0 | 0 | 0 | 0 | 0 | 0 | 0 | 1 | 1 | 2 | 2 | 3 | 3 | 3 | 3 | 4 | 4 | 4 | 4 | 4 | 4 | 4 | 4 | 4 | East Lindsey | Greater Lincolnshire
NG FES - System Transformation | Number of constrained primary substations | East Riding of Yorkshire | 3 | 3 | 5 | 4 | 4 | 4 | 5 | 5 | 5 | 5 | 6 | 6 | 7 | 7 | 9 | 9 | 13 | 14 | 16 | 18 | 19 | 20 | 21 | 21 | 21 | 21 | 21 | 21 | 21 | 21 | 21 | 21 | East Riding of Yorkshire | Humber | York and North Yorkshire
NG FES - System Transformation | Number of constrained primary substations | Gateshead | 0 | 0 | 1 | 1 | 0 | 0 | 0 | 0 | 0 | 0 | 0 | 0 | 0 | 0 | 1 | 2 | 2 | 2 | 3 | 3 | 4 | 4 | 4 | 4 | 4 | 4 | 4 | 4 | 4 | 4 | 5 | 5 | Gateshead | North Eastern
NG FES - System Transformation | Number of constrained primary substations | Hambleton | 1 | 1 | 1 | 1 | 1 | 1 | 1 | 1 | 1 | 1 | 1 | 1 | 1 | 1 | 1 | 1 | 3 | 4 | 4 | 5 | 5 | 7 | 7 | 7 | 7 | 7 | 7 | 7 | 7 | 7 | 7 | 7 | Hambleton | York and North Yorkshire
NG FES - System Transformation | Number of constrained primary substations | Harrogate | 1 | 1 | 1 | 1 | 1 | 1 | 1 | 1 | 1 | 1 | 1 | 1 | 4 | 4 | 4 | 4 | 4 | 4 | 5 | 6 | 6 | 7 | 7 | 7 | 7 | 7 | 7 | 7 | 7 | 7 | 7 | 7 | Harrogate | Leeds City Region | York and North Yorkshire
NG FES - System Transformation | Number of constrained primary substations | Hartlepool | 0 | 0 | 0 | 0 | 0 | 0 | 0 | 0 | 0 | 0 | 0 | 0 | 0 | 1 | 1 | 1 | 1 | 1 | 2 | 2 | 2 | 2 | 2 | 2 | 2 | 2 | 2 | 2 | 2 | 2 | 2 | 3 | Hartlepool | Tees Valley
NG FES - System Transformation | Number of constrained primary substations | High Peak | 0 | 0 | 0 | 0 | 0 | 0 | 0 | 0 | 0 | 0 | 0 | 0 | 0 | 0 | 0 | 0 | 0 | 0 | 0 | 0 | 0 | 0 | 0 | 0 | 0 | 0 | 0 | 0 | 0 | 0 | 0 | 0 | High Peak | Derby, Derbyshire, Nottingham and Nottinghamshire,
NG FES - System Transformation | Number of constrained primary substations | Kingston upon Hull, City of | 0 | 0 | 0 | 0 | 0 | 0 | 0 | 0 | 0 | 0 | 0 | 0 | 0 | 0 | 1 | 1 | 1 | 1 | 1 | 1 | 2 | 2 | 3 | 3 | 3 | 3 | 4 | 4 | 4 | 4 | 4 | 4 | Kingston upon Hull, City of | Humber
NG FES - System Transformation | Number of constrained primary substations | Kirklees | 0 | 0 | 0 | 0 | 0 | 0 | 0 | 0 | 0 | 0 | 0 | 0 | 0 | 0 | 0 | 0 | 0 | 2 | 3 | 4 | 4 | 6 | 6 | 8 | 8 | 8 | 8 | 8 | 8 | 8 | 9 | 9 | Kirklees | Leeds City Region
NG FES - System Transformation | Number of constrained primary substations | Leeds | 1 | 1 | 2 | 2 | 2 | 2 | 2 | 2 | 2 | 2 | 2 | 2 | 2 | 4 | 5 | 6 | 6 | 9 | 12 | 15 | 17 | 17 | 19 | 21 | 22 | 22 | 23 | 23 | 24 | 24 | 24 | 24 | Leeds | Leeds City Region
NG FES - System Transformation | Number of constrained primary substations | Middlesbrough | 0 | 0 | 0 | 0 | 0 | 0 | 0 | 0 | 0 | 0 | 0 | 0 | 0 | 0 | 1 | 2 | 2 | 4 | 4 | 4 | 4 | 4 | 4 | 4 | 4 | 4 | 4 | 4 | 4 | 4 | 4 | 4 | Middlesbrough | Tees Valley
NG FES - System Transformation | Number of constrained primary substations | Newcastle upon Tyne | 0 | 0 | 0 | 0 | 0 | 0 | 0 | 0 | 0 | 0 | 0 | 0 | 0 | 0 | 0 | 0 | 0 | 0 | 1 | 1 | 2 | 5 | 6 | 7 | 7 | 8 | 8 | 8 | 8 | 8 | 8 | 8 | Newcastle upon Tyne | North Eastern
NG FES - System Transformation | Number of constrained primary substations | North East Derbyshire | 0 | 0 | 0 | 0 | 0 | 0 | 0 | 0 | 0 | 0 | 0 | 0 | 0 | 0 | 0 | 0 | 0 | 0 | 0 | 0 | 0 | 1 | 1 | 1 | 1 | 2 | 2 | 2 | 2 | 2 | 2 | 2 | North East Derbyshire | Derby, Derbyshire, Nottingham and Nottinghamshire | Sheffield City Region
NG FES - System Transformation | Number of constrained primary substations | North East Lincolnshire | 0 | 0 | 0 | 0 | 0 | 0 | 0 | 0 | 0 | 0 | 0 | 0 | 0 | 1 | 1 | 2 | 3 | 3 | 3 | 3 | 3 | 3 | 3 | 3 | 4 | 4 | 4 | 4 | 4 | 4 | 4 | 4 | North East Lincolnshire | Greater Lincolnshire | Humber
NG FES - System Transformation | Number of constrained primary substations | North Lincolnshire | 1 | 1 | 3 | 3 | 3 | 3 | 3 | 3 | 3 | 3 | 3 | 3 | 3 | 4 | 4 | 6 | 6 | 6 | 8 | 10 | 10 | 10 | 11 | 11 | 11 | 11 | 12 | 12 | 12 | 12 | 12 | 12 | North Lincolnshire | Greater Lincolnshire | Humber
NG FES - System Transformation | Number of constrained primary substations | North Tyneside | 0 | 0 | 0 | 0 | 0 | 0 | 0 | 0 | 0 | 0 | 0 | 0 | 1 | 1 | 1 | 1 | 1 | 1 | 3 | 5 | 5 | 6 | 6 | 6 | 6 | 6 | 7 | 7 | 7 | 7 | 7 | 7 | North Tyneside | North Eastern
NG FES - System Transformation | Number of constrained primary substations | Northumberland | 0 | 0 | 0 | 0 | 0 | 0 | 0 | 0 | 0 | 0 | 0 | 0 | 1 | 2 | 3 | 5 | 6 | 7 | 7 | 7 | 7 | 8 | 8 | 8 | 8 | 8 | 8 | 8 | 8 | 8 | 8 | 8 | Northumberland | North Eastern
NG FES - System Transformation | Number of constrained primary substations | Pendle | 0 | 0 | 0 | 0 | 0 | 0 | 0 | 0 | 0 | 0 | 0 | 0 | 0 | 0 | 0 | 0 | 0 | 0 | 0 | 0 | 0 | 0 | 0 | 0 | 0 | 0 | 0 | 0 | 0 | 0 | 0 | 0 | Pendle | Lancashire
NG FES - System Transformation | Number of constrained primary substations | Redcar and Cleveland | 0 | 0 | 0 | 0 | 0 | 0 | 0 | 0 | 0 | 0 | 0 | 0 | 0 | 0 | 0 | 2 | 2 | 3 | 3 | 4 | 4 | 4 | 4 | 4 | 4 | 4 | 4 | 4 | 5 | 5 | 5 | 5 | Redcar and Cleveland | Tees Valley
NG FES - System Transformation | Number of constrained primary substations | Richmondshire | 0 | 0 | 0 | 0 | 0 | 0 | 0 | 0 | 0 | 0 | 0 | 0 | 0 | 0 | 0 | 0 | 1 | 1 | 2 | 2 | 3 | 3 | 3 | 3 | 3 | 3 | 3 | 3 | 3 | 3 | 3 | 3 | Richmondshire | York and North Yorkshire
NG FES - System Transformation | Number of constrained primary substations | Rotherham | 1 | 1 | 1 | 2 | 2 | 2 | 2 | 2 | 2 | 2 | 2 | 2 | 2 | 2 | 2 | 2 | 2 | 3 | 5 | 6 | 6 | 6 | 6 | 6 | 6 | 6 | 6 | 6 | 7 | 7 | 7 | 8 | Rotherham | Sheffield City Region
NG FES - System Transformation | Number of constrained primary substations | Ryedale | 1 | 1 | 1 | 1 | 1 | 1 | 1 | 1 | 1 | 1 | 1 | 1 | 1 | 1 | 1 | 1 | 2 | 2 | 2 | 2 | 2 | 2 | 2 | 2 | 2 | 2 | 2 | 2 | 2 | 2 | 2 | 2 | Ryedale | York and North Yorkshire
NG FES - System Transformation | Number of constrained primary substations | Scarborough | 0 | 0 | 0 | 0 | 0 | 0 | 0 | 0 | 0 | 0 | 0 | 0 | 0 | 0 | 0 | 1 | 1 | 2 | 2 | 2 | 2 | 2 | 2 | 2 | 2 | 2 | 2 | 2 | 2 | 2 | 2 | 2 | Scarborough | York and North Yorkshire
NG FES - System Transformation | Number of constrained primary substations | Selby | 1 | 1 | 1 | 1 | 1 | 1 | 1 | 1 | 1 | 1 | 1 | 1 | 1 | 1 | 1 | 1 | 2 | 2 | 3 | 4 | 4 | 5 | 5 | 5 | 5 | 5 | 5 | 5 | 5 | 5 | 5 | 5 | Selby | Leeds City Region | York and North Yorkshire
NG FES - System Transformation | Number of constrained primary substations | Sheffield | 2 | 1 | 1 | 1 | 1 | 1 | 1 | 1 | 1 | 1 | 2 | 2 | 2 | 2 | 3 | 3 | 4 | 4 | 6 | 7 | 7 | 9 | 9 | 9 | 9 | 9 | 10 | 10 | 10 | 10 | 10 | 11 | Sheffield | Sheffield City Region
NG FES - System Transformation | Number of constrained primary substations | South Tyneside | 0 | 0 | 0 | 0 | 0 | 0 | 0 | 0 | 0 | 0 | 0 | 0 | 0 | 0 | 0 | 0 | 0 | 0 | 0 | 1 | 2 | 2 | 2 | 2 | 2 | 2 | 2 | 2 | 2 | 2 | 2 | 2 | South Tyneside | North Eastern
NG FES - System Transformation | Number of constrained primary substations | Stockton-on-Tees | 0 | 0 | 0 | 0 | 0 | 0 | 0 | 0 | 0 | 0 | 0 | 1 | 1 | 2 | 2 | 2 | 2 | 2 | 2 | 2 | 3 | 3 | 4 | 4 | 4 | 4 | 4 | 4 | 4 | 4 | 4 | 4 | Stockton-on-Tees | Tees Valley
NG FES - System Transformation | Number of constrained primary substations | Sunderland | 1 | 0 | 0 | 0 | 0 | 0 | 0 | 0 | 0 | 0 | 0 | 0 | 0 | 1 | 3 | 4 | 5 | 6 | 6 | 7 | 7 | 8 | 9 | 9 | 10 | 10 | 10 | 10 | 10 | 10 | 10 | 10 | Sunderland | North Eastern
NG FES - System Transformation | Number of constrained primary substations | Wakefield | 2 | 2 | 4 | 4 | 4 | 4 | 4 | 4 | 4 | 4 | 4 | 5 | 5 | 5 | 5 | 5 | 7 | 8 | 9 | 11 | 11 | 11 | 12 | 13 | 14 | 15 | 15 | 15 | 15 | 15 | 15 | 15 | Wakefield | Leeds City Region
NG FES - System Transformation | Number of constrained primary substations | West Lindsey | 1 | 1 | 1 | 1 | 1 | 1 | 1 | 1 | 1 | 1 | 1 | 1 | 1 | 2 | 4 | 4 | 5 | 6 | 6 | 6 | 6 | 6 | 6 | 6 | 6 | 6 | 6 | 6 | 6 | 6 | 6 | 6 | West Lindsey | Greater Lincolnshire
NG FES - System Transformation | Number of constrained primary substations | York | 0 | 0 | 0 | 0 | 0 | 0 | 0 | 0 | 0 | 0 | 0 | 0 | 0 | 0 | 0 | 0 | 1 | 1 | 1 | 2 | 3 | 3 | 4 | 4 | 4 | 4 | 4 | 4 | 4 | 4 | 4 | 4 | York | Leeds City Region | York and North Yorkshire
NPg Planning Scenario | Number of constrained primary substations | Barnsley | 0 | 0 | 0 | 0 | 0 | 0 | 0 | 0 | 0 | 0 | 0 | 0 | 1 | 3 | 3 | 3 | 3 | 3 | 3 | 4 | 4 | 5 | 5 | 7 | 8 | 8 | 8 | 8 | 8 | 9 | 9 | 9 | Barnsley | Leeds City Region | Sheffield City Region
NPg Planning Scenario | Number of constrained primary substations | Bassetlaw | 0 | 0 | 0 | 0 | 0 | 0 | 0 | 0 | 0 | 0 | 1 | 1 | 1 | 1 | 1 | 1 | 1 | 1 | 1 | 2 | 2 | 2 | 2 | 2 | 2 | 2 | 2 | 2 | 2 | 2 | 2 | 2 | Bassetlaw | Derby, Derbyshire, Nottingham and Nottinghamshire | Sheffield City Region
NPg Planning Scenario | Number of constrained primary substations | Bradford | 0 | 0 | 0 | 0 | 0 | 0 | 0 | 0 | 0 | 0 | 1 | 1 | 1 | 1 | 1 | 2 | 3 | 5 | 6 | 10 | 10 | 10 | 12 | 14 | 15 | 15 | 16 | 16 | 16 | 16 | 16 | 16 | Bradford | Leeds City Region
NPg Planning Scenario | Number of constrained primary substations | Calderdale | 0 | 0 | 0 | 0 | 0 | 0 | 0 | 0 | 0 | 0 | 0 | 0 | 1 | 2 | 3 | 3 | 4 | 4 | 6 | 6 | 6 | 7 | 7 | 7 | 7 | 7 | 8 | 8 | 8 | 9 | 9 | 9 | Calderdale | Leeds City Region
NPg Planning Scenario | Number of constrained primary substations | County Durham | 0 | 0 | 0 | 0 | 0 | 0 | 0 | 0 | 0 | 1 | 1 | 1 | 1 | 3 | 5 | 6 | 6 | 9 | 10 | 13 | 13 | 14 | 14 | 14 | 14 | 15 | 17 | 17 | 18 | 18 | 18 | 18 | County Durham | North Eastern
NPg Planning Scenario | Number of constrained primary substations | Craven | 0 | 0 | 0 | 0 | 0 | 0 | 0 | 0 | 0 | 0 | 0 | 1 | 1 | 2 | 2 | 2 | 3 | 4 | 4 | 4 | 4 | 4 | 4 | 4 | 4 | 4 | 4 | 4 | 4 | 4 | 4 | 4 | Craven | Leeds City Region | York and North Yorkshire
NPg Planning Scenario | Number of constrained primary substations | Darlington | 0 | 0 | 0 | 0 | 0 | 0 | 0 | 0 | 0 | 0 | 1 | 1 | 1 | 2 | 3 | 3 | 4 | 4 | 5 | 5 | 5 | 5 | 5 | 5 | 6 | 6 | 6 | 6 | 6 | 6 | 6 | 6 | Darlington | Tees Valley
NPg Planning Scenario | Number of constrained primary substations | Doncaster | 0 | 0 | 0 | 0 | 0 | 0 | 0 | 0 | 0 | 0 | 0 | 2 | 3 | 4 | 7 | 8 | 8 | 9 | 9 | 10 | 10 | 11 | 11 | 11 | 11 | 11 | 11 | 11 | 12 | 12 | 12 | 12 | Doncaster | Sheffield City Region
NPg Planning Scenario | Number of constrained primary substations | East Lindsey | 0 | 0 | 0 | 0 | 0 | 0 | 0 | 0 | 0 | 0 | 0 | 0 | 1 | 1 | 1 | 2 | 2 | 2 | 2 | 3 | 3 | 3 | 3 | 3 | 3 | 3 | 4 | 4 | 4 | 4 | 4 | 4 | East Lindsey | Greater Lincolnshire
NPg Planning Scenario | Number of constrained primary substations | East Riding of Yorkshire | 3 | 3 | 4 | 4 | 4 | 4 | 5 | 5 | 6 | 6 | 7 | 8 | 9 | 11 | 14 | 17 | 18 | 19 | 20 | 22 | 22 | 22 | 22 | 23 | 23 | 23 | 23 | 23 | 23 | 23 | 23 | 23 | East Riding of Yorkshire | Humber | York and North Yorkshire
NPg Planning Scenario | Number of constrained primary substations | Gateshead | 0 | 0 | 1 | 0 | 0 | 0 | 0 | 0 | 0 | 0 | 1 | 2 | 2 | 3 | 4 | 4 | 5 | 5 | 5 | 6 | 6 | 6 | 6 | 6 | 6 | 6 | 6 | 6 | 6 | 6 | 6 | 6 | Gateshead | North Eastern
NPg Planning Scenario | Number of constrained primary substations | Hambleton | 1 | 1 | 1 | 1 | 1 | 1 | 1 | 1 | 1 | 1 | 1 | 1 | 1 | 1 | 3 | 4 | 4 | 4 | 6 | 7 | 7 | 7 | 7 | 7 | 7 | 7 | 7 | 7 | 7 | 7 | 7 | 7 | Hambleton | York and North Yorkshire
NPg Planning Scenario | Number of constrained primary substations | Harrogate | 1 | 1 | 1 | 1 | 1 | 1 | 1 | 1 | 1 | 2 | 4 | 4 | 4 | 4 | 4 | 5 | 6 | 6 | 7 | 7 | 7 | 7 | 7 | 7 | 7 | 7 | 7 | 7 | 7 | 7 | 7 | 7 | Harrogate | Leeds City Region | York and North Yorkshire
NPg Planning Scenario | Number of constrained primary substations | Hartlepool | 0 | 0 | 0 | 0 | 0 | 0 | 0 | 0 | 0 | 1 | 1 | 1 | 1 | 2 | 2 | 2 | 2 | 2 | 2 | 2 | 2 | 2 | 3 | 3 | 3 | 3 | 3 | 3 | 3 | 3 | 3 | 3 | Hartlepool | Tees Valley
NPg Planning Scenario | Number of constrained primary substations | High Peak | 0 | 0 | 0 | 0 | 0 | 0 | 0 | 0 | 0 | 0 | 0 | 0 | 0 | 0 | 0 | 0 | 0 | 0 | 0 | 0 | 0 | 0 | 0 | 0 | 0 | 0 | 0 | 0 | 0 | 0 | 0 | 0 | High Peak | Derby, Derbyshire, Nottingham and Nottinghamshire,
NPg Planning Scenario | Number of constrained primary substations | Kingston upon Hull, City of | 0 | 0 | 0 | 0 | 0 | 0 | 0 | 0 | 0 | 0 | 0 | 0 | 1 | 1 | 1 | 2 | 3 | 3 | 4 | 4 | 4 | 5 | 6 | 6 | 6 | 6 | 7 | 7 | 8 | 8 | 8 | 8 | Kingston upon Hull, City of | Humber
NPg Planning Scenario | Number of constrained primary substations | Kirklees | 0 | 0 | 0 | 0 | 0 | 0 | 0 | 0 | 0 | 0 | 0 | 0 | 2 | 3 | 4 | 4 | 7 | 7 | 9 | 10 | 10 | 12 | 13 | 13 | 13 | 13 | 14 | 14 | 15 | 16 | 16 | 16 | Kirklees | Leeds City Region
NPg Planning Scenario | Number of constrained primary substations | Leeds | 1 | 1 | 2 | 2 | 2 | 2 | 2 | 2 | 2 | 2 | 5 | 5 | 5 | 8 | 13 | 17 | 17 | 19 | 24 | 26 | 30 | 31 | 31 | 32 | 32 | 32 | 32 | 32 | 32 | 32 | 32 | 32 | Leeds | Leeds City Region
NPg Planning Scenario | Number of constrained primary substations | Middlesbrough | 0 | 0 | 0 | 0 | 0 | 0 | 0 | 0 | 0 | 0 | 2 | 2 | 3 | 4 | 4 | 4 | 4 | 4 | 4 | 4 | 4 | 4 | 4 | 4 | 4 | 4 | 4 | 4 | 4 | 4 | 4 | 4 | Middlesbrough | Tees Valley
NPg Planning Scenario | Number of constrained primary substations | Newcastle upon Tyne | 0 | 0 | 0 | 0 | 0 | 0 | 0 | 0 | 0 | 0 | 0 | 0 | 0 | 0 | 2 | 5 | 6 | 6 | 7 | 7 | 8 | 8 | 8 | 8 | 8 | 8 | 8 | 9 | 9 | 9 | 9 | 9 | Newcastle upon Tyne | North Eastern
NPg Planning Scenario | Number of constrained primary substations | North East Derbyshire | 0 | 0 | 0 | 0 | 0 | 0 | 0 | 0 | 0 | 0 | 0 | 0 | 0 | 0 | 0 | 1 | 1 | 1 | 1 | 2 | 2 | 2 | 2 | 2 | 2 | 2 | 2 | 2 | 2 | 2 | 2 | 2 | North East Derbyshire | Derby, Derbyshire, Nottingham and Nottinghamshire | Sheffield City Region
NPg Planning Scenario | Number of constrained primary substations | North East Lincolnshire | 0 | 0 | 0 | 0 | 0 | 0 | 0 | 0 | 1 | 1 | 1 | 1 | 3 | 3 | 3 | 3 | 3 | 4 | 4 | 4 | 4 | 4 | 5 | 5 | 5 | 5 | 5 | 5 | 5 | 5 | 5 | 5 | North East Lincolnshire | Greater Lincolnshire | Humber
NPg Planning Scenario | Number of constrained primary substations | North Lincolnshire | 1 | 1 | 3 | 3 | 3 | 3 | 3 | 3 | 4 | 4 | 4 | 5 | 6 | 7 | 7 | 8 | 11 | 12 | 12 | 12 | 12 | 12 | 12 | 12 | 12 | 12 | 12 | 12 | 12 | 12 | 12 | 12 | North Lincolnshire | Greater Lincolnshire | Humber
NPg Planning Scenario | Number of constrained primary substations | North Tyneside | 0 | 0 | 0 | 0 | 0 | 0 | 0 | 0 | 0 | 1 | 1 | 1 | 1 | 1 | 2 | 5 | 6 | 6 | 7 | 7 | 7 | 7 | 7 | 7 | 7 | 8 | 8 | 8 | 8 | 8 | 8 | 8 | North Tyneside | North Eastern
NPg Planning Scenario | Number of constrained primary substations | Northumberland | 0 | 0 | 0 | 0 | 0 | 0 | 0 | 0 | 0 | 1 | 2 | 2 | 5 | 7 | 7 | 7 | 7 | 7 | 8 | 8 | 8 | 8 | 9 | 9 | 9 | 9 | 9 | 9 | 9 | 9 | 9 | 9 | Northumberland | North Eastern
NPg Planning Scenario | Number of constrained primary substations | Pendle | 0 | 0 | 0 | 0 | 0 | 0 | 0 | 0 | 0 | 0 | 0 | 0 | 0 | 0 | 0 | 0 | 0 | 0 | 0 | 0 | 0 | 0 | 0 | 0 | 0 | 0 | 0 | 0 | 0 | 0 | 0 | 0 | Pendle | Lancashire
NPg Planning Scenario | Number of constrained primary substations | Redcar and Cleveland | 0 | 0 | 0 | 0 | 0 | 0 | 0 | 0 | 0 | 0 | 1 | 2 | 3 | 3 | 3 | 3 | 4 | 4 | 4 | 5 | 5 | 5 | 5 | 5 | 5 | 5 | 5 | 5 | 5 | 5 | 5 | 5 | Redcar and Cleveland | Tees Valley
NPg Planning Scenario | Number of constrained primary substations | Richmondshire | 0 | 0 | 0 | 0 | 0 | 0 | 0 | 0 | 0 | 0 | 0 | 0 | 0 | 0 | 1 | 1 | 1 | 2 | 2 | 3 | 3 | 3 | 3 | 3 | 3 | 3 | 3 | 3 | 3 | 3 | 3 | 3 | Richmondshire | York and North Yorkshire
NPg Planning Scenario | Number of constrained primary substations | Rotherham | 1 | 1 | 1 | 2 | 2 | 2 | 2 | 2 | 2 | 2 | 2 | 1 | 2 | 2 | 4 | 6 | 6 | 6 | 6 | 7 | 7 | 7 | 7 | 8 | 8 | 8 | 8 | 8 | 9 | 9 | 9 | 9 | Rotherham | Sheffield City Region
NPg Planning Scenario | Number of constrained primary substations | Ryedale | 1 | 1 | 1 | 1 | 1 | 1 | 1 | 1 | 1 | 1 | 1 | 1 | 1 | 1 | 2 | 2 | 2 | 2 | 2 | 2 | 2 | 2 | 2 | 2 | 2 | 2 | 2 | 2 | 2 | 2 | 2 | 2 | Ryedale | York and North Yorkshire
NPg Planning Scenario | Number of constrained primary substations | Scarborough | 0 | 0 | 0 | 0 | 0 | 0 | 0 | 0 | 0 | 0 | 0 | 0 | 0 | 0 | 2 | 2 | 2 | 2 | 2 | 2 | 2 | 2 | 2 | 2 | 3 | 3 | 3 | 3 | 3 | 3 | 3 | 3 | Scarborough | York and North Yorkshire
NPg Planning Scenario | Number of constrained primary substations | Selby | 1 | 1 | 1 | 1 | 1 | 1 | 1 | 1 | 1 | 1 | 1 | 1 | 2 | 2 | 3 | 3 | 3 | 4 | 5 | 5 | 5 | 5 | 5 | 6 | 6 | 6 | 6 | 6 | 6 | 6 | 6 | 6 | Selby | Leeds City Region | York and North Yorkshire
NPg Planning Scenario | Number of constrained primary substations | Sheffield | 2 | 1 | 1 | 1 | 1 | 1 | 1 | 2 | 2 | 2 | 3 | 4 | 4 | 4 | 5 | 8 | 9 | 9 | 11 | 13 | 13 | 13 | 13 | 13 | 15 | 16 | 16 | 17 | 17 | 17 | 17 | 17 | Sheffield | Sheffield City Region
NPg Planning Scenario | Number of constrained primary substations | South Tyneside | 0 | 0 | 0 | 0 | 0 | 0 | 0 | 0 | 0 | 0 | 0 | 0 | 0 | 0 | 1 | 2 | 2 | 2 | 2 | 2 | 2 | 2 | 2 | 2 | 3 | 3 | 3 | 4 | 4 | 4 | 4 | 4 | South Tyneside | North Eastern
NPg Planning Scenario | Number of constrained primary substations | Stockton-on-Tees | 0 | 0 | 0 | 0 | 0 | 0 | 0 | 1 | 1 | 2 | 2 | 2 | 2 | 2 | 3 | 3 | 3 | 3 | 3 | 3 | 3 | 3 | 3 | 3 | 3 | 3 | 3 | 3 | 3 | 3 | 3 | 3 | Stockton-on-Tees | Tees Valley
NPg Planning Scenario | Number of constrained primary substations | Sunderland | 0 | 0 | 0 | 0 | 0 | 0 | 0 | 0 | 0 | 1 | 2 | 3 | 4 | 5 | 6 | 7 | 7 | 10 | 10 | 10 | 10 | 10 | 10 | 10 | 10 | 10 | 10 | 10 | 10 | 10 | 10 | 10 | Sunderland | North Eastern
NPg Planning Scenario | Number of constrained primary substations | Wakefield | 2 | 2 | 4 | 4 | 4 | 4 | 4 | 4 | 4 | 4 | 5 | 5 | 7 | 8 | 10 | 11 | 13 | 13 | 13 | 13 | 13 | 14 | 15 | 16 | 17 | 18 | 18 | 18 | 18 | 18 | 18 | 18 | Wakefield | Leeds City Region
NPg Planning Scenario | Number of constrained primary substations | West Lindsey | 1 | 1 | 1 | 1 | 1 | 1 | 1 | 1 | 2 | 2 | 3 | 3 | 4 | 5 | 5 | 5 | 6 | 6 | 6 | 6 | 6 | 6 | 6 | 6 | 6 | 6 | 6 | 6 | 6 | 6 | 6 | 6 | West Lindsey | Greater Lincolnshire
NPg Planning Scenario | Number of constrained primary substations | York | 0 | 0 | 0 | 0 | 0 | 0 | 0 | 0 | 0 | 0 | 0 | 0 | 1 | 1 | 1 | 1 | 2 | 3 | 4 | 4 | 5 | 6 | 6 | 6 | 6 | 6 | 6 | 6 | 7 | 7 | 7 | 7 | York | Leeds City Region | York and North Yorkshire

## Calibration and Lookup Lists
Local Authority | Scenario Name | Parameters | Units |  |  | Count Check
Barnsley | NG FES - Consumer Transformation | Number of electric cars and vans (hybrid and full electric) | Number of |  |  | NG FES - Consumer Transformation | Number of electric cars and vans (hybrid and full electric) | 39
Bassetlaw | NG FES - Leading the Way | Number of electric buses | Number of |  |  | NG FES - Consumer Transformation | Number of electric buses | 39
Bradford | NPg Planning Scenario | Number of electric HGVs | Number of |  |  | NG FES - Consumer Transformation | Number of electric HGVs | 39
Calderdale | NG FES - Steady Progression | EV Numbers - electric cars only (hybrid and full electric) | Number of |  |  | NG FES - Consumer Transformation | EV Numbers - electric cars only (hybrid and full electric) | 39
County Durham | NG FES - System Transformation | EV Numbers - electric light vans only (hybrid and full electric) | Number of |  |  | NG FES - Consumer Transformation | EV Numbers - electric light vans only (hybrid and full electric) | 39
Craven |  | Number of heat pumps (total) | Number of |  |  | NG FES - Consumer Transformation | Number of heat pumps (total) | 39
Darlington |  | Total number of domestic heat pumps | Number of |  |  | NG FES - Consumer Transformation | Total number of domestic heat pumps | 39
Doncaster |  | Total number of I&C heat pumps | Number of |  |  | NG FES - Consumer Transformation | Total number of I&C heat pumps | 39
East Lindsey |  | Total installed PV capacity - domestic (MW) | MW |  |  | NG FES - Consumer Transformation | Total installed PV capacity - domestic (MW) | 39
East Riding of Yorkshire |  | Total installed PV capacity - I&C and large (MW) | MW |  |  | NG FES - Consumer Transformation | Total installed PV capacity - I&C and large (MW) | 39
Gateshead |  | Total installed wind capacity (MW) | MW |  |  | NG FES - Consumer Transformation | Total installed wind capacity (MW) | 39
Hambleton |  | Total installed non-renewable generation capacity (MW) | MW |  |  | NG FES - Consumer Transformation | Total installed non-renewable generation capacity (MW) | 39
Harrogate |  | Total installed renewable generation capacity (MW) | MW |  |  | NG FES - Consumer Transformation | Total installed renewable generation capacity (MW) | 39
Hartlepool |  | Total installed storage capacity (MW) | MW |  |  | NG FES - Consumer Transformation | Total installed storage capacity (MW) | 39
High Peak |  | Domestic storage installed capacity (MW) | MW |  |  | NG FES - Consumer Transformation | Domestic storage installed capacity (MW) | 39
Kingston upon Hull, City of |  | Number of constrained primary substations | Number of |  |  | NG FES - Consumer Transformation | Number of constrained primary substations | 39
Kirklees |  | Number of domestic customers | Number of |  |  | NG FES - Consumer Transformation | Number of domestic customers | 39
Leeds |  | Number of I&C customers | Number of |  |  | NG FES - Consumer Transformation | Number of I&C customers | 39
Middlesbrough |  | Total Energy demand - Base + LCTs including all transport (MWh) | MWh |  |  | NG FES - Consumer Transformation | Total Energy demand - Base + LCTs including all transport (MWh) | 39
Newcastle upon Tyne |  | Domestic Base Energy Demand (MWh) | MWh |  |  | NG FES - Consumer Transformation | Domestic Base Energy Demand (MWh) | 39
North East Derbyshire |  | I&C Base Energy Demand (MWh) | MWh |  |  | NG FES - Consumer Transformation | I&C Base Energy Demand (MWh) | 39
North East Lincolnshire |  | EV Energy Demand - cars & light vans (MWh) | MWh |  |  | NG FES - Consumer Transformation | EV Energy Demand - cars & light vans (MWh) | 39
North Lincolnshire |  | EV Energy Demand - eBuses & eHGVs (MWh) | MWh |  |  | NG FES - Consumer Transformation | EV Energy Demand - eBuses & eHGVs (MWh) | 39
North Tyneside |  | Heat Pumps Energy Demand - Domestic (MWh) | MWh |  |  | NG FES - Consumer Transformation | Heat Pumps Energy Demand - Domestic (MWh) | 39
Northumberland |  | Heat Pumps Energy Demand - I & C (MWh) | MWh |  |  | NG FES - Consumer Transformation | Heat Pumps Energy Demand - I & C (MWh) | 39
Pendle
Redcar and Cleveland
Richmondshire
Rotherham
Ryedale
Scarborough
Selby
Sheffield
South Tyneside
Stockton-on-Tees
Sunderland
Wakefield
West Lindsey
York
NOTE - the sumifs formula used in this worksheet relies on every triad (Scenario. Substation, Output parameter) being UNIQUE in the dataset it looks into.
Chosen LA | Chosen Parameter | Chosen Scenario
Barnsley | Total installed PV capacity - I&C and large (MW) | NPg Planning Scenario
Chart Title 1 |  | Chart Title 2 |  | Chart Y Axis Title | Chart Title 3
Barnsley - Total installed PV capacity - I&C and large (MW) (NPg Planning Scenario) |  | Barnsley - Total installed PV capacity - I&C and large (MW) (All Scenarios) |  | MW | Total installed PV capacity - I&C and large (MW) - NPg Planning Scenario (All LAs)
Min-Max 2023 Chart Title |  | Min-Max 2030 Chart Title |  |  | Min-Max 2040 Chart Title
Our Total installed PV capacity - I&C and large (MW) Projections by Local Authority (2023) |  | Our Total installed PV capacity - I&C and large (MW) Projections by Local Authority (2030) |  |  | Our Total installed PV capacity - I&C and large (MW) Projections by Local Authority (2040)

## Parameters
Northern Powergrid DFES 2021 |  | Parameters in this (LA Flat File) Workbook | Sheet Name in other LA workbook (Scenario Code hyphenated at end) | Description
Scenario Name | Code | Number of electric cars and vans (hybrid and full electric) | EV_TotalCars&LightVans | Electric Vehicles Numbers (cars and light vans)
Community Transformation | CT | Number of electric buses | Number_electric_buses | Electric Vehicle Numbers (eBuses)
Leading The Way | LTW | Number of electric HGVs | Number_electric_HGVs | Electric Vehicle Numbers (eHGVs)
NPg Planning Scenario | PS | EV Numbers - electric cars only (hybrid and full electric) | EV numbers_OnlyCars | Cars proportion of Electric Vehicles Numbers (cars and light vans)
Steady Progression | SP | EV Numbers - electric light vans only (hybrid and full electric) | EV numbers_OnlyLightVans | Ligh Vans proportion of Electric Vehicles Numbers (cars and light vans)
System Transformation | ST | Number of heat pumps (total) | Total Heat Pumps | Heat Pumps Total
|  | Total number of domestic heat pumps | Heat Pumps_Number_Domestic | Domestic proportion of the total heat pump numbers
Scenario Information Under Map in DFES 2021 Visualisation Tool |  | Total number of I&C heat pumps | Heat Pumps_Number_I&C | Industrial & commercial proportion of the total heat pump numbers
https://odileeds.github.io/northern-powergrid/2021-DFES/ |  | Total installed PV capacity - domestic (MW) | DomesticSolarPV_MW | Domestic Solar PV Generation Export Capacity
|  | Total installed PV capacity - I&C and large (MW) | LargeSolarPV_MW | Large Solar PV Generation Export Capacity (large supply points included)
Acronyms |  | Total installed wind capacity (MW) | WindCapacity_MW | Wind Generation Export Capacity (large supply points included)
I&C: Industrial and Commercial |  | Total installed non-renewable generation capacity (MW) | Non-renewableGen_MW | Total Non Renewable Generation Export Capacity (large supply points included)
LCTs: Low Carbon Technologies |  | Total installed renewable generation capacity (MW) | RenewableGeneration_MW | Total Renewable Generation Export Capacity (large supply points included)
|  | Total installed storage capacity (MW) | AllStorageCapacity_MW | Total Storage including batteries at residential and I&C premises and also large scale storage installations
|  | Domestic storage installed capacity (MW) | OnlyDomestic_Batteries (MW) | Domestic Batteries share of total storage export capacity
|  | Number of constrained primary substations | NumberOfConstrainedSites | Number of primary substations where peak demand exceeds site capacity
|  | Number of domestic customers | Customer Numbers_Domestic | Number of domestic customers
|  | Number of I&C customers | Customer Numbers_I&C | Number of industrial and commercial customers
|  | Total Energy demand - Base + LCTs including all transport (MWh) | TotalEnergyDemand_mWh | Total Energy Consumption at Primary Substations (Domestic and I&C) With LCTs (EVs and Heat Pumps)
|  | Domestic Base Energy Demand (MWh) | Energy DOMESTIC_BASE_mWh | Underlying Domestic Energy Demand Consumption Without LCTs (EVs and Heat Pumps)
|  | I&C Base Energy Demand (MWh) | Energy I&C_BASE_mWh_mWh | Underlying I&C Energy Demand Consumption Without LCTs (EVs and Heat Pumps)
|  | EV Energy Demand - cars & light vans (MWh) | Energy EV - cars & vans (MWh) | EV Cars & Vans Energy Demand Consumption at Primary Substations
|  | EV Energy Demand - eBuses & eHGVs (MWh) | Energy eBuses & eHGVs (MWh) | EV eBuses and eHGVs Energy Demand Consumption at Primary Substations
|  | Heat Pumps Energy Demand - Domestic (MWh) | Energy HPs - Domestic (MWh) | Heat Pump Domestic Energy Demand Consumption at Primary Substations
|  | Heat Pumps Energy Demand - I & C (MWh) | Energy HPs - I&C (MWh) | Heat Pump I&C Energy Demand Consumption at Primary Substations
Other Parameters available on request (further breakdowns of some of those above)
Number of domestic full electric heat pumps
Number of domestic hybrid heat pumps
Number of I&C full electric heat pumps
Number of I&C hybrid heat pumps
Number of full electric cars and vans
Number of hybrid electric cars and vans
Total installed large & mini CHP capacity (MW)
Total installed biomass capacity (MW)
Total installed renewable engine capacity (MW)
Total installed hydro capacity (MW)
Total installed waste incineration capacity (MW)

## LA MIN MAX Chart data
Local Authority | 2023 |  |  | 2030 |  |  | 2040 |  |  | 2050
| MIN | MAX | INC | MIN | MAX | INC | MIN | MAX | INC | MIN | MAX | INC | LEPs | LEP 1 | LEP 2
Barnsley | 6.319 | 14.672 | 8.353 | 10.47 | 49.411 | 38.941 | 15.826 | 67.697 | 51.871 | 21.06 | 76.819 | 55.759 | Leeds City Region; Sheffield City Region | Leeds City Region | Sheffield City Region
Bassetlaw | 1.405 | 1.483 | 0.078 | 1.439 | 1.874 | 0.435 | 1.518 | 2.61 | 1.092 | 1.571 | 3.31 | 1.739 | Derby, Derbyshire, Nottingham and Nottinghamshire; Sheffield City Region | Derby, Derbyshire, Nottingham and Nottinghamshire | Sheffield City Region
Bradford | 4.808 | 8.915 | 4.107 | 6.852 | 21.397 | 14.545 | 8.946 | 29.309 | 20.363 | 10.006 | 33.177 | 23.171 | Leeds City Region; | Leeds City Region
Calderdale | 3.174 | 6.194 | 3.02 | 4.181 | 16.282 | 12.101 | 6.196 | 21.451 | 15.255 | 7.211 | 24.608 | 17.397 | Leeds City Region; | Leeds City Region
County Durham | 53.523 | 139.298 | 85.775 | 77.794 | 427.255 | 349.461 | 105.772 | 507.386 | 401.614 | 124.759 | 547.882 | 423.123 | North Eastern; | North Eastern
Craven | 0.313 | 0.385 | 0.072 | 0.343 | 0.748 | 0.405 | 0.418 | 1.433 | 1.015 | 0.466 | 2.082 | 1.616 | Leeds City Region; York and North Yorkshire | Leeds City Region | York and North Yorkshire
Darlington | 12.94 | 32.083 | 19.143 | 19.174 | 93.364 | 74.19 | 23.724 | 110.779 | 87.055 | 29.09 | 120.08 | 90.99 | Tees Valley; | Tees Valley
Doncaster | 17.869 | 33.4 | 15.531 | 26.1 | 92.007 | 65.907 | 35.628 | 124.942 | 89.314 | 41.984 | 140.63 | 98.646 | Sheffield City Region; | Sheffield City Region
East Lindsey | 14.652 | 15.494 | 0.842 | 15.017 | 19.688 | 4.671 | 15.872 | 27.608 | 11.736 | 16.44 | 35.145 | 18.705 | Greater Lincolnshire; | Greater Lincolnshire
East Riding of Yorkshire | 45.265 | 87.906 | 42.641 | 65.965 | 256 | 190.035 | 92.613 | 344.273 | 251.66 | 113.713 | 390.809 | 277.096 | Humber; York and North Yorkshire | Humber | York and North Yorkshire
Gateshead | 15.172 | 50.429 | 35.257 | 25.595 | 164.746 | 139.151 | 36.585 | 197.117 | 160.532 | 45.247 | 212.279 | 167.032 | North Eastern; | North Eastern
Hambleton | 65.334 | 143.659 | 78.325 | 88.87 | 399.605 | 310.735 | 112.127 | 465.161 | 353.034 | 128.97 | 496.449 | 367.479 | York and North Yorkshire; | York and North Yorkshire
Harrogate | 11.044 | 28.469 | 17.425 | 17.606 | 85.841 | 68.235 | 22.922 | 105.208 | 82.286 | 26.804 | 116.264 | 89.46 | Leeds City Region; York and North Yorkshire | Leeds City Region | York and North Yorkshire
Hartlepool | 0.51 | 0.657 | 0.147 | 0.753 | 1.979 | 1.226 | 1.32 | 4.478 | 3.158 | 1.698 | 6.857 | 5.159 | Tees Valley; | Tees Valley
High Peak | 0.085 | 0.09 | 0.005 | 0.087 | 0.113 | 0.026 | 0.092 | 0.156 | 0.064 | 0.095 | 0.197 | 0.102 | Derby, Derbyshire, Nottingham and Nottinghamshire,; | Derby, Derbyshire, Nottingham and Nottinghamshire,
Kingston upon Hull | 11.61 | 12.767 | 1.157 | 11.674 | 20.514 | 8.84 | 12.825 | 24.929 | 12.104 | 13.929 | 27.271 | 13.342 | Humber; | Humber
Kirklees | 5.226 | 8.385 | 3.159 | 7.296 | 21.145 | 13.849 | 8.447 | 27.578 | 19.131 | 10.551 | 32.938 | 22.387 | Leeds City Region; | Leeds City Region
Leeds | 14.89 | 34.303 | 19.413 | 24.059 | 118.347 | 94.288 | 37.473 | 159.207 | 121.734 | 47.755 | 177.878 | 130.123 | Leeds City Region; | Leeds City Region
Middlesbrough | 1.329 | 1.498 | 0.169 | 1.609 | 3.037 | 1.428 | 2.269 | 5.94 | 3.671 | 2.707 | 8.703 | 5.996 | Tees Valley; | Tees Valley
Newcastle upon Tyne | 3.212 | 6.512 | 3.3 | 4.702 | 18.197 | 13.495 | 5.855 | 25.267 | 19.412 | 7.619 | 31.094 | 23.475 | North Eastern; | North Eastern
North East Derbyshire | 0.034 | 0.042 | 0.008 | 0.038 | 0.08 | 0.042 | 0.045 | 0.151 | 0.106 | 0.051 | 0.219 | 0.168 | Derby, Derbyshire, Nottingham and Nottinghamshire; Sheffield City Region | Derby, Derbyshire, Nottingham and Nottinghamshire | Sheffield City Region
North East Lincolnshire | 28.953 | 75.264 | 46.311 | 49.084 | 259.805 | 210.721 | 81.398 | 347.716 | 266.318 | 103.606 | 386.485 | 282.879 | Greater Lincolnshire; Humber | Greater Lincolnshire | Humber
North Lincolnshire | 45.661 | 61.432 | 15.771 | 52.991 | 123.248 | 70.257 | 63.768 | 154.454 | 90.686 | 70.283 | 172.31 | 102.027 | Greater Lincolnshire; Humber | Greater Lincolnshire | Humber
North Tyneside | 0.938 | 2.117 | 1.179 | 2.232 | 7.728 | 5.496 | 2.922 | 11.769 | 8.847 | 3.384 | 14.663 | 11.279 | North Eastern; | North Eastern
Northumberland | 20.428 | 62.038 | 41.61 | 32.435 | 202.529 | 170.094 | 46.788 | 245.896 | 199.108 | 56.357 | 268.759 | 212.402 | North Eastern; | North Eastern
Pendle | 0.056 | 0.062 | 0.006 | 0.058 | 0.097 | 0.039 | 0.066 | 0.162 | 0.096 | 0.07 | 0.225 | 0.155 | Lancashire; | Lancashire
Redcar and Cleveland | 3.486 | 3.697 | 0.211 | 3.836 | 5.616 | 1.78 | 4.659 | 9.239 | 4.58 | 5.208 | 12.685 | 7.477 | Tees Valley; | Tees Valley
Richmondshire | 1.376 | 1.53 | 0.154 | 1.63 | 2.925 | 1.295 | 2.227 | 5.56 | 3.333 | 2.627 | 8.065 | 5.438 | York and North Yorkshire; | York and North Yorkshire
Rotherham | 6.229 | 13.642 | 7.413 | 9.407 | 45.674 | 36.267 | 14.818 | 63.513 | 48.695 | 19.097 | 72.166 | 53.069 | Sheffield City Region; | Sheffield City Region
Ryedale | 38.303 | 119.578 | 81.275 | 61.658 | 388.73 | 327.072 | 84.49 | 456.791 | 372.301 | 102.045 | 486.655 | 384.61 | York and North Yorkshire; | York and North Yorkshire
Scarborough | 8.721 | 28.027 | 19.306 | 15.063 | 92.248 | 77.185 | 20.861 | 110.437 | 89.576 | 25.398 | 120.428 | 95.03 | York and North Yorkshire; | York and North Yorkshire
Selby | 13.505 | 18.949 | 5.444 | 15.701 | 41.176 | 25.475 | 20.159 | 54.376 | 34.217 | 22.464 | 62.372 | 39.908 | Leeds City Region; York and North Yorkshire | Leeds City Region | York and North Yorkshire
Sheffield | 2.445 | 3.527 | 1.082 | 3.479 | 6.903 | 3.424 | 3.555 | 8.613 | 5.058 | 3.602 | 9.289 | 5.687 | Sheffield City Region; | Sheffield City Region
South Tyneside | 1.114 | 1.256 | 0.142 | 1.347 | 2.54 | 1.193 | 1.896 | 4.966 | 3.07 | 2.265 | 7.275 | 5.01 | North Eastern; | North Eastern
Stockton-on-Tees | 31.623 | 55.864 | 24.241 | 39.02 | 140.03 | 101.01 | 46.947 | 163.125 | 116.178 | 52.567 | 175.02 | 122.453 | Tees Valley; | Tees Valley
Sunderland | 1.71 | 2.06 | 0.35 | 2.284 | 5.208 | 2.924 | 3.633 | 11.153 | 7.52 | 4.534 | 16.807 | 12.273 | North Eastern; | North Eastern
Wakefield | 11.991 | 24.597 | 12.606 | 18.251 | 74.585 | 56.334 | 25.861 | 102.232 | 76.371 | 32.265 | 117.603 | 85.338 | Leeds City Region; | Leeds City Region
West Lindsey | 22.128 | 46.412 | 24.284 | 32.684 | 143.825 | 111.141 | 48.99 | 197.925 | 148.935 | 60.858 | 226.443 | 165.585 | Greater Lincolnshire; | Greater Lincolnshire
York | 10.338 | 27.587 | 17.249 | 15.746 | 87.818 | 72.072 | 21.702 | 105.036 | 83.334 | 25.339 | 115.044 | 89.705 | Leeds City Region; York and North Yorkshire | Leeds City Region | York and North Yorkshire
Northern Powergrid | 2023 |  |  | 2030 |  |  | 2040 |  |  | 2050
| MIN | MAX | INC | MIN | MAX | INC | MIN | MAX | INC | MIN | MAX | INC
| 537.719 | 1174.28 | 636.561 | 766.53 | 3442.315 | 2675.785 | 1041.213 | 4305.643 | 3264.43 | 1243.695 | 4756.985 | 3513.29
| 2023 | 2030 | 2040 | 2050
Min | 537.719 | 766.53 | 1041.213 | 1243.695
Inc | 636.561 | 2675.785 | 3264.43 | 3513.29
Max | 1174.28 | 3442.315 | 4305.643 | 4756.985
Chart title | The uncertainty range for Total installed PV capacity - I&C and large (MW) in our region

## DECADE VIEW BY YEAR
| 2023 |  |  |  |  | 2030 |  |  |  |  | 2040 |  |  |  |  | 2050
Local Authority | PS | CT | LTW | ST | SP | PS | CT | LTW | ST | SP | PS | CT | LTW | ST | SP | PS | CT | LTW | ST | SP | LEP | LEP 1 | LEP 2
Barnsley | 14.672 | 11.482 | 14.672 | 11.482 | 6.319 | 49.411 | 25.447 | 49.411 | 25.447 | 10.47 | 67.697 | 38.468 | 67.697 | 38.468 | 15.826 | 76.819 | 48.145 | 76.819 | 48.145 | 21.06 | Leeds City Region ¦ Sheffield City Region | Leeds City Region | Sheffield City Region
Bassetlaw | 1.483 | 1.441 | 1.483 | 1.441 | 1.405 | 1.874 | 1.658 | 1.874 | 1.658 | 1.439 | 2.61 | 2.111 | 2.61 | 2.111 | 1.518 | 3.31 | 2.488 | 3.31 | 2.488 | 1.571 | Derby, Derbyshire, Nottingham and Nottinghamshire, Sheffield City Region | Derby, Derbyshire, Nottingham and Nottinghamshire | Sheffield City Region
Bradford | 8.915 | 6.861 | 8.915 | 6.861 | 4.808 | 21.397 | 12.128 | 21.397 | 12.128 | 6.852 | 29.309 | 17.685 | 29.309 | 17.685 | 8.946 | 33.177 | 21.156 | 33.177 | 21.156 | 10.006 | Leeds City Region | Leeds City Region
Calderdale | 6.194 | 4.185 | 6.194 | 4.185 | 3.174 | 16.282 | 9.234 | 16.282 | 9.234 | 4.181 | 21.451 | 13.335 | 21.451 | 13.335 | 6.196 | 24.608 | 15.422 | 24.608 | 15.422 | 7.211 | Leeds City Region | Leeds City Region
County Durham | 139.298 | 95.844 | 139.298 | 95.844 | 53.523 | 427.255 | 212.034 | 427.255 | 212.034 | 77.794 | 507.386 | 265.793 | 507.386 | 265.793 | 105.772 | 547.882 | 307.048 | 547.882 | 307.048 | 124.759 | North Eastern | North Eastern
Craven | 0.385 | 0.345 | 0.385 | 0.345 | 0.313 | 0.748 | 0.545 | 0.748 | 0.545 | 0.343 | 1.433 | 0.969 | 1.433 | 0.969 | 0.418 | 2.082 | 1.317 | 2.082 | 1.317 | 0.466 | Leeds City Region ¦ York and North Yorkshire | Leeds City Region | York and North Yorkshire
Darlington | 32.083 | 22.998 | 32.083 | 22.998 | 12.94 | 93.364 | 46.769 | 93.364 | 46.769 | 19.174 | 110.779 | 58.383 | 110.779 | 58.383 | 23.724 | 120.08 | 67.717 | 120.08 | 67.717 | 29.09 | Tees Valley | Tees Valley
Doncaster | 33.4 | 26.107 | 33.4 | 26.107 | 17.869 | 92.007 | 52.561 | 92.007 | 52.561 | 26.1 | 124.942 | 72.598 | 124.942 | 72.598 | 35.628 | 140.63 | 89.119 | 140.63 | 89.119 | 41.984 | Sheffield City Region | Sheffield City Region
East Lindsey | 15.494 | 15.026 | 15.494 | 15.026 | 14.652 | 19.688 | 17.364 | 19.688 | 17.364 | 15.017 | 27.608 | 22.244 | 27.608 | 22.244 | 15.872 | 35.145 | 26.289 | 35.145 | 26.289 | 16.44 | Greater Lincolnshire | Greater Lincolnshire
East Riding of Yorkshire | 87.906 | 67.007 | 87.906 | 67.007 | 45.265 | 256 | 139.514 | 256 | 139.514 | 65.965 | 344.273 | 198.931 | 344.273 | 198.931 | 92.613 | 390.809 | 245.738 | 390.809 | 245.738 | 113.713 | Humber ¦ York and North Yorkshire | Humber | York and North Yorkshire
Gateshead | 50.429 | 33.279 | 50.429 | 33.279 | 15.172 | 164.746 | 80.673 | 164.746 | 80.673 | 25.595 | 197.117 | 99.591 | 197.117 | 99.591 | 36.585 | 212.279 | 117.007 | 212.279 | 117.007 | 45.247 | North Eastern | North Eastern
Hambleton | 143.659 | 104.468 | 143.659 | 104.468 | 65.334 | 399.605 | 207.242 | 399.605 | 207.242 | 88.87 | 465.161 | 252.948 | 465.161 | 252.948 | 112.127 | 496.449 | 286.019 | 496.449 | 286.019 | 128.97 | York and North Yorkshire | York and North Yorkshire
Harrogate | 28.469 | 19.224 | 28.469 | 19.224 | 11.044 | 85.841 | 43.228 | 85.841 | 43.228 | 17.606 | 105.208 | 56.424 | 105.208 | 56.424 | 22.922 | 116.264 | 66.897 | 116.264 | 66.897 | 26.804 | Leeds City Region ¦ York and North Yorkshire | Leeds City Region | York and North Yorkshire
Hartlepool | 0.657 | 0.571 | 0.657 | 0.571 | 0.51 | 1.979 | 1.367 | 1.979 | 1.367 | 0.753 | 4.478 | 3.034 | 4.478 | 3.034 | 1.32 | 6.857 | 4.415 | 6.857 | 4.415 | 1.698 | Tees Valley | Tees Valley
High Peak | 0.09 | 0.088 | 0.09 | 0.088 | 0.085 | 0.113 | 0.1 | 0.113 | 0.1 | 0.087 | 0.156 | 0.127 | 0.156 | 0.127 | 0.092 | 0.197 | 0.149 | 0.197 | 0.149 | 0.095 | Derby, Derbyshire, Nottingham and Nottinghamshire | Derby, Derbyshire, Nottingham and Nottinghamshire
Kingston upon Hull, City of | 12.767 | 11.684 | 12.767 | 11.684 | 11.61 | 20.514 | 15.099 | 20.514 | 15.099 | 11.674 | 24.929 | 17.968 | 24.929 | 17.968 | 12.825 | 27.271 | 20.692 | 27.271 | 20.692 | 13.929 | Humber | Humber
Kirklees | 8.385 | 7.303 | 8.385 | 7.303 | 5.226 | 21.145 | 12.727 | 21.145 | 12.727 | 7.296 | 27.578 | 16.609 | 27.578 | 16.609 | 8.447 | 32.938 | 20.34 | 32.938 | 20.34 | 10.551 | Leeds City Region | Leeds City Region
Leeds | 34.303 | 25.081 | 34.303 | 25.081 | 14.89 | 118.347 | 61.216 | 118.347 | 61.216 | 24.059 | 159.207 | 87.595 | 159.207 | 87.595 | 37.473 | 177.878 | 110.561 | 177.878 | 110.561 | 47.755 | Leeds City Region | Leeds City Region
Middlesbrough | 1.498 | 1.4 | 1.498 | 1.4 | 1.329 | 3.037 | 2.325 | 3.037 | 2.325 | 1.609 | 5.94 | 4.263 | 5.94 | 4.263 | 2.269 | 8.703 | 5.866 | 8.703 | 5.866 | 2.707 | Tees Valley | Tees Valley
Newcastle upon Tyne | 6.512 | 4.336 | 6.512 | 4.336 | 3.212 | 18.197 | 9.953 | 18.197 | 9.953 | 4.702 | 25.267 | 14.335 | 25.267 | 14.335 | 5.855 | 31.094 | 18.137 | 31.094 | 18.137 | 7.619 | North Eastern | North Eastern
North East Derbyshire | 0.042 | 0.038 | 0.042 | 0.038 | 0.034 | 0.08 | 0.059 | 0.08 | 0.059 | 0.038 | 0.151 | 0.103 | 0.151 | 0.103 | 0.045 | 0.219 | 0.139 | 0.219 | 0.139 | 0.051 | Derby, Derbyshire, Nottingham and Nottinghamshire ¦ Sheffield City Region | Derby, Derbyshire, Nottingham and Nottinghamshire | Sheffield City Region
North East Lincolnshire | 75.264 | 52.094 | 75.264 | 52.094 | 28.953 | 259.805 | 131.951 | 259.805 | 131.951 | 49.084 | 347.716 | 191.745 | 347.716 | 191.745 | 81.398 | 386.485 | 237.232 | 386.485 | 237.232 | 103.606 | Greater Lincolnshire ¦ Humber | Greater Lincolnshire | Humber
North Lincolnshire | 61.432 | 54.007 | 61.432 | 54.007 | 45.661 | 123.248 | 81.135 | 123.248 | 81.135 | 52.991 | 154.454 | 102.574 | 154.454 | 102.574 | 63.768 | 172.31 | 119.254 | 172.31 | 119.254 | 70.283 | Greater Lincolnshire ¦ Humber | Greater Lincolnshire | Humber
North Tyneside | 2.117 | 2.012 | 2.117 | 2.012 | 0.938 | 7.728 | 3.983 | 7.728 | 3.983 | 2.232 | 11.769 | 6.011 | 11.769 | 6.011 | 2.922 | 14.663 | 8.692 | 14.663 | 8.692 | 3.384 | North Eastern | North Eastern
Northumberland | 62.038 | 40.68 | 62.038 | 40.68 | 20.428 | 202.529 | 97.989 | 202.529 | 97.989 | 32.435 | 245.896 | 126.904 | 245.896 | 126.904 | 46.788 | 268.759 | 149.63 | 268.759 | 149.63 | 56.357 | North Eastern | North Eastern
Pendle | 0.062 | 0.058 | 0.062 | 0.058 | 0.056 | 0.097 | 0.078 | 0.097 | 0.078 | 0.058 | 0.162 | 0.118 | 0.162 | 0.118 | 0.066 | 0.225 | 0.152 | 0.225 | 0.152 | 0.07 | Lancashire | Lancashire
Redcar and Cleveland | 3.697 | 3.573 | 3.697 | 3.573 | 3.486 | 5.616 | 4.729 | 5.616 | 4.729 | 3.836 | 9.239 | 7.145 | 9.239 | 7.145 | 4.659 | 12.685 | 9.145 | 12.685 | 9.145 | 5.208 | Tees Valley | Tees Valley
Richmondshire | 1.53 | 1.439 | 1.53 | 1.439 | 1.376 | 2.925 | 2.28 | 2.925 | 2.28 | 1.63 | 5.56 | 4.037 | 5.56 | 4.037 | 2.227 | 8.065 | 5.492 | 8.065 | 5.492 | 2.627 | York and North Yorkshire | York and North Yorkshire
Rotherham | 13.642 | 10.416 | 13.642 | 10.416 | 6.229 | 45.674 | 23.547 | 45.674 | 23.547 | 9.407 | 63.513 | 35.911 | 63.513 | 35.911 | 14.818 | 72.166 | 44.871 | 72.166 | 44.871 | 19.097 | Sheffield City Region | Sheffield City Region
Ryedale | 119.578 | 78.418 | 119.578 | 78.418 | 38.303 | 388.73 | 186.697 | 388.73 | 186.697 | 61.658 | 456.791 | 232.368 | 456.791 | 232.368 | 84.49 | 486.655 | 267.581 | 486.655 | 267.581 | 102.045 | York and North Yorkshire | York and North Yorkshire
Scarborough | 28.027 | 18.852 | 28.027 | 18.852 | 8.721 | 92.248 | 44.158 | 92.248 | 44.158 | 15.063 | 110.437 | 56.89 | 110.437 | 56.89 | 20.861 | 120.428 | 67.151 | 120.428 | 67.151 | 25.398 | York and North Yorkshire | York and North Yorkshire
Selby | 18.949 | 15.704 | 18.949 | 15.704 | 13.505 | 41.176 | 25.943 | 41.176 | 25.943 | 15.701 | 54.376 | 34.536 | 54.376 | 34.536 | 20.159 | 62.372 | 41.683 | 62.372 | 41.683 | 22.464 | Leeds City Region ¦ York and North Yorkshire | Leeds City Region | York and North Yorkshire
Sheffield | 3.527 | 3.482 | 3.527 | 3.482 | 2.445 | 6.903 | 4.693 | 6.903 | 4.693 | 3.479 | 8.613 | 6.129 | 8.613 | 6.129 | 3.555 | 9.289 | 6.491 | 9.289 | 6.491 | 3.602 | Sheffield City Region | Sheffield City Region
South Tyneside | 1.256 | 1.172 | 1.256 | 1.172 | 1.114 | 2.54 | 1.948 | 2.54 | 1.948 | 1.347 | 4.966 | 3.563 | 4.966 | 3.563 | 1.896 | 7.275 | 4.904 | 7.275 | 4.904 | 2.265 | North Eastern | North Eastern
Stockton-on-Tees | 55.864 | 44.722 | 55.864 | 44.722 | 31.623 | 140.03 | 78.027 | 140.03 | 78.027 | 39.02 | 163.125 | 93.759 | 163.125 | 93.759 | 46.947 | 175.02 | 106.019 | 175.02 | 106.019 | 52.567 | Tees Valley | Tees Valley
Sunderland | 2.06 | 1.855 | 2.06 | 1.855 | 1.71 | 5.208 | 3.749 | 5.208 | 3.749 | 2.284 | 11.153 | 7.714 | 11.153 | 7.714 | 3.633 | 16.807 | 10.999 | 16.807 | 10.999 | 4.534 | North Eastern | North Eastern
Wakefield | 24.597 | 18.264 | 24.597 | 18.264 | 11.991 | 74.585 | 40.929 | 74.585 | 40.929 | 18.251 | 102.232 | 59.406 | 102.232 | 59.406 | 25.861 | 117.603 | 73.29 | 117.603 | 73.29 | 32.265 | Leeds City Region | Leeds City Region
West Lindsey | 46.412 | 33.7 | 46.412 | 33.7 | 22.128 | 143.825 | 77.269 | 143.825 | 77.269 | 32.684 | 197.925 | 112.729 | 197.925 | 112.729 | 48.99 | 226.443 | 140.907 | 226.443 | 140.907 | 60.858 | Greater Lincolnshire | Greater Lincolnshire
York | 27.587 | 19.441 | 27.587 | 19.441 | 10.338 | 87.818 | 42.785 | 87.818 | 42.785 | 15.746 | 105.036 | 55.597 | 105.036 | 55.597 | 21.702 | 115.044 | 64.925 | 115.044 | 64.925 | 25.339 | Leeds City Region ¦ York and North Yorkshire | Leeds City Region | York and North Yorkshire