## Your LA - Forecasts
Select Your Local Authority | [32 empty] | VLookup Ref |  | 2 | 3 | 4 | 5 | 6 | 7 | 8 | 9 | 10 | 11 | 12 | 13 | 14 | 15 | 16 | 17 | 18 | 19 | 20 | 21 | 22 | 23 | 24 | 25 | 26 | 27 | 28 | 29 | 30 | 31 | 32 | 33 | 34 | 35
Barnsley | [32 empty] | Barnsley | NPg DFES 2021: Heat Pump projections for Barnsley | 2017 | 2018 | 2019 | 2020 | 2021 | 2022 | 2023 | 2024 | 2025 | 2026 | 2027 | 2028 | 2029 | 2030 | 2031 | 2032 | 2033 | 2034 | 2035 | 2036 | 2037 | 2038 | 2039 | 2040 | 2041 | 2042 | 2043 | 2044 | 2045 | 2046 | 2047 | 2048 | 2049 | 2050 | Local Authority
[33 empty] | Barnsley | NPg Planning Scenario | 0 | 0 | 1088 | 1198 | 1483 | 2094 | 2803 | 3526 | 5775 | 7957 | 10880 | 14688 | 18796 | 23049 | 27192 | 31786 | 36611 | 42088 | 48831 | 54451 | 60047 | 65750 | 71650 | 77089 | 82951 | 88293 | 93107 | 97285 | 101058 | 104506 | 108100 | 111637 | 112709 | 113369 | Barnsley
[33 empty] | Barnsley | Consumer Transformation | 0 | 0 | 988 | 1160 | 1453 | 2046 | 2691 | 3445 | 4338 | 5681 | 7274 | 9673 | 13031 | 16881 | 22044 | 27425 | 32726 | 37801 | 42734 | 49967 | 55822 | 61614 | 67279 | 72813 | 78615 | 83942 | 88326 | 91980 | 94819 | 97247 | 99199 | 100831 | 102483 | 104145 | Bassetlaw
[33 empty] | Barnsley | Leading The Way | 0 | 0 | 988 | 1160 | 1597 | 3450 | 5637 | 8212 | 11165 | 15150 | 19635 | 24359 | 29116 | 33937 | 38974 | 43853 | 48682 | 53488 | 58290 | 62892 | 66748 | 70615 | 74028 | 77179 | 79668 | 81155 | 82208 | 83185 | 84036 | 84960 | 85763 | 86608 | 87390 | 88155 | Bradford
[33 empty] | Barnsley | System Transformation | 0 | 0 | 988 | 1160 | 1166 | 1496 | 1829 | 2163 | 2510 | 3120 | 3793 | 4520 | 5328 | 6251 | 7667 | 8553 | 9726 | 11131 | 12768 | 14535 | 17503 | 20330 | 23034 | 25547 | 28827 | 31086 | 33348 | 35582 | 37756 | 40406 | 42269 | 43968 | 45447 | 46713 | Calderdale
[33 empty] | Barnsley | Steady Progression | 0 | 0 | 988 | 1160 | 1348 | 1583 | 1796 | 2009 | 2217 | 3072 | 3997 | 5005 | 6119 | 7321 | 8805 | 10458 | 12139 | 13846 | 15570 | 17638 | 19512 | 21420 | 23350 | 25317 | 27068 | 28347 | 29597 | 30789 | 31983 | 33451 | 34412 | 35374 | 36354 | 37354 | County Durham
Craven
Darlington
Doncaster
East Lindsey
East Riding of Yorkshire
Gateshead
Hambleton
Harrogate
Hartlepool
High Peak
Kingston upon Hull, City of
Kirklees
Leeds
Middlesbrough
Newcastle upon Tyne
North East Derbyshire
North East Lincolnshire
North Lincolnshire
North Tyneside
Northumberland
Pendle
Redcar and Cleveland
Richmondshire
Rotherham
NPg DFES 2021: Heat Pump projections for Barnsley | 2019 | 2020 | 2021 | 2022 | 2023 | 2024 | 2025 | 2026 | 2027 | 2028 | 2029 | 2030 | 2031 | 2032 | 2033 | 2034 | 2035 | 2036 | 2037 | 2038 | 2039 | 2040 | 2041 | 2042 | 2043 | 2044 | 2045 | 2046 | 2047 | 2048 | 2049 | 2050 | [36 empty] | Ryedale
NPg Planning Scenario | 1088 | 1198 | 1483 | 2094 | 2803 | 3526 | 5775 | 7957 | 10880 | 14688 | 18796 | 23049 | 27192 | 31786 | 36611 | 42088 | 48831 | 54451 | 60047 | 65750 | 71650 | 77089 | 82951 | 88293 | 93107 | 97285 | 101058 | 104506 | 108100 | 111637 | 112709 | 113369 | [36 empty] | Scarborough
Consumer Transformation | 988 | 1160 | 1453 | 2046 | 2691 | 3445 | 4338 | 5681 | 7274 | 9673 | 13031 | 16881 | 22044 | 27425 | 32726 | 37801 | 42734 | 49967 | 55822 | 61614 | 67279 | 72813 | 78615 | 83942 | 88326 | 91980 | 94819 | 97247 | 99199 | 100831 | 102483 | 104145 | [36 empty] | Selby
Leading The Way | 988 | 1160 | 1597 | 3450 | 5637 | 8212 | 11165 | 15150 | 19635 | 24359 | 29116 | 33937 | 38974 | 43853 | 48682 | 53488 | 58290 | 62892 | 66748 | 70615 | 74028 | 77179 | 79668 | 81155 | 82208 | 83185 | 84036 | 84960 | 85763 | 86608 | 87390 | 88155 | [36 empty] | Sheffield
System Transformation | 988 | 1160 | 1166 | 1496 | 1829 | 2163 | 2510 | 3120 | 3793 | 4520 | 5328 | 6251 | 7667 | 8553 | 9726 | 11131 | 12768 | 14535 | 17503 | 20330 | 23034 | 25547 | 28827 | 31086 | 33348 | 35582 | 37756 | 40406 | 42269 | 43968 | 45447 | 46713 | [36 empty] | South Tyneside
Steady Progression | 988 | 1160 | 1348 | 1583 | 1796 | 2009 | 2217 | 3072 | 3997 | 5005 | 6119 | 7321 | 8805 | 10458 | 12139 | 13846 | 15570 | 17638 | 19512 | 21420 | 23350 | 25317 | 27068 | 28347 | 29597 | 30789 | 31983 | 33451 | 34412 | 35374 | 36354 | 37354 | [36 empty] | Stockton-on-Tees
Feel free to copy and paste your own copy of the data above into the UNLOCKED AREA below - and alter the copy as you please | [68 empty] | Sunderland
Wakefield
NPg DFES 2021: Your HP projections for your LA | 2019 | 2020 | 2021 | 2022 | 2023 | 2024 | 2025 | 2026 | 2027 | 2028 | 2029 | 2030 | 2031 | 2032 | 2033 | 2034 | 2035 | 2036 | 2037 | 2038 | 2039 | 2040 | 2041 | 2042 | 2043 | 2044 | 2045 | 2046 | 2047 | 2048 | 2049 | 2050 | [36 empty] | West Lindsey
NPg Planning Scenario | 1088 | 1198 | 1483 | 2094 | 2803 | 3526 | 5775 | 7957 | 10880 | 14688 | 18796 | 23049 | 27192 | 31786 | 36611 | 42088 | 48831 | 54451 | 60047 | 65750 | 71650 | 77089 | 82951 | 88293 | 93107 | 97285 | 101058 | 104506 | 108100 | 111637 | 112709 | 113369 | [36 empty] | York
Consumer Transformation | 988 | 1160 | 1453 | 2046 | 2691 | 3445 | 4338 | 5681 | 7274 | 9673 | 13031 | 16881 | 22044 | 27425 | 32726 | 37801 | 42734 | 49967 | 55822 | 61614 | 67279 | 72813 | 78615 | 83942 | 88326 | 91980 | 94819 | 97247 | 99199 | 100831 | 102483 | 104145
Leading The Way | 988 | 1160 | 1597 | 3450 | 5637 | 8212 | 11165 | 15150 | 19635 | 24359 | 29116 | 33937 | 38974 | 43853 | 48682 | 53488 | 58290 | 62892 | 66748 | 70615 | 74028 | 77179 | 79668 | 81155 | 82208 | 83185 | 84036 | 84960 | 85763 | 86608 | 87390 | 88155
System Transformation | 988 | 1160 | 1166 | 1496 | 1829 | 2163 | 2510 | 3120 | 3793 | 4520 | 5328 | 6251 | 7667 | 8553 | 9726 | 11131 | 12768 | 14535 | 17503 | 20330 | 23034 | 25547 | 28827 | 31086 | 33348 | 35582 | 37756 | 40406 | 42269 | 43968 | 45447 | 46713
Steady Progression | 988 | 1160 | 1348 | 1583 | 1796 | 2009 | 2217 | 3072 | 3997 | 5005 | 6119 | 7321 | 8805 | 10458 | 12139 | 13846 | 15570 | 17638 | 19512 | 21420 | 23350 | 25317 | 27068 | 28347 | 29597 | 30789 | 31983 | 33451 | 34412 | 35374 | 36354 | 37354

## Embedded Charts
See DFES Min Max Range by LA Charts | See Your LA - Forecasts
You can now see the Heat Pumps in 2030 for NPg Planning Scenario in the Wakefield Chart above - in the ODI tool below
https://odileeds.github.io/northern-powergrid/2020-DFES/

## DECADE VIEW BY SCENARIO
| NPg Planning Scenario |  |  |  | Consumer Transformation |  |  |  | Leading The Way |  |  |  | System Transformation |  |  |  | Steady Progression
Local Authority | 2023 | 2030 | 2040 | 2050 | 2023 | 2030 | 2040 | 2050 | 2023 | 2030 | 2040 | 2050 | 2023 | 2030 | 2040 | 2050 | 2023 | 2030 | 2040 | 2050 | LEP | LEP 1 | LEP 2
Barnsley | 2803 | 23049 | 77089 | 113369 | 2691 | 16881 | 72813 | 104145 | 5637 | 33937 | 77179 | 88155 | 1829 | 6251 | 25547 | 46713 | 1796 | 7321 | 25317 | 37354 | Leeds City Region ¦ Sheffield City Region | Leeds City Region | Sheffield City Region
Bassetlaw | 222 | 1578 | 5324 | 7868 | 233 | 1275 | 5185 | 7341 | 454 | 2515 | 5485 | 6157 | 170 | 525 | 2012 | 3494 | 169 | 621 | 1876 | 2668 | Derby, Derbyshire, Nottingham and Nottinghamshire, Sheffield City Region | Derby, Derbyshire, Nottingham and Nottinghamshire | Sheffield City Region
Bradford | 3783 | 37936 | 140803 | 209968 | 3730 | 25099 | 128546 | 185255 | 7809 | 54991 | 137314 | 154573 | 2374 | 9099 | 41223 | 80693 | 2192 | 10267 | 38477 | 59325 | Leeds City Region | Leeds City Region
Calderdale | 1410 | 15184 | 58452 | 87580 | 1470 | 9775 | 52935 | 76355 | 3034 | 22401 | 56702 | 63171 | 959 | 3587 | 16677 | 33075 | 886 | 4041 | 15130 | 23523 | Leeds City Region | Leeds City Region
County Durham | 5423 | 45193 | 160136 | 236779 | 5388 | 32223 | 151395 | 217252 | 10448 | 66652 | 160078 | 182130 | 3644 | 12521 | 51132 | 94842 | 3453 | 14122 | 48240 | 71901 | North Eastern | North Eastern
Craven | 471 | 4400 | 13600 | 19970 | 487 | 3238 | 13155 | 18216 | 1071 | 6475 | 13841 | 15567 | 336 | 1230 | 4969 | 8664 | 321 | 1417 | 4667 | 6753 | Leeds City Region ¦ York and North Yorkshire | Leeds City Region | York and North Yorkshire
Darlington | 870 | 8793 | 32607 | 48491 | 925 | 5894 | 30299 | 43562 | 1819 | 12751 | 32156 | 36415 | 597 | 2271 | 9891 | 18976 | 524 | 2517 | 8949 | 13696 | Tees Valley | Tees Valley
Doncaster | 3026 | 24554 | 88978 | 132332 | 3186 | 17958 | 83424 | 119625 | 6127 | 37460 | 88878 | 99969 | 2205 | 7136 | 28624 | 53409 | 2128 | 8184 | 26948 | 40098 | Sheffield City Region | Sheffield City Region
East Lindsey | 515 | 5565 | 14089 | 20093 | 556 | 4269 | 14174 | 18820 | 1463 | 8161 | 14793 | 16361 | 400 | 1658 | 6587 | 9908 | 394 | 2235 | 6199 | 8288 | Greater Lincolnshire | Greater Lincolnshire
East Riding of Yorkshire | 3562 | 32237 | 103385 | 152009 | 4229 | 24348 | 99706 | 139447 | 8585 | 49075 | 105602 | 117585 | 3031 | 9968 | 38092 | 65372 | 2956 | 11997 | 35598 | 50754 | Humber ¦ York and North Yorkshire | Humber | York and North Yorkshire
Gateshead | 1582 | 15454 | 58994 | 87952 | 1653 | 10444 | 55111 | 79987 | 3217 | 22894 | 58524 | 66322 | 1071 | 3949 | 17811 | 34982 | 974 | 4346 | 16092 | 24703 | North Eastern | North Eastern
Hambleton | 1155 | 10048 | 28280 | 41566 | 1291 | 7875 | 28791 | 39406 | 2658 | 14380 | 29957 | 33916 | 908 | 3299 | 11758 | 19060 | 865 | 3814 | 10978 | 15232 | York and North Yorkshire | York and North Yorkshire
Harrogate | 1272 | 12417 | 45559 | 68944 | 1564 | 8868 | 42480 | 60856 | 2865 | 18238 | 44952 | 50561 | 1076 | 3765 | 14957 | 27280 | 992 | 3999 | 12750 | 19158 | Leeds City Region ¦ York and North Yorkshire | Leeds City Region | York and North Yorkshire
Hartlepool | 989 | 8704 | 29908 | 44052 | 976 | 6103 | 28484 | 40568 | 1941 | 12562 | 30073 | 34428 | 638 | 2339 | 9573 | 17839 | 582 | 2632 | 9126 | 13657 | Tees Valley | Tees Valley
High Peak | 30 | 534 | 1232 | 1743 | 31 | 383 | 1227 | 1546 | 119 | 757 | 1268 | 1365 | 22 | 139 | 612 | 869 | 21 | 192 | 542 | 712 | Derby, Derbyshire, Nottingham and Nottinghamshire | Derby, Derbyshire, Nottingham and Nottinghamshire
Kingston upon Hull, City of | 2378 | 21676 | 79215 | 117928 | 2370 | 14920 | 74125 | 105682 | 4797 | 32015 | 78996 | 88662 | 1512 | 5652 | 24458 | 47618 | 1364 | 6465 | 22763 | 34573 | Humber | Humber
Kirklees | 3338 | 32791 | 121316 | 180505 | 3396 | 21833 | 110555 | 158892 | 6954 | 47702 | 118210 | 132724 | 2192 | 8135 | 35367 | 68475 | 2021 | 9244 | 33261 | 51018 | Leeds City Region | Leeds City Region
Leeds | 6578 | 62550 | 220408 | 325352 | 6297 | 41688 | 198828 | 284474 | 13271 | 87891 | 212274 | 240382 | 3970 | 15358 | 63645 | 119380 | 3666 | 17432 | 62252 | 94923 | Leeds City Region | Leeds City Region
Middlesbrough | 1329 | 12223 | 42672 | 62863 | 1298 | 8248 | 39633 | 56564 | 2591 | 17293 | 41981 | 48059 | 836 | 3146 | 12842 | 24000 | 753 | 3512 | 12335 | 18713 | Tees Valley | Tees Valley
Newcastle upon Tyne | 2534 | 24145 | 82153 | 120908 | 2471 | 16394 | 75804 | 109248 | 5062 | 33630 | 80156 | 92778 | 1597 | 6103 | 24683 | 45162 | 1477 | 6609 | 24056 | 36459 | North Eastern | North Eastern
North East Derbyshire | 142 | 1733 | 5930 | 8689 | 140 | 1065 | 5010 | 7204 | 336 | 2305 | 5392 | 6089 | 87 | 386 | 1566 | 2708 | 82 | 478 | 1594 | 2416 | Derby, Derbyshire, Nottingham and Nottinghamshire ¦ Sheffield City Region | Derby, Derbyshire, Nottingham and Nottinghamshire | Sheffield City Region
North East Lincolnshire | 1291 | 12832 | 48027 | 71381 | 1409 | 8565 | 43498 | 62650 | 2808 | 18901 | 46639 | 52064 | 934 | 3294 | 13911 | 26600 | 878 | 3815 | 13082 | 19946 | Greater Lincolnshire ¦ Humber | Greater Lincolnshire | Humber
North Lincolnshire | 1740 | 15922 | 51759 | 76039 | 1927 | 11755 | 49030 | 68972 | 4044 | 23767 | 52029 | 58224 | 1348 | 4684 | 18325 | 31632 | 1308 | 5700 | 17349 | 24908 | Greater Lincolnshire ¦ Humber | Greater Lincolnshire | Humber
North Tyneside | 1648 | 16456 | 61159 | 91105 | 1818 | 11063 | 56942 | 81877 | 3502 | 23891 | 60553 | 68515 | 1163 | 4378 | 18307 | 35309 | 1020 | 4876 | 16810 | 25727 | North Eastern | North Eastern
Northumberland | 3265 | 31596 | 94294 | 138061 | 3425 | 23549 | 94500 | 130798 | 7680 | 45614 | 98957 | 111310 | 2343 | 9251 | 36635 | 62557 | 2210 | 11242 | 34480 | 48554 | North Eastern | North Eastern
Pendle | 132 | 1290 | 4925 | 7377 | 160 | 890 | 4337 | 6237 | 301 | 1952 | 4660 | 5129 | 118 | 375 | 1477 | 2602 | 113 | 429 | 1299 | 1934 | Lancashire | Lancashire
Redcar and Cleveland | 1231 | 11422 | 41801 | 62309 | 1219 | 7863 | 38985 | 56254 | 2446 | 16741 | 41328 | 47069 | 807 | 2981 | 12941 | 24576 | 746 | 3363 | 11948 | 18052 | Tees Valley | Tees Valley
Richmondshire | 656 | 6264 | 15933 | 23030 | 717 | 4911 | 16793 | 22371 | 1651 | 8865 | 17373 | 19385 | 512 | 1989 | 7219 | 11328 | 498 | 2405 | 6854 | 9289 | York and North Yorkshire | York and North Yorkshire
Rotherham | 2622 | 22610 | 78983 | 116855 | 2673 | 16183 | 74269 | 106074 | 5405 | 33523 | 79009 | 89343 | 1781 | 6183 | 25233 | 47308 | 1686 | 7158 | 24347 | 36317 | Sheffield City Region | Sheffield City Region
Ryedale | 799 | 6505 | 18671 | 27508 | 867 | 5090 | 18540 | 25713 | 1720 | 9259 | 19294 | 22150 | 617 | 2116 | 7370 | 11892 | 601 | 2346 | 6987 | 9830 | York and North Yorkshire | York and North Yorkshire
Scarborough | 1164 | 9906 | 37112 | 56036 | 1226 | 7376 | 35574 | 51264 | 2303 | 15201 | 37471 | 42400 | 847 | 2936 | 12854 | 24083 | 798 | 3127 | 10898 | 16255 | York and North Yorkshire | York and North Yorkshire
Selby | 1231 | 10691 | 28485 | 40766 | 1291 | 8413 | 28648 | 38952 | 2955 | 15674 | 29954 | 33859 | 913 | 3296 | 12378 | 19508 | 903 | 4198 | 12164 | 16667 | Leeds City Region ¦ York and North Yorkshire | Leeds City Region | York and North Yorkshire
Sheffield | 4208 | 40602 | 150392 | 223531 | 4201 | 26783 | 135855 | 195816 | 8519 | 58436 | 145356 | 163612 | 2686 | 9943 | 42640 | 82683 | 2516 | 11139 | 40640 | 62678 | Sheffield City Region | Sheffield City Region
South Tyneside | 1190 | 11947 | 45885 | 68408 | 1246 | 7979 | 43044 | 62407 | 2446 | 17733 | 45736 | 51745 | 798 | 2992 | 13808 | 27523 | 716 | 3334 | 12458 | 19188 | North Eastern | North Eastern
Stockton-on-Tees | 1841 | 16776 | 57669 | 85324 | 1917 | 11874 | 55343 | 78711 | 3803 | 24311 | 58473 | 66826 | 1241 | 4662 | 18768 | 35001 | 1096 | 5270 | 17723 | 26445 | Tees Valley | Tees Valley
Sunderland | 2102 | 20521 | 80157 | 120057 | 2208 | 13797 | 75243 | 108725 | 4227 | 30670 | 79894 | 90066 | 1418 | 5319 | 24494 | 48760 | 1242 | 5851 | 21422 | 33072 | North Eastern | North Eastern
Wakefield | 3656 | 31484 | 105569 | 155761 | 3410 | 22612 | 99778 | 142034 | 7323 | 45583 | 105739 | 120702 | 2203 | 8307 | 34794 | 64457 | 2072 | 9674 | 33884 | 50345 | Leeds City Region | Leeds City Region
West Lindsey | 760 | 8058 | 20869 | 29898 | 729 | 6091 | 20848 | 28012 | 2017 | 11666 | 21747 | 24352 | 508 | 2251 | 9404 | 14613 | 499 | 3022 | 8936 | 12137 | Greater Lincolnshire | Greater Lincolnshire
York | 1920 | 17392 | 59413 | 87781 | 2020 | 12398 | 56586 | 80559 | 3954 | 25086 | 59650 | 68160 | 1337 | 4871 | 19525 | 35623 | 1220 | 5356 | 18177 | 27079 | Leeds City Region ¦ York and North Yorkshire | Leeds City Region | York and North Yorkshire

## DECADE VIEW BY YEAR
| 2023 |  |  |  |  | 2030 |  |  |  |  | 2040 |  |  |  |  | 2050
Local Authority | PS | CT | LTW | ST | SP | PS | CT | LTW | ST | SP | PS | CT | LTW | ST | SP | PS | CT | LTW | ST | SP | LEP | LEP 1 | LEP 2
Barnsley | 2803 | 2691 | 5637 | 1829 | 1796 | 23049 | 16881 | 33937 | 6251 | 7321 | 77089 | 72813 | 77179 | 25547 | 25317 | 113369 | 104145 | 88155 | 46713 | 37354 | Leeds City Region ¦ Sheffield City Region | Leeds City Region | Sheffield City Region
Bassetlaw | 222 | 233 | 454 | 170 | 169 | 1578 | 1275 | 2515 | 525 | 621 | 5324 | 5185 | 5485 | 2012 | 1876 | 7868 | 7341 | 6157 | 3494 | 2668 | Derby, Derbyshire, Nottingham and Nottinghamshire, Sheffield City Region | Derby, Derbyshire, Nottingham and Nottinghamshire | Sheffield City Region
Bradford | 3783 | 3730 | 7809 | 2374 | 2192 | 37936 | 25099 | 54991 | 9099 | 10267 | 140803 | 128546 | 137314 | 41223 | 38477 | 209968 | 185255 | 154573 | 80693 | 59325 | Leeds City Region | Leeds City Region
Calderdale | 1410 | 1470 | 3034 | 959 | 886 | 15184 | 9775 | 22401 | 3587 | 4041 | 58452 | 52935 | 56702 | 16677 | 15130 | 87580 | 76355 | 63171 | 33075 | 23523 | Leeds City Region | Leeds City Region
County Durham | 5423 | 5388 | 10448 | 3644 | 3453 | 45193 | 32223 | 66652 | 12521 | 14122 | 160136 | 151395 | 160078 | 51132 | 48240 | 236779 | 217252 | 182130 | 94842 | 71901 | North Eastern | North Eastern
Craven | 471 | 487 | 1071 | 336 | 321 | 4400 | 3238 | 6475 | 1230 | 1417 | 13600 | 13155 | 13841 | 4969 | 4667 | 19970 | 18216 | 15567 | 8664 | 6753 | Leeds City Region ¦ York and North Yorkshire | Leeds City Region | York and North Yorkshire
Darlington | 870 | 925 | 1819 | 597 | 524 | 8793 | 5894 | 12751 | 2271 | 2517 | 32607 | 30299 | 32156 | 9891 | 8949 | 48491 | 43562 | 36415 | 18976 | 13696 | Tees Valley | Tees Valley
Doncaster | 3026 | 3186 | 6127 | 2205 | 2128 | 24554 | 17958 | 37460 | 7136 | 8184 | 88978 | 83424 | 88878 | 28624 | 26948 | 132332 | 119625 | 99969 | 53409 | 40098 | Sheffield City Region | Sheffield City Region
East Lindsey | 515 | 556 | 1463 | 400 | 394 | 5565 | 4269 | 8161 | 1658 | 2235 | 14089 | 14174 | 14793 | 6587 | 6199 | 20093 | 18820 | 16361 | 9908 | 8288 | Greater Lincolnshire | Greater Lincolnshire
East Riding of Yorkshire | 3562 | 4229 | 8585 | 3031 | 2956 | 32237 | 24348 | 49075 | 9968 | 11997 | 103385 | 99706 | 105602 | 38092 | 35598 | 152009 | 139447 | 117585 | 65372 | 50754 | Humber ¦ York and North Yorkshire | Humber | York and North Yorkshire
Gateshead | 1582 | 1653 | 3217 | 1071 | 974 | 15454 | 10444 | 22894 | 3949 | 4346 | 58994 | 55111 | 58524 | 17811 | 16092 | 87952 | 79987 | 66322 | 34982 | 24703 | North Eastern | North Eastern
Hambleton | 1155 | 1291 | 2658 | 908 | 865 | 10048 | 7875 | 14380 | 3299 | 3814 | 28280 | 28791 | 29957 | 11758 | 10978 | 41566 | 39406 | 33916 | 19060 | 15232 | York and North Yorkshire | York and North Yorkshire
Harrogate | 1272 | 1564 | 2865 | 1076 | 992 | 12417 | 8868 | 18238 | 3765 | 3999 | 45559 | 42480 | 44952 | 14957 | 12750 | 68944 | 60856 | 50561 | 27280 | 19158 | Leeds City Region ¦ York and North Yorkshire | Leeds City Region | York and North Yorkshire
Hartlepool | 989 | 976 | 1941 | 638 | 582 | 8704 | 6103 | 12562 | 2339 | 2632 | 29908 | 28484 | 30073 | 9573 | 9126 | 44052 | 40568 | 34428 | 17839 | 13657 | Tees Valley | Tees Valley
High Peak | 30 | 31 | 119 | 22 | 21 | 534 | 383 | 757 | 139 | 192 | 1232 | 1227 | 1268 | 612 | 542 | 1743 | 1546 | 1365 | 869 | 712 | Derby, Derbyshire, Nottingham and Nottinghamshire | Derby, Derbyshire, Nottingham and Nottinghamshire
Kingston upon Hull, City of | 2378 | 2370 | 4797 | 1512 | 1364 | 21676 | 14920 | 32015 | 5652 | 6465 | 79215 | 74125 | 78996 | 24458 | 22763 | 117928 | 105682 | 88662 | 47618 | 34573 | Humber | Humber
Kirklees | 3338 | 3396 | 6954 | 2192 | 2021 | 32791 | 21833 | 47702 | 8135 | 9244 | 121316 | 110555 | 118210 | 35367 | 33261 | 180505 | 158892 | 132724 | 68475 | 51018 | Leeds City Region | Leeds City Region
Leeds | 6578 | 6297 | 13271 | 3970 | 3666 | 62550 | 41688 | 87891 | 15358 | 17432 | 220408 | 198828 | 212274 | 63645 | 62252 | 325352 | 284474 | 240382 | 119380 | 94923 | Leeds City Region | Leeds City Region
Middlesbrough | 1329 | 1298 | 2591 | 836 | 753 | 12223 | 8248 | 17293 | 3146 | 3512 | 42672 | 39633 | 41981 | 12842 | 12335 | 62863 | 56564 | 48059 | 24000 | 18713 | Tees Valley | Tees Valley
Newcastle upon Tyne | 2534 | 2471 | 5062 | 1597 | 1477 | 24145 | 16394 | 33630 | 6103 | 6609 | 82153 | 75804 | 80156 | 24683 | 24056 | 120908 | 109248 | 92778 | 45162 | 36459 | North Eastern | North Eastern
North East Derbyshire | 142 | 140 | 336 | 87 | 82 | 1733 | 1065 | 2305 | 386 | 478 | 5930 | 5010 | 5392 | 1566 | 1594 | 8689 | 7204 | 6089 | 2708 | 2416 | Derby, Derbyshire, Nottingham and Nottinghamshire ¦ Sheffield City Region | Derby, Derbyshire, Nottingham and Nottinghamshire | Sheffield City Region
North East Lincolnshire | 1291 | 1409 | 2808 | 934 | 878 | 12832 | 8565 | 18901 | 3294 | 3815 | 48027 | 43498 | 46639 | 13911 | 13082 | 71381 | 62650 | 52064 | 26600 | 19946 | Greater Lincolnshire ¦ Humber | Greater Lincolnshire | Humber
North Lincolnshire | 1740 | 1927 | 4044 | 1348 | 1308 | 15922 | 11755 | 23767 | 4684 | 5700 | 51759 | 49030 | 52029 | 18325 | 17349 | 76039 | 68972 | 58224 | 31632 | 24908 | Greater Lincolnshire ¦ Humber | Greater Lincolnshire | Humber
North Tyneside | 1648 | 1818 | 3502 | 1163 | 1020 | 16456 | 11063 | 23891 | 4378 | 4876 | 61159 | 56942 | 60553 | 18307 | 16810 | 91105 | 81877 | 68515 | 35309 | 25727 | North Eastern | North Eastern
Northumberland | 3265 | 3425 | 7680 | 2343 | 2210 | 31596 | 23549 | 45614 | 9251 | 11242 | 94294 | 94500 | 98957 | 36635 | 34480 | 138061 | 130798 | 111310 | 62557 | 48554 | North Eastern | North Eastern
Pendle | 132 | 160 | 301 | 118 | 113 | 1290 | 890 | 1952 | 375 | 429 | 4925 | 4337 | 4660 | 1477 | 1299 | 7377 | 6237 | 5129 | 2602 | 1934 | Lancashire | Lancashire
Redcar and Cleveland | 1231 | 1219 | 2446 | 807 | 746 | 11422 | 7863 | 16741 | 2981 | 3363 | 41801 | 38985 | 41328 | 12941 | 11948 | 62309 | 56254 | 47069 | 24576 | 18052 | Tees Valley | Tees Valley
Richmondshire | 656 | 717 | 1651 | 512 | 498 | 6264 | 4911 | 8865 | 1989 | 2405 | 15933 | 16793 | 17373 | 7219 | 6854 | 23030 | 22371 | 19385 | 11328 | 9289 | York and North Yorkshire | York and North Yorkshire
Rotherham | 2622 | 2673 | 5405 | 1781 | 1686 | 22610 | 16183 | 33523 | 6183 | 7158 | 78983 | 74269 | 79009 | 25233 | 24347 | 116855 | 106074 | 89343 | 47308 | 36317 | Sheffield City Region | Sheffield City Region
Ryedale | 799 | 867 | 1720 | 617 | 601 | 6505 | 5090 | 9259 | 2116 | 2346 | 18671 | 18540 | 19294 | 7370 | 6987 | 27508 | 25713 | 22150 | 11892 | 9830 | York and North Yorkshire | York and North Yorkshire
Scarborough | 1164 | 1226 | 2303 | 847 | 798 | 9906 | 7376 | 15201 | 2936 | 3127 | 37112 | 35574 | 37471 | 12854 | 10898 | 56036 | 51264 | 42400 | 24083 | 16255 | York and North Yorkshire | York and North Yorkshire
Selby | 1231 | 1291 | 2955 | 913 | 903 | 10691 | 8413 | 15674 | 3296 | 4198 | 28485 | 28648 | 29954 | 12378 | 12164 | 40766 | 38952 | 33859 | 19508 | 16667 | Leeds City Region ¦ York and North Yorkshire | Leeds City Region | York and North Yorkshire
Sheffield | 4208 | 4201 | 8519 | 2686 | 2516 | 40602 | 26783 | 58436 | 9943 | 11139 | 150392 | 135855 | 145356 | 42640 | 40640 | 223531 | 195816 | 163612 | 82683 | 62678 | Sheffield City Region | Sheffield City Region
South Tyneside | 1190 | 1246 | 2446 | 798 | 716 | 11947 | 7979 | 17733 | 2992 | 3334 | 45885 | 43044 | 45736 | 13808 | 12458 | 68408 | 62407 | 51745 | 27523 | 19188 | North Eastern | North Eastern
Stockton-on-Tees | 1841 | 1917 | 3803 | 1241 | 1096 | 16776 | 11874 | 24311 | 4662 | 5270 | 57669 | 55343 | 58473 | 18768 | 17723 | 85324 | 78711 | 66826 | 35001 | 26445 | Tees Valley | Tees Valley
Sunderland | 2102 | 2208 | 4227 | 1418 | 1242 | 20521 | 13797 | 30670 | 5319 | 5851 | 80157 | 75243 | 79894 | 24494 | 21422 | 120057 | 108725 | 90066 | 48760 | 33072 | North Eastern | North Eastern
Wakefield | 3656 | 3410 | 7323 | 2203 | 2072 | 31484 | 22612 | 45583 | 8307 | 9674 | 105569 | 99778 | 105739 | 34794 | 33884 | 155761 | 142034 | 120702 | 64457 | 50345 | Leeds City Region | Leeds City Region
West Lindsey | 760 | 729 | 2017 | 508 | 499 | 8058 | 6091 | 11666 | 2251 | 3022 | 20869 | 20848 | 21747 | 9404 | 8936 | 29898 | 28012 | 24352 | 14613 | 12137 | Greater Lincolnshire | Greater Lincolnshire
York | 1920 | 2020 | 3954 | 1337 | 1220 | 17392 | 12398 | 25086 | 4871 | 5356 | 59413 | 56586 | 59650 | 19525 | 18177 | 87781 | 80559 | 68160 | 35623 | 27079 | Leeds City Region ¦ York and North Yorkshire | Leeds City Region | York and North Yorkshire

## CT Annual LA Forecasts
Local Authority | 2017 | 2018 | 2019 | 2020 | 2021 | 2022 | 2023 | 2024 | 2025 | 2026 | 2027 | 2028 | 2029 | 2030 | 2031 | 2032 | 2033 | 2034 | 2035 | 2036 | 2037 | 2038 | 2039 | 2040 | 2041 | 2042 | 2043 | 2044 | 2045 | 2046 | 2047 | 2048 | 2049 | 2050 | Local Authority | LEP | LEP 1 | LEP 2
Barnsley |  |  | 988 | 1160 | 1453 | 2046 | 2691 | 3445 | 4338 | 5681 | 7274 | 9673 | 13031 | 16881 | 22044 | 27425 | 32726 | 37801 | 42734 | 49967 | 55822 | 61614 | 67279 | 72813 | 78615 | 83942 | 88326 | 91980 | 94819 | 97247 | 99199 | 100831 | 102483 | 104145 | Barnsley | Leeds City Region ¦ Sheffield City Region | Leeds City Region | Sheffield City Region
Bassetlaw |  |  | 94 | 114 | 140 | 185 | 233 | 291 | 360 | 466 | 589 | 771 | 1006 | 1275 | 1628 | 2011 | 2377 | 2740 | 3087 | 3597 | 4006 | 4409 | 4801 | 5185 | 5590 | 5959 | 6259 | 6510 | 6713 | 6884 | 7014 | 7121 | 7231 | 7341 | Bassetlaw | Derby, Derbyshire, Nottingham and Nottinghamshire, Sheffield City Region | Derby, Derbyshire, Nottingham and Nottinghamshire | Sheffield City Region
Bradford |  |  | 1274 | 1416 | 1806 | 2701 | 3730 | 4901 | 6223 | 8220 | 10540 | 13965 | 18811 | 25099 | 33637 | 42889 | 52251 | 61536 | 70891 | 84792 | 96017 | 107101 | 117977 | 128546 | 139495 | 149599 | 157835 | 164596 | 169497 | 173640 | 177002 | 179732 | 182494 | 185255 | Bradford | Leeds City Region | Leeds City Region
Calderdale |  |  | 525 | 584 | 737 | 1079 | 1470 | 1915 | 2427 | 3210 | 4113 | 5430 | 7279 | 9775 | 13172 | 16933 | 20742 | 24630 | 28595 | 34515 | 39273 | 43973 | 48521 | 52935 | 57514 | 61732 | 65149 | 67947 | 69986 | 71697 | 73059 | 74150 | 75251 | 76355 | Calderdale | Leeds City Region | Leeds City Region
County Durham |  |  | 1887 | 2291 | 2864 | 4069 | 5388 | 6909 | 8667 | 11038 | 14034 | 18496 | 24672 | 32223 | 42622 | 53532 | 64327 | 75064 | 85752 | 101734 | 114437 | 126987 | 139151 | 151395 | 164776 | 175720 | 185089 | 192680 | 199079 | 204233 | 207432 | 210685 | 213967 | 217252 | County Durham | North Eastern | North Eastern
Craven |  |  | 203 | 227 | 278 | 377 | 487 | 622 | 797 | 1082 | 1417 | 1909 | 2535 | 3238 | 4175 | 5136 | 6080 | 7003 | 7907 | 9225 | 10264 | 11291 | 12239 | 13155 | 14104 | 14974 | 15689 | 16282 | 16734 | 17119 | 17429 | 17689 | 17950 | 18216 | Craven | Leeds City Region ¦ York and North Yorkshire | Leeds City Region | York and North Yorkshire
Darlington |  |  | 301 | 343 | 435 | 663 | 925 | 1216 | 1543 | 1980 | 2526 | 3332 | 4434 | 5894 | 7922 | 10126 | 12310 | 14487 | 16658 | 19960 | 22590 | 25195 | 27738 | 30299 | 33073 | 35355 | 37299 | 38838 | 40063 | 41047 | 41669 | 42299 | 42932 | 43562 | Darlington | Tees Valley | Tees Valley
Doncaster |  |  | 1195 | 1400 | 1749 | 2442 | 3186 | 4062 | 5025 | 6443 | 8088 | 10512 | 13841 | 17958 | 23489 | 29497 | 35374 | 41295 | 47200 | 55959 | 63008 | 69974 | 76789 | 83424 | 90377 | 96734 | 101902 | 106161 | 109369 | 112079 | 114256 | 116032 | 117824 | 119625 | Doncaster | Sheffield City Region | Sheffield City Region
East Lindsey |  |  | 247 | 281 | 339 | 444 | 556 | 721 | 973 | 1392 | 1891 | 2650 | 3427 | 4269 | 5344 | 6463 | 7506 | 8510 | 9362 | 10594 | 11557 | 12503 | 13354 | 14174 | 15036 | 15820 | 16460 | 16993 | 17427 | 17794 | 18086 | 18327 | 18572 | 18820 | East Lindsey | Greater Lincolnshire | Greater Lincolnshire
East Riding of Yorkshire |  |  | 1872 | 2106 | 2526 | 3337 | 4229 | 5339 | 6697 | 8794 | 11236 | 14850 | 19198 | 24348 | 31146 | 38416 | 45420 | 52480 | 59282 | 69295 | 77237 | 85056 | 92486 | 99706 | 107324 | 114242 | 119847 | 124469 | 128066 | 131090 | 133515 | 135469 | 137455 | 139447 | East Riding of Yorkshire | Humber ¦ York and North Yorkshire | Humber | York and North Yorkshire
Gateshead |  |  | 545 | 634 | 801 | 1199 | 1653 | 2155 | 2723 | 3474 | 4415 | 5796 | 7809 | 10444 | 14128 | 18121 | 22073 | 26047 | 30019 | 36065 | 40894 | 45684 | 50383 | 55111 | 60255 | 64470 | 68067 | 70966 | 73368 | 75289 | 76439 | 77612 | 78799 | 79987 | Gateshead | North Eastern | North Eastern
Hambleton |  |  | 532 | 623 | 754 | 1012 | 1291 | 1664 | 2123 | 2794 | 3634 | 4873 | 6298 | 7875 | 9992 | 12052 | 14089 | 16025 | 17879 | 20667 | 22820 | 24919 | 26855 | 28791 | 30901 | 32610 | 34078 | 35279 | 36314 | 37155 | 37708 | 38269 | 38837 | 39406 | Hambleton | York and North Yorkshire | York and North Yorkshire
Harrogate |  |  | 619 | 708 | 870 | 1200 | 1564 | 1987 | 2488 | 3203 | 4064 | 5286 | 6829 | 8868 | 11670 | 14683 | 17656 | 20632 | 23561 | 28228 | 31898 | 35517 | 38989 | 42480 | 46277 | 49369 | 51990 | 54099 | 55869 | 57282 | 58169 | 59059 | 59959 | 60856 | Harrogate | Leeds City Region ¦ York and North Yorkshire | Leeds City Region | York and North Yorkshire
Hartlepool |  |  | 321 | 378 | 476 | 711 | 976 | 1275 | 1616 | 2065 | 2635 | 3487 | 4664 | 6103 | 8092 | 10164 | 12213 | 14245 | 16276 | 19236 | 21591 | 23921 | 26203 | 28484 | 30937 | 32954 | 34686 | 36077 | 37207 | 38129 | 38731 | 39342 | 39956 | 40568 | Hartlepool | Tees Valley | Tees Valley
High Peak |  |  | 15 | 17 | 20 | 25 | 31 | 42 | 65 | 108 | 159 | 236 | 307 | 383 | 479 | 578 | 669 | 759 | 834 | 943 | 1025 | 1106 | 1168 | 1227 | 1288 | 1343 | 1387 | 1424 | 1453 | 1478 | 1497 | 1513 | 1529 | 1546 | High Peak | Derby, Derbyshire, Nottingham and Nottinghamshire | Derby, Derbyshire, Nottingham and Nottinghamshire
Kingston upon Hull, City of |  |  | 760 | 854 | 1102 | 1697 | 2370 | 3119 | 3936 | 5118 | 6492 | 8515 | 11311 | 14920 | 19817 | 25140 | 30452 | 35759 | 41125 | 49096 | 55524 | 61885 | 68112 | 74125 | 80351 | 86065 | 90726 | 94539 | 97153 | 99369 | 101199 | 102685 | 104185 | 105682 | Kingston upon Hull, City of | Humber | Humber
Kirklees |  |  | 1164 | 1304 | 1657 | 2475 | 3396 | 4445 | 5617 | 7355 | 9370 | 12338 | 16457 | 21833 | 29114 | 37028 | 44958 | 52916 | 60970 | 72960 | 82623 | 92162 | 101490 | 110555 | 119985 | 128651 | 135687 | 141440 | 145546 | 149017 | 151896 | 154221 | 156560 | 158892 | Kirklees | Leeds City Region | Leeds City Region
Leeds |  |  | 2065 | 2315 | 2980 | 4525 | 6297 | 8301 | 10558 | 13928 | 17860 | 23672 | 31631 | 41688 | 55229 | 69554 | 83827 | 97902 | 112046 | 133018 | 149943 | 166632 | 182975 | 198828 | 215319 | 230463 | 242757 | 252834 | 259995 | 266127 | 271471 | 275814 | 280162 | 284474 | Leeds | Leeds City Region | Leeds City Region
Middlesbrough |  |  | 407 | 478 | 612 | 932 | 1298 | 1705 | 2165 | 2771 | 3539 | 4685 | 6261 | 8248 | 10990 | 13871 | 16719 | 19555 | 22395 | 26571 | 29901 | 33191 | 36419 | 39633 | 43065 | 45888 | 48300 | 50235 | 51808 | 53096 | 53956 | 54827 | 55697 | 56564 | Middlesbrough | Tees Valley | Tees Valley
Newcastle upon Tyne |  |  | 855 | 981 | 1229 | 1808 | 2471 | 3256 | 4148 | 5374 | 6923 | 9232 | 12474 | 16394 | 21813 | 27330 | 32787 | 38206 | 43601 | 51380 | 57584 | 63719 | 69739 | 75804 | 82386 | 87791 | 92428 | 96208 | 99433 | 102079 | 103852 | 105651 | 107451 | 109248 | Newcastle upon Tyne | North Eastern | North Eastern
North East Derbyshire |  |  | 46 | 51 | 66 | 100 | 140 | 188 | 248 | 340 | 449 | 611 | 806 | 1065 | 1406 | 1772 | 2130 | 2490 | 2840 | 3366 | 3790 | 4206 | 4613 | 5010 | 5428 | 5810 | 6114 | 6362 | 6546 | 6706 | 6855 | 6972 | 7089 | 7204 | North East Derbyshire | Derby, Derbyshire, Nottingham and Nottinghamshire ¦ Sheffield City Region | Derby, Derbyshire, Nottingham and Nottinghamshire | Sheffield City Region
North East Lincolnshire |  |  | 513 | 578 | 724 | 1046 | 1409 | 1826 | 2290 | 2972 | 3761 | 4916 | 6479 | 8565 | 11379 | 14479 | 17562 | 20709 | 23886 | 28634 | 32457 | 36224 | 39909 | 43498 | 47250 | 50690 | 53467 | 55733 | 57378 | 58762 | 59908 | 60820 | 61736 | 62650 | North East Lincolnshire | Greater Lincolnshire ¦ Humber | Greater Lincolnshire | Humber
North Lincolnshire |  |  | 789 | 899 | 1097 | 1495 | 1927 | 2469 | 3123 | 4132 | 5314 | 7071 | 9202 | 11755 | 15127 | 18740 | 22213 | 25683 | 29002 | 33906 | 37825 | 41686 | 45410 | 49030 | 52847 | 56319 | 59134 | 61452 | 63231 | 64730 | 65961 | 66956 | 67961 | 68972 | North Lincolnshire | Greater Lincolnshire ¦ Humber | Greater Lincolnshire | Humber
North Tyneside |  |  | 556 | 644 | 822 | 1287 | 1818 | 2384 | 3018 | 3829 | 4838 | 6323 | 8347 | 11063 | 14830 | 18897 | 22919 | 26984 | 31044 | 37314 | 42313 | 47247 | 52085 | 56942 | 62216 | 66517 | 70177 | 73057 | 75321 | 77148 | 78320 | 79505 | 80695 | 81877 | North Tyneside | North Eastern | North Eastern
Northumberland |  |  | 1279 | 1519 | 1872 | 2612 | 3425 | 4528 | 5886 | 7842 | 10340 | 14080 | 18505 | 23549 | 30352 | 37214 | 44010 | 50517 | 56770 | 66284 | 73731 | 81025 | 87756 | 94500 | 101883 | 107900 | 113065 | 117253 | 120768 | 123605 | 125363 | 127155 | 128972 | 130798 | Northumberland | North Eastern | North Eastern
Pendle |  |  | 71 | 82 | 99 | 129 | 160 | 199 | 246 | 324 | 411 | 536 | 684 | 890 | 1162 | 1471 | 1766 | 2083 | 2397 | 2874 | 3251 | 3624 | 3985 | 4337 | 4712 | 5048 | 5317 | 5535 | 5705 | 5848 | 5964 | 6055 | 6146 | 6237 | Pendle | Lancashire | Lancashire
Redcar and Cleveland |  |  | 408 | 490 | 617 | 902 | 1219 | 1588 | 2017 | 2598 | 3332 | 4427 | 5941 | 7863 | 10518 | 13334 | 16119 | 18907 | 21684 | 25877 | 29220 | 32531 | 35752 | 38985 | 42494 | 45364 | 47818 | 49810 | 51488 | 52839 | 53677 | 54531 | 55391 | 56254 | Redcar and Cleveland | Tees Valley | Tees Valley
Richmondshire |  |  | 303 | 360 | 436 | 573 | 717 | 943 | 1231 | 1667 | 2221 | 3046 | 3956 | 4911 | 6178 | 7380 | 8569 | 9675 | 10720 | 12349 | 13588 | 14783 | 15790 | 16793 | 17891 | 18779 | 19539 | 20170 | 20737 | 21192 | 21480 | 21773 | 22072 | 22371 | Richmondshire | York and North Yorkshire | York and North Yorkshire
Rotherham |  |  | 950 | 1092 | 1372 | 1987 | 2673 | 3454 | 4331 | 5614 | 7116 | 9354 | 12439 | 16183 | 21230 | 26607 | 31894 | 37121 | 42344 | 50062 | 56278 | 62429 | 68429 | 74269 | 80389 | 85985 | 90553 | 94321 | 97055 | 99385 | 101313 | 102890 | 104481 | 106074 | Rotherham | Sheffield City Region | Sheffield City Region
Ryedale |  |  | 373 | 438 | 529 | 692 | 867 | 1100 | 1387 | 1813 | 2343 | 3119 | 4065 | 5090 | 6469 | 7792 | 9097 | 10352 | 11569 | 13342 | 14714 | 16054 | 17296 | 18540 | 19904 | 21011 | 21964 | 22764 | 23488 | 24084 | 24485 | 24891 | 25301 | 25713 | Ryedale | York and North Yorkshire | York and North Yorkshire
Scarborough |  |  | 478 | 565 | 701 | 953 | 1226 | 1559 | 1955 | 2524 | 3223 | 4237 | 5639 | 7376 | 9783 | 12376 | 14934 | 17476 | 19973 | 23771 | 26780 | 29767 | 32665 | 35574 | 38735 | 41339 | 43570 | 45407 | 46992 | 48254 | 48987 | 49732 | 50494 | 51264 | Scarborough | York and North Yorkshire | York and North Yorkshire
Selby |  |  | 555 | 631 | 760 | 1014 | 1291 | 1649 | 2129 | 2885 | 3793 | 5159 | 6738 | 8413 | 10590 | 12799 | 14905 | 16871 | 18607 | 21102 | 23082 | 25031 | 26867 | 28648 | 30516 | 32220 | 33624 | 34807 | 35761 | 36579 | 37243 | 37807 | 38376 | 38952 | Selby | Leeds City Region ¦ York and North Yorkshire | Leeds City Region | York and North Yorkshire
Sheffield |  |  | 1420 | 1604 | 2051 | 3058 | 4201 | 5490 | 6926 | 9041 | 11486 | 15081 | 20160 | 26783 | 35776 | 45476 | 55212 | 64956 | 74857 | 89597 | 101487 | 113213 | 124718 | 135855 | 147419 | 158039 | 166655 | 173716 | 178906 | 183307 | 186953 | 189897 | 192860 | 195816 | Sheffield | Sheffield City Region | Sheffield City Region
South Tyneside |  |  | 391 | 457 | 581 | 892 | 1246 | 1634 | 2070 | 2636 | 3348 | 4401 | 5936 | 7979 | 10841 | 13965 | 17056 | 20171 | 23288 | 28043 | 31849 | 35623 | 39327 | 43044 | 47075 | 50379 | 53204 | 55467 | 57320 | 58801 | 59682 | 60583 | 61492 | 62407 | South Tyneside | North Eastern | North Eastern
Stockton-on-Tees |  |  | 608 | 704 | 889 | 1369 | 1917 | 2521 | 3200 | 4082 | 5199 | 6867 | 9105 | 11874 | 15690 | 19665 | 23601 | 27525 | 31451 | 37243 | 41854 | 46406 | 50866 | 55343 | 60211 | 64195 | 67611 | 70306 | 72391 | 74100 | 75242 | 76398 | 77556 | 78711 | Stockton-on-Tees | Tees Valley | Tees Valley
Sunderland |  |  | 682 | 795 | 1020 | 1576 | 2208 | 2891 | 3654 | 4647 | 5882 | 7694 | 10281 | 13797 | 18719 | 24194 | 29609 | 35054 | 40502 | 48877 | 55566 | 62202 | 68711 | 75243 | 82304 | 88108 | 93055 | 96986 | 100119 | 102619 | 104117 | 105643 | 107181 | 108725 | Sunderland | North Eastern | North Eastern
Wakefield |  |  | 1126 | 1297 | 1661 | 2482 | 3410 | 4461 | 5684 | 7510 | 9674 | 12914 | 17377 | 22612 | 29651 | 37006 | 44280 | 51247 | 58071 | 68092 | 76203 | 84231 | 92104 | 99778 | 107789 | 115149 | 121202 | 126221 | 129825 | 132924 | 135509 | 137668 | 139852 | 142034 | Wakefield | Leeds City Region | Leeds City Region
West Lindsey |  |  | 301 | 342 | 422 | 569 | 729 | 958 | 1309 | 1894 | 2603 | 3677 | 4843 | 6091 | 7695 | 9351 | 10921 | 12393 | 13649 | 15465 | 16901 | 18314 | 19605 | 20848 | 22152 | 23342 | 24328 | 25155 | 25828 | 26401 | 26850 | 27231 | 27618 | 28012 | West Lindsey | Greater Lincolnshire | Greater Lincolnshire
York |  |  | 723 | 831 | 1030 | 1493 | 2020 | 2621 | 3316 | 4256 | 5437 | 7181 | 9532 | 12398 | 16349 | 20467 | 24540 | 28556 | 32540 | 38388 | 43028 | 47611 | 52089 | 56586 | 61444 | 65438 | 68862 | 71619 | 73883 | 75722 | 76915 | 78126 | 79343 | 80559 | York | Leeds City Region ¦ York and North Yorkshire | Leeds City Region | York and North Yorkshire

## ST Annual LA Forecasts
Local Authority | 2017 | 2018 | 2019 | 2020 | 2021 | 2022 | 2023 | 2024 | 2025 | 2026 | 2027 | 2028 | 2029 | 2030 | 2031 | 2032 | 2033 | 2034 | 2035 | 2036 | 2037 | 2038 | 2039 | 2040 | 2041 | 2042 | 2043 | 2044 | 2045 | 2046 | 2047 | 2048 | 2049 | 2050 | Local Authority | LEP | LEP 1 | LEP 2
Barnsley |  |  | 988 | 1160 | 1166 | 1496 | 1829 | 2163 | 2510 | 3120 | 3793 | 4520 | 5328 | 6251 | 7667 | 8553 | 9726 | 11131 | 12768 | 14535 | 17503 | 20330 | 23034 | 25547 | 28827 | 31086 | 33348 | 35582 | 37756 | 40406 | 42269 | 43968 | 45447 | 46713 | Barnsley | Leeds City Region ¦ Sheffield City Region | Leeds City Region | Sheffield City Region
Bassetlaw |  |  | 94 | 114 | 113 | 142 | 170 | 195 | 224 | 273 | 326 | 385 | 451 | 525 | 640 | 723 | 817 | 928 | 1056 | 1188 | 1421 | 1632 | 1832 | 2012 | 2239 | 2396 | 2553 | 2706 | 2859 | 3042 | 3174 | 3296 | 3402 | 3494 | Bassetlaw | Derby, Derbyshire, Nottingham and Nottinghamshire, Sheffield City Region | Derby, Derbyshire, Nottingham and Nottinghamshire | Sheffield City Region
Bradford |  |  | 1274 | 1416 | 1450 | 1912 | 2374 | 2896 | 3422 | 4362 | 5400 | 6515 | 7728 | 9099 | 11206 | 12564 | 14420 | 16627 | 19182 | 21963 | 26874 | 31814 | 36571 | 41223 | 47284 | 51523 | 55772 | 59947 | 64000 | 68902 | 72389 | 75484 | 78273 | 80693 | Bradford | Leeds City Region | Leeds City Region
Calderdale |  |  | 525 | 584 | 600 | 779 | 959 | 1155 | 1359 | 1723 | 2131 | 2569 | 3049 | 3587 | 4422 | 4981 | 5736 | 6625 | 7656 | 8755 | 10766 | 12796 | 14747 | 16677 | 19185 | 20944 | 22702 | 24431 | 26113 | 28141 | 29595 | 30887 | 32055 | 33075 | Calderdale | Leeds City Region | Leeds City Region
County Durham |  |  | 1887 | 2291 | 2314 | 2990 | 3644 | 4334 | 5038 | 6317 | 7658 | 9106 | 10712 | 12521 | 15183 | 17102 | 19435 | 22221 | 25464 | 28768 | 34732 | 40472 | 45930 | 51132 | 57712 | 62417 | 67117 | 71748 | 76253 | 81727 | 85616 | 89123 | 92194 | 94842 | County Durham | North Eastern | North Eastern
Craven |  |  | 203 | 227 | 231 | 282 | 336 | 393 | 455 | 567 | 709 | 863 | 1034 | 1230 | 1542 | 1752 | 1986 | 2263 | 2582 | 2936 | 3489 | 4014 | 4513 | 4969 | 5560 | 5957 | 6350 | 6739 | 7115 | 7578 | 7899 | 8189 | 8445 | 8664 | Craven | Leeds City Region ¦ York and North Yorkshire | Leeds City Region | York and North Yorkshire
Darlington |  |  | 301 | 343 | 353 | 471 | 597 | 731 | 869 | 1117 | 1373 | 1641 | 1937 | 2271 | 2769 | 3132 | 3570 | 4093 | 4701 | 5324 | 6520 | 7675 | 8812 | 9891 | 11257 | 12239 | 13222 | 14188 | 15128 | 16260 | 17053 | 17774 | 18417 | 18976 | Darlington | Tees Valley | Tees Valley
Doncaster |  |  | 1195 | 1400 | 1413 | 1805 | 2205 | 2597 | 3008 | 3718 | 4461 | 5265 | 6151 | 7136 | 8647 | 9656 | 10953 | 12499 | 14286 | 16176 | 19523 | 22683 | 25715 | 28624 | 32407 | 35043 | 37674 | 40278 | 42812 | 45884 | 48081 | 50102 | 51870 | 53409 | Doncaster | Sheffield City Region | Sheffield City Region
East Lindsey |  |  | 247 | 281 | 283 | 341 | 400 | 457 | 540 | 692 | 885 | 1104 | 1359 | 1658 | 2165 | 2576 | 2896 | 3276 | 3718 | 4142 | 4877 | 5522 | 6121 | 6587 | 7124 | 7480 | 7831 | 8179 | 8515 | 8933 | 9221 | 9487 | 9715 | 9908 | East Lindsey | Greater Lincolnshire | Greater Lincolnshire
East Riding of Yorkshire |  |  | 1872 | 2106 | 2122 | 2576 | 3031 | 3490 | 4018 | 4963 | 6017 | 7177 | 8490 | 9968 | 12323 | 14059 | 15824 | 17902 | 20311 | 22783 | 27069 | 31002 | 34720 | 38092 | 42354 | 45255 | 48140 | 50990 | 53766 | 57155 | 59555 | 61771 | 63701 | 65372 | East Riding of Yorkshire | Humber ¦ York and North Yorkshire | Humber | York and North Yorkshire
Gateshead |  |  | 545 | 634 | 647 | 853 | 1071 | 1302 | 1540 | 1968 | 2405 | 2869 | 3377 | 3949 | 4781 | 5440 | 6239 | 7191 | 8296 | 9426 | 11625 | 13742 | 15821 | 17811 | 20346 | 22183 | 24024 | 25845 | 27618 | 29758 | 31286 | 32675 | 33908 | 34982 | Gateshead | North Eastern | North Eastern
Hambleton |  |  | 532 | 623 | 626 | 770 | 908 | 1053 | 1219 | 1537 | 1905 | 2315 | 2777 | 3299 | 4101 | 4573 | 5137 | 5804 | 6565 | 7368 | 8572 | 9730 | 10771 | 11758 | 12913 | 13705 | 14483 | 15249 | 15989 | 16910 | 17553 | 18131 | 18632 | 19060 | Hambleton | York and North Yorkshire | York and North Yorkshire
Harrogate |  |  | 619 | 708 | 720 | 898 | 1076 | 1265 | 1470 | 1857 | 2276 | 2728 | 3218 | 3765 | 4591 | 5191 | 5879 | 6683 | 7597 | 8592 | 10268 | 11874 | 13458 | 14957 | 16829 | 18144 | 19457 | 20746 | 22002 | 23536 | 24625 | 25616 | 26501 | 27280 | Harrogate | Leeds City Region ¦ York and North Yorkshire | Leeds City Region | York and North Yorkshire
Hartlepool |  |  | 321 | 378 | 384 | 509 | 638 | 775 | 916 | 1162 | 1419 | 1692 | 1997 | 2339 | 2845 | 3200 | 3630 | 4144 | 4745 | 5367 | 6489 | 7565 | 8593 | 9573 | 10824 | 11717 | 12611 | 13491 | 14343 | 15381 | 16109 | 16767 | 17346 | 17839 | Hartlepool | Tees Valley | Tees Valley
High Peak |  |  | 15 | 17 | 17 | 20 | 22 | 25 | 31 | 43 | 62 | 83 | 108 | 139 | 192 | 238 | 269 | 306 | 349 | 391 | 460 | 518 | 572 | 612 | 657 | 684 | 711 | 738 | 764 | 796 | 818 | 838 | 855 | 869 | High Peak | Derby, Derbyshire, Nottingham and Nottinghamshire | Derby, Derbyshire, Nottingham and Nottinghamshire
Kingston upon Hull, City of |  |  | 760 | 854 | 884 | 1195 | 1512 | 1859 | 2207 | 2805 | 3432 | 4103 | 4834 | 5652 | 6910 | 7751 | 8848 | 10145 | 11649 | 13255 | 16170 | 19022 | 21764 | 24458 | 27980 | 30461 | 32949 | 35390 | 37764 | 40630 | 42679 | 44531 | 46181 | 47618 | Kingston upon Hull, City of | Humber | Humber
Kirklees |  |  | 1164 | 1304 | 1336 | 1761 | 2192 | 2662 | 3142 | 3986 | 4896 | 5871 | 6936 | 8135 | 9973 | 11182 | 12774 | 14663 | 16849 | 19207 | 23381 | 27509 | 31470 | 35367 | 40459 | 44011 | 47571 | 51067 | 54461 | 58572 | 61493 | 64115 | 66449 | 68475 | Kirklees | Leeds City Region | Leeds City Region
Leeds |  |  | 2065 | 2315 | 2372 | 3169 | 3970 | 4868 | 5769 | 7372 | 9126 | 11002 | 13048 | 15358 | 18902 | 21162 | 24049 | 27462 | 31430 | 35823 | 43097 | 50193 | 56996 | 63645 | 72391 | 78392 | 84404 | 90302 | 96021 | 102995 | 107870 | 112256 | 116098 | 119380 | Leeds | Leeds City Region | Leeds City Region
Middlesbrough |  |  | 407 | 478 | 490 | 659 | 836 | 1023 | 1216 | 1553 | 1902 | 2272 | 2682 | 3146 | 3826 | 4295 | 4870 | 5554 | 6352 | 7188 | 8685 | 10125 | 11518 | 12842 | 14546 | 15753 | 16963 | 18152 | 19304 | 20707 | 21685 | 22566 | 23341 | 24000 | Middlesbrough | Tees Valley | Tees Valley
Newcastle upon Tyne |  |  | 855 | 981 | 996 | 1286 | 1597 | 1925 | 2274 | 2908 | 3606 | 4345 | 5175 | 6103 | 7447 | 8382 | 9515 | 10859 | 12430 | 14159 | 16966 | 19662 | 22231 | 24683 | 27850 | 30060 | 32275 | 34455 | 36565 | 39163 | 40961 | 42571 | 43975 | 45162 | Newcastle upon Tyne | North Eastern | North Eastern
North East Derbyshire |  |  | 46 | 51 | 52 | 69 | 87 | 105 | 128 | 168 | 214 | 265 | 322 | 386 | 490 | 565 | 638 | 724 | 824 | 930 | 1103 | 1267 | 1421 | 1566 | 1750 | 1873 | 1996 | 2118 | 2235 | 2379 | 2478 | 2568 | 2644 | 2708 | North East Derbyshire | Derby, Derbyshire, Nottingham and Nottinghamshire ¦ Sheffield City Region | Derby, Derbyshire, Nottingham and Nottinghamshire | Sheffield City Region
North East Lincolnshire |  |  | 513 | 578 | 589 | 761 | 934 | 1119 | 1312 | 1654 | 2009 | 2398 | 2821 | 3294 | 4024 | 4523 | 5150 | 5889 | 6745 | 7646 | 9283 | 10880 | 12409 | 13911 | 15859 | 17217 | 18574 | 19915 | 21214 | 22786 | 23908 | 24921 | 25819 | 26600 | North East Lincolnshire | Greater Lincolnshire ¦ Humber | Greater Lincolnshire | Humber
North Lincolnshire |  |  | 789 | 899 | 906 | 1125 | 1348 | 1571 | 1827 | 2284 | 2787 | 3344 | 3973 | 4684 | 5821 | 6657 | 7509 | 8515 | 9684 | 10880 | 12970 | 14881 | 16688 | 18325 | 20397 | 21810 | 23220 | 24612 | 25969 | 27629 | 28798 | 29883 | 30821 | 31632 | North Lincolnshire | Greater Lincolnshire ¦ Humber | Greater Lincolnshire | Humber
North Tyneside |  |  | 556 | 644 | 663 | 903 | 1163 | 1436 | 1719 | 2207 | 2688 | 3199 | 3753 | 4378 | 5294 | 5962 | 6773 | 7739 | 8857 | 9998 | 12167 | 14259 | 16329 | 18307 | 20841 | 22669 | 24500 | 26303 | 28054 | 30171 | 31676 | 33044 | 34258 | 35309 | North Tyneside | North Eastern | North Eastern
Northumberland |  |  | 1279 | 1519 | 1531 | 1942 | 2343 | 2766 | 3251 | 4158 | 5201 | 6380 | 7721 | 9251 | 11618 | 13062 | 14815 | 16900 | 19308 | 21694 | 25764 | 29678 | 33253 | 36635 | 40606 | 43405 | 46186 | 48920 | 51577 | 54820 | 57117 | 59191 | 61000 | 62557 | Northumberland | North Eastern | North Eastern
Pendle |  |  | 71 | 82 | 83 | 99 | 118 | 133 | 152 | 187 | 226 | 271 | 320 | 375 | 463 | 531 | 600 | 682 | 774 | 871 | 1040 | 1193 | 1339 | 1477 | 1651 | 1769 | 1887 | 2004 | 2118 | 2258 | 2358 | 2451 | 2532 | 2602 | Pendle | Lancashire | Lancashire
Redcar and Cleveland |  |  | 408 | 490 | 496 | 652 | 807 | 972 | 1145 | 1453 | 1783 | 2139 | 2533 | 2981 | 3645 | 4136 | 4732 | 5443 | 6269 | 7111 | 8651 | 10135 | 11569 | 12941 | 14667 | 15909 | 17153 | 18382 | 19580 | 21032 | 22076 | 23022 | 23854 | 24576 | Redcar and Cleveland | Tees Valley | Tees Valley
Richmondshire |  |  | 303 | 360 | 361 | 441 | 512 | 587 | 679 | 861 | 1089 | 1350 | 1649 | 1989 | 2523 | 2820 | 3178 | 3602 | 4083 | 4582 | 5320 | 6025 | 6640 | 7219 | 7880 | 8330 | 8768 | 9198 | 9616 | 10135 | 10494 | 10816 | 11093 | 11328 | Richmondshire | York and North Yorkshire | York and North Yorkshire
Rotherham |  |  | 950 | 1092 | 1106 | 1441 | 1781 | 2136 | 2496 | 3125 | 3789 | 4506 | 5296 | 6183 | 7539 | 8426 | 9572 | 10934 | 12517 | 14212 | 17159 | 19961 | 22651 | 25233 | 28619 | 30975 | 33333 | 35657 | 37917 | 40664 | 42613 | 44397 | 45960 | 47308 | Rotherham | Sheffield City Region | Sheffield City Region
Ryedale |  |  | 373 | 438 | 439 | 531 | 617 | 708 | 809 | 1008 | 1241 | 1499 | 1788 | 2116 | 2606 | 2913 | 3269 | 3686 | 4165 | 4696 | 5437 | 6143 | 6773 | 7370 | 8097 | 8585 | 9065 | 9538 | 9998 | 10572 | 10971 | 11327 | 11633 | 11892 | Ryedale | York and North Yorkshire | York and North Yorkshire
Scarborough |  |  | 478 | 565 | 572 | 711 | 847 | 988 | 1140 | 1434 | 1760 | 2112 | 2504 | 2936 | 3585 | 4090 | 4690 | 5395 | 6206 | 7065 | 8606 | 10080 | 11502 | 12854 | 14529 | 15720 | 16918 | 18099 | 19253 | 20654 | 21645 | 22553 | 23365 | 24083 | Scarborough | York and North Yorkshire | York and North Yorkshire
Selby |  |  | 555 | 631 | 634 | 771 | 913 | 1054 | 1225 | 1535 | 1897 | 2301 | 2762 | 3296 | 4167 | 4809 | 5391 | 6085 | 6894 | 7716 | 9073 | 10294 | 11441 | 12378 | 13531 | 14295 | 15055 | 15804 | 16531 | 17431 | 18050 | 18616 | 19099 | 19508 | Selby | Leeds City Region ¦ York and North Yorkshire | Leeds City Region | York and North Yorkshire
Sheffield |  |  | 1420 | 1604 | 1643 | 2158 | 2686 | 3265 | 3848 | 4887 | 6000 | 7198 | 8490 | 9943 | 12140 | 13533 | 15450 | 17716 | 20343 | 23235 | 28224 | 33173 | 37931 | 42640 | 48826 | 53121 | 57421 | 61648 | 65759 | 70746 | 74271 | 77441 | 80251 | 82683 | Sheffield | Sheffield City Region | Sheffield City Region
South Tyneside |  |  | 391 | 457 | 465 | 626 | 798 | 979 | 1166 | 1495 | 1825 | 2177 | 2559 | 2992 | 3623 | 4126 | 4739 | 5470 | 6324 | 7182 | 8915 | 10584 | 12233 | 13808 | 15818 | 17282 | 18755 | 20211 | 21627 | 23333 | 24556 | 25671 | 26661 | 27523 | South Tyneside | North Eastern | North Eastern
Stockton-on-Tees |  |  | 608 | 704 | 722 | 972 | 1241 | 1523 | 1817 | 2321 | 2834 | 3379 | 3981 | 4662 | 5670 | 6367 | 7215 | 8225 | 9406 | 10610 | 12777 | 14863 | 16859 | 18768 | 21208 | 22954 | 24706 | 26429 | 28099 | 30127 | 31568 | 32872 | 34017 | 35001 | Stockton-on-Tees | Tees Valley | Tees Valley
Sunderland |  |  | 682 | 795 | 815 | 1106 | 1418 | 1743 | 2079 | 2669 | 3260 | 3881 | 4554 | 5319 | 6439 | 7329 | 8408 | 9692 | 11183 | 12686 | 15765 | 18734 | 21680 | 24494 | 28063 | 30661 | 33272 | 35845 | 38348 | 41360 | 43506 | 45464 | 47220 | 48760 | Sunderland | North Eastern | North Eastern
Wakefield |  |  | 1126 | 1297 | 1322 | 1761 | 2203 | 2675 | 3161 | 4009 | 4936 | 5943 | 7047 | 8307 | 10256 | 11510 | 13100 | 15003 | 17219 | 19630 | 23682 | 27568 | 31291 | 34794 | 39376 | 42552 | 45734 | 48869 | 51910 | 55613 | 58224 | 60591 | 62670 | 64457 | Wakefield | Leeds City Region | Leeds City Region
West Lindsey |  |  | 301 | 342 | 345 | 426 | 508 | 588 | 700 | 908 | 1176 | 1481 | 1833 | 2251 | 2954 | 3505 | 3962 | 4510 | 5144 | 5771 | 6842 | 7802 | 8698 | 9404 | 10240 | 10797 | 11352 | 11897 | 12430 | 13084 | 13539 | 13950 | 14307 | 14613 | West Lindsey | Greater Lincolnshire | Greater Lincolnshire
York |  |  | 723 | 831 | 845 | 1085 | 1337 | 1605 | 1885 | 2394 | 2938 | 3515 | 4153 | 4871 | 5934 | 6665 | 7553 | 8603 | 9824 | 11112 | 13359 | 15518 | 17573 | 19525 | 21997 | 23740 | 25483 | 27196 | 28852 | 30878 | 32281 | 33546 | 34664 | 35623 | York | Leeds City Region ¦ York and North Yorkshire | Leeds City Region | York and North Yorkshire

## SP Annual LA Forecasts
Local Authority | 2017 | 2018 | 2019 | 2020 | 2021 | 2022 | 2023 | 2024 | 2025 | 2026 | 2027 | 2028 | 2029 | 2030 | 2031 | 2032 | 2033 | 2034 | 2035 | 2036 | 2037 | 2038 | 2039 | 2040 | 2041 | 2042 | 2043 | 2044 | 2045 | 2046 | 2047 | 2048 | 2049 | 2050 | Local Authority | LEP | LEP 1 | LEP 2
Barnsley |  |  | 988 | 1160 | 1348 | 1583 | 1796 | 2009 | 2217 | 3072 | 3997 | 5005 | 6119 | 7321 | 8805 | 10458 | 12139 | 13846 | 15570 | 17638 | 19512 | 21420 | 23350 | 25317 | 27068 | 28347 | 29597 | 30789 | 31983 | 33451 | 34412 | 35374 | 36354 | 37354 | Barnsley | Leeds City Region ¦ Sheffield City Region | Leeds City Region | Sheffield City Region
Bassetlaw |  |  | 94 | 114 | 130 | 152 | 169 | 186 | 203 | 269 | 343 | 430 | 522 | 621 | 731 | 850 | 968 | 1090 | 1212 | 1354 | 1483 | 1614 | 1744 | 1876 | 1994 | 2080 | 2163 | 2243 | 2319 | 2413 | 2474 | 2538 | 2602 | 2668 | Bassetlaw | Derby, Derbyshire, Nottingham and Nottinghamshire, Sheffield City Region | Derby, Derbyshire, Nottingham and Nottinghamshire | Sheffield City Region
Bradford |  |  | 1274 | 1416 | 1635 | 1908 | 2192 | 2481 | 2761 | 4109 | 5492 | 6940 | 8540 | 10267 | 12464 | 14860 | 17298 | 19768 | 22265 | 25668 | 28758 | 31900 | 35157 | 38477 | 41508 | 43711 | 45857 | 47907 | 49970 | 52526 | 54190 | 55866 | 57577 | 59325 | Bradford | Leeds City Region | Leeds City Region
Calderdale |  |  | 525 | 584 | 668 | 776 | 886 | 991 | 1098 | 1614 | 2153 | 2729 | 3362 | 4041 | 4902 | 5829 | 6762 | 7711 | 8667 | 10020 | 11252 | 12506 | 13804 | 15130 | 16354 | 17242 | 18102 | 18927 | 19756 | 20782 | 21448 | 22126 | 22813 | 23523 | Calderdale | Leeds City Region | Leeds City Region
County Durham |  |  | 1887 | 2291 | 2595 | 3040 | 3453 | 3863 | 4249 | 5928 | 7732 | 9699 | 11830 | 14122 | 16878 | 19936 | 23035 | 26174 | 29349 | 33268 | 36922 | 40636 | 44407 | 48240 | 51615 | 54150 | 56629 | 58987 | 61348 | 64163 | 66051 | 67968 | 69918 | 71901 | County Durham | North Eastern | North Eastern
Craven |  |  | 203 | 227 | 253 | 287 | 321 | 355 | 388 | 537 | 723 | 929 | 1163 | 1417 | 1695 | 2000 | 2310 | 2623 | 2939 | 3305 | 3637 | 3977 | 4319 | 4667 | 4973 | 5196 | 5414 | 5623 | 5829 | 6084 | 6249 | 6414 | 6583 | 6753 | Craven | Leeds City Region ¦ York and North Yorkshire | Leeds City Region | York and North Yorkshire
Darlington |  |  | 301 | 343 | 388 | 454 | 524 | 593 | 663 | 1000 | 1337 | 1701 | 2095 | 2517 | 3014 | 3560 | 4116 | 4679 | 5247 | 6010 | 6721 | 7443 | 8190 | 8949 | 9623 | 10132 | 10631 | 11104 | 11577 | 12144 | 12521 | 12905 | 13296 | 13696 | Darlington | Tees Valley | Tees Valley
Doncaster |  |  | 1195 | 1400 | 1619 | 1885 | 2128 | 2367 | 2604 | 3604 | 4625 | 5726 | 6918 | 8184 | 9723 | 11393 | 13079 | 14784 | 16512 | 18728 | 20740 | 22787 | 24851 | 26948 | 28864 | 30252 | 31608 | 32903 | 34201 | 35796 | 36835 | 37906 | 38987 | 40098 | Doncaster | Sheffield City Region | Sheffield City Region
East Lindsey |  |  | 247 | 281 | 312 | 354 | 394 | 429 | 469 | 670 | 975 | 1355 | 1776 | 2235 | 2604 | 3002 | 3399 | 3802 | 4210 | 4640 | 5028 | 5426 | 5808 | 6199 | 6531 | 6774 | 7007 | 7233 | 7428 | 7662 | 7817 | 7972 | 8128 | 8288 | East Lindsey | Greater Lincolnshire | Greater Lincolnshire
East Riding of Yorkshire |  |  | 1872 | 2106 | 2352 | 2668 | 2956 | 3239 | 3526 | 4813 | 6326 | 8073 | 9965 | 11997 | 14036 | 16232 | 18433 | 20659 | 22919 | 25627 | 28085 | 30589 | 33070 | 35598 | 37858 | 39500 | 41101 | 42631 | 44106 | 45905 | 47085 | 48290 | 49510 | 50754 | East Riding of Yorkshire | Humber ¦ York and North Yorkshire | Humber | York and North Yorkshire
Gateshead |  |  | 545 | 634 | 721 | 845 | 974 | 1102 | 1232 | 1800 | 2370 | 2979 | 3639 | 4346 | 5257 | 6258 | 7275 | 8306 | 9346 | 10740 | 12040 | 13362 | 14716 | 16092 | 17312 | 18235 | 19133 | 19993 | 20849 | 21873 | 22564 | 23260 | 23976 | 24703 | Gateshead | North Eastern | North Eastern
Hambleton |  |  | 532 | 623 | 680 | 775 | 865 | 950 | 1036 | 1417 | 1923 | 2501 | 3135 | 3814 | 4443 | 5145 | 5845 | 6556 | 7274 | 8051 | 8773 | 9508 | 10237 | 10978 | 11614 | 12068 | 12509 | 12932 | 13356 | 13859 | 14194 | 14536 | 14879 | 15232 | Hambleton | York and North Yorkshire | York and North Yorkshire
Harrogate |  |  | 619 | 708 | 777 | 884 | 992 | 1097 | 1198 | 1667 | 2175 | 2737 | 3351 | 3999 | 4699 | 5462 | 6223 | 6998 | 7781 | 8814 | 9772 | 10750 | 11740 | 12750 | 13663 | 14347 | 15013 | 15650 | 16281 | 17040 | 17555 | 18081 | 18615 | 19158 | Harrogate | Leeds City Region ¦ York and North Yorkshire | Leeds City Region | York and North Yorkshire
Hartlepool |  |  | 321 | 378 | 430 | 504 | 582 | 657 | 731 | 1069 | 1415 | 1789 | 2195 | 2632 | 3148 | 3724 | 4312 | 4907 | 5509 | 6257 | 6955 | 7664 | 8389 | 9126 | 9768 | 10255 | 10731 | 11185 | 11639 | 12180 | 12541 | 12907 | 13278 | 13657 | Hartlepool | Tees Valley | Tees Valley
High Peak |  |  | 15 | 17 | 17 | 19 | 21 | 22 | 24 | 37 | 66 | 103 | 145 | 192 | 226 | 262 | 298 | 334 | 371 | 408 | 442 | 476 | 509 | 542 | 570 | 591 | 610 | 629 | 644 | 663 | 675 | 687 | 699 | 712 | High Peak | Derby, Derbyshire, Nottingham and Nottinghamshire | Derby, Derbyshire, Nottingham and Nottinghamshire
Kingston upon Hull, City of |  |  | 760 | 854 | 1002 | 1182 | 1364 | 1546 | 1727 | 2626 | 3505 | 4419 | 5405 | 6465 | 7757 | 9156 | 10573 | 12009 | 13463 | 15424 | 17206 | 19019 | 20874 | 22763 | 24479 | 25722 | 26934 | 28091 | 29260 | 30707 | 31645 | 32606 | 33577 | 34573 | Kingston upon Hull, City of | Humber | Humber
Kirklees |  |  | 1164 | 1304 | 1508 | 1760 | 2021 | 2277 | 2532 | 3758 | 4997 | 6297 | 7716 | 9244 | 11125 | 13170 | 15248 | 17350 | 19476 | 22381 | 25020 | 27700 | 30456 | 33261 | 35835 | 37710 | 39537 | 41278 | 43040 | 45209 | 46622 | 48059 | 49525 | 51018 | Kirklees | Leeds City Region | Leeds City Region
Leeds |  |  | 2065 | 2315 | 2693 | 3166 | 3666 | 4160 | 4651 | 6968 | 9331 | 11797 | 14503 | 17432 | 20956 | 24852 | 28811 | 32820 | 36875 | 42245 | 47105 | 52054 | 57111 | 62252 | 66967 | 70403 | 73765 | 76969 | 80221 | 84230 | 86835 | 89489 | 92175 | 94923 | Leeds | Leeds City Region | Leeds City Region
Middlesbrough |  |  | 407 | 478 | 548 | 649 | 753 | 853 | 956 | 1418 | 1883 | 2385 | 2927 | 3512 | 4201 | 4969 | 5752 | 6547 | 7349 | 8381 | 9339 | 10317 | 11316 | 12335 | 13235 | 13918 | 14588 | 15228 | 15866 | 16628 | 17136 | 17655 | 18180 | 18713 | Middlesbrough | Tees Valley | Tees Valley
Newcastle upon Tyne |  |  | 855 | 981 | 1098 | 1284 | 1477 | 1671 | 1873 | 2678 | 3533 | 4477 | 5500 | 6609 | 7987 | 9537 | 11122 | 12732 | 14355 | 16365 | 18235 | 20136 | 22080 | 24056 | 25798 | 27126 | 28427 | 29670 | 30918 | 32403 | 33394 | 34400 | 35423 | 36459 | Newcastle upon Tyne | North Eastern | North Eastern
North East Derbyshire |  |  | 46 | 51 | 60 | 70 | 82 | 93 | 105 | 162 | 229 | 306 | 389 | 478 | 566 | 662 | 760 | 859 | 958 | 1094 | 1216 | 1341 | 1466 | 1594 | 1714 | 1802 | 1889 | 1971 | 2051 | 2149 | 2214 | 2280 | 2347 | 2416 | North East Derbyshire | Derby, Derbyshire, Nottingham and Nottinghamshire ¦ Sheffield City Region | Derby, Derbyshire, Nottingham and Nottinghamshire | Sheffield City Region
North East Lincolnshire |  |  | 513 | 578 | 663 | 770 | 878 | 983 | 1087 | 1576 | 2081 | 2618 | 3196 | 3815 | 4544 | 5334 | 6128 | 6933 | 7744 | 8873 | 9897 | 10934 | 12000 | 13082 | 14079 | 14807 | 15516 | 16189 | 16868 | 17703 | 18243 | 18800 | 19367 | 19946 | North East Lincolnshire | Greater Lincolnshire ¦ Humber | Greater Lincolnshire | Humber
North Lincolnshire |  |  | 789 | 899 | 1018 | 1167 | 1308 | 1445 | 1580 | 2213 | 2948 | 3792 | 4710 | 5700 | 6690 | 7766 | 8845 | 9940 | 11050 | 12398 | 13618 | 14863 | 16094 | 17349 | 18473 | 19297 | 20094 | 20857 | 21591 | 22489 | 23075 | 23680 | 24289 | 24908 | North Lincolnshire | Greater Lincolnshire ¦ Humber | Greater Lincolnshire | Humber
North Tyneside |  |  | 556 | 644 | 740 | 876 | 1020 | 1161 | 1306 | 1994 | 2652 | 3341 | 4086 | 4876 | 5800 | 6815 | 7836 | 8876 | 9925 | 11349 | 12676 | 14029 | 15407 | 16810 | 18063 | 19016 | 19947 | 20837 | 21724 | 22784 | 23500 | 24230 | 24971 | 25727 | North Tyneside | North Eastern | North Eastern
Northumberland |  |  | 1279 | 1519 | 1693 | 1961 | 2210 | 2461 | 2700 | 3858 | 5411 | 7203 | 9145 | 11242 | 13253 | 15473 | 17698 | 19955 | 22235 | 24793 | 27177 | 29602 | 32020 | 34480 | 36580 | 38092 | 39555 | 40953 | 42347 | 44011 | 45117 | 46245 | 47387 | 48554 | Northumberland | North Eastern | North Eastern
Pendle |  |  | 71 | 82 | 91 | 103 | 113 | 123 | 134 | 177 | 228 | 290 | 357 | 429 | 500 | 575 | 649 | 726 | 802 | 908 | 1006 | 1103 | 1201 | 1299 | 1393 | 1461 | 1528 | 1591 | 1652 | 1727 | 1775 | 1827 | 1879 | 1934 | Pendle | Lancashire | Lancashire
Redcar and Cleveland |  |  | 408 | 490 | 555 | 652 | 746 | 840 | 932 | 1342 | 1784 | 2270 | 2796 | 3363 | 4045 | 4799 | 5562 | 6337 | 7122 | 8122 | 9056 | 10006 | 10968 | 11948 | 12815 | 13466 | 14103 | 14708 | 15315 | 16039 | 16530 | 17028 | 17533 | 18052 | Redcar and Cleveland | Tees Valley | Tees Valley
Richmondshire |  |  | 303 | 360 | 393 | 449 | 498 | 546 | 590 | 803 | 1132 | 1522 | 1946 | 2405 | 2814 | 3268 | 3719 | 4174 | 4634 | 5100 | 5535 | 5977 | 6412 | 6854 | 7224 | 7486 | 7738 | 7981 | 8222 | 8512 | 8701 | 8895 | 9090 | 9289 | Richmondshire | York and North Yorkshire | York and North Yorkshire
Rotherham |  |  | 950 | 1092 | 1265 | 1481 | 1686 | 1897 | 2100 | 3014 | 3943 | 4931 | 6007 | 7158 | 8558 | 10091 | 11647 | 13225 | 14816 | 16841 | 18673 | 20541 | 22427 | 24347 | 26081 | 27343 | 28576 | 29752 | 30939 | 32401 | 33352 | 34324 | 35311 | 36317 | Rotherham | Sheffield City Region | Sheffield City Region
Ryedale |  |  | 373 | 438 | 477 | 542 | 601 | 658 | 716 | 940 | 1234 | 1575 | 1946 | 2346 | 2751 | 3205 | 3662 | 4126 | 4594 | 5097 | 5562 | 6036 | 6507 | 6987 | 7399 | 7705 | 8002 | 8286 | 8571 | 8909 | 9135 | 9364 | 9596 | 9830 | Ryedale | York and North Yorkshire | York and North Yorkshire
Scarborough |  |  | 478 | 565 | 622 | 713 | 798 | 884 | 964 | 1306 | 1694 | 2135 | 2614 | 3127 | 3760 | 4454 | 5151 | 5862 | 6577 | 7472 | 8305 | 9153 | 10018 | 10898 | 11673 | 12248 | 12805 | 13338 | 13867 | 14502 | 14931 | 15365 | 15804 | 16255 | Scarborough | York and North Yorkshire | York and North Yorkshire
Selby |  |  | 555 | 631 | 711 | 811 | 903 | 997 | 1089 | 1512 | 2059 | 2705 | 3424 | 4198 | 4911 | 5700 | 6494 | 7300 | 8113 | 8981 | 9770 | 10572 | 11362 | 12164 | 12853 | 13354 | 13844 | 14311 | 14749 | 15276 | 15623 | 15964 | 16312 | 16667 | Selby | Leeds City Region ¦ York and North Yorkshire | Leeds City Region | York and North Yorkshire
Sheffield |  |  | 1420 | 1604 | 1864 | 2186 | 2516 | 2842 | 3166 | 4649 | 6123 | 7665 | 9340 | 11139 | 13433 | 15944 | 18481 | 21060 | 23669 | 27249 | 30488 | 33788 | 37188 | 40640 | 43827 | 46140 | 48403 | 50558 | 52749 | 55447 | 57210 | 58998 | 60818 | 62678 | Sheffield | Sheffield City Region | Sheffield City Region
South Tyneside |  |  | 391 | 457 | 523 | 615 | 716 | 815 | 915 | 1365 | 1809 | 2280 | 2789 | 3334 | 4036 | 4806 | 5589 | 6381 | 7181 | 8270 | 9286 | 10322 | 11379 | 12458 | 13411 | 14132 | 14837 | 15507 | 16175 | 16974 | 17513 | 18061 | 18619 | 19188 | South Tyneside | North Eastern | North Eastern
Stockton-on-Tees |  |  | 608 | 704 | 804 | 946 | 1096 | 1244 | 1392 | 2106 | 2815 | 3573 | 4392 | 5270 | 6267 | 7371 | 8494 | 9633 | 10785 | 12224 | 13565 | 14930 | 16315 | 17723 | 18955 | 19889 | 20804 | 21676 | 22547 | 23586 | 24283 | 24990 | 25709 | 26445 | Stockton-on-Tees | Tees Valley | Tees Valley
Sunderland |  |  | 682 | 795 | 909 | 1072 | 1242 | 1413 | 1582 | 2393 | 3175 | 4004 | 4900 | 5851 | 7046 | 8347 | 9665 | 11000 | 12351 | 14218 | 15957 | 17730 | 19563 | 21422 | 23080 | 24329 | 25546 | 26708 | 27862 | 29249 | 30180 | 31126 | 32087 | 33072 | Sunderland | North Eastern | North Eastern
Wakefield |  |  | 1126 | 1297 | 1522 | 1796 | 2072 | 2342 | 2612 | 3842 | 5136 | 6508 | 8025 | 9674 | 11645 | 13834 | 16066 | 18331 | 20617 | 23432 | 25979 | 28573 | 31207 | 33884 | 36276 | 38023 | 39724 | 41348 | 42985 | 44996 | 46310 | 47634 | 48975 | 50345 | Wakefield | Leeds City Region | Leeds City Region
West Lindsey |  |  | 301 | 342 | 388 | 445 | 499 | 551 | 604 | 880 | 1298 | 1811 | 2390 | 3022 | 3560 | 4149 | 4740 | 5340 | 5948 | 6589 | 7172 | 7764 | 8345 | 8936 | 9439 | 9806 | 10161 | 10499 | 10805 | 11170 | 11411 | 11648 | 11891 | 12137 | West Lindsey | Greater Lincolnshire | Greater Lincolnshire
York |  |  | 723 | 831 | 925 | 1069 | 1220 | 1368 | 1517 | 2179 | 2879 | 3641 | 4468 | 5356 | 6385 | 7531 | 8694 | 9875 | 11065 | 12536 | 13906 | 15298 | 16725 | 18177 | 19445 | 20405 | 21341 | 22230 | 23123 | 24186 | 24892 | 25611 | 26337 | 27079 | York | Leeds City Region ¦ York and North Yorkshire | Leeds City Region | York and North Yorkshire

## LTW Annual LA Forecasts
Local Authority | 2017 | 2018 | 2019 | 2020 | 2021 | 2022 | 2023 | 2024 | 2025 | 2026 | 2027 | 2028 | 2029 | 2030 | 2031 | 2032 | 2033 | 2034 | 2035 | 2036 | 2037 | 2038 | 2039 | 2040 | 2041 | 2042 | 2043 | 2044 | 2045 | 2046 | 2047 | 2048 | 2049 | 2050 | Local Authority | LEP | LEP 1 | LEP 2
Barnsley |  |  | 988 | 1160 | 1597 | 3450 | 5637 | 8212 | 11165 | 15150 | 19635 | 24359 | 29116 | 33937 | 38974 | 43853 | 48682 | 53488 | 58290 | 62892 | 66748 | 70615 | 74028 | 77179 | 79668 | 81155 | 82208 | 83185 | 84036 | 84960 | 85763 | 86608 | 87390 | 88155 | Barnsley | Leeds City Region ¦ Sheffield City Region | Leeds City Region | Sheffield City Region
Bassetlaw |  |  | 94 | 114 | 153 | 286 | 454 | 640 | 851 | 1121 | 1447 | 1808 | 2171 | 2515 | 2866 | 3203 | 3537 | 3865 | 4195 | 4509 | 4772 | 5036 | 5270 | 5485 | 5654 | 5751 | 5815 | 5873 | 5922 | 5975 | 6020 | 6069 | 6114 | 6157 | Bassetlaw | Derby, Derbyshire, Nottingham and Nottinghamshire, Sheffield City Region | Derby, Derbyshire, Nottingham and Nottinghamshire | Sheffield City Region
Bradford |  |  | 1274 | 1416 | 1940 | 4724 | 7809 | 11386 | 15467 | 21059 | 28467 | 37073 | 45808 | 54991 | 64667 | 74027 | 83293 | 92539 | 101741 | 110513 | 117811 | 125095 | 131476 | 137314 | 141744 | 144227 | 145831 | 147340 | 148609 | 150033 | 151199 | 152417 | 153516 | 154573 | Bradford | Leeds City Region | Leeds City Region
Calderdale |  |  | 525 | 584 | 792 | 1848 | 3034 | 4393 | 5920 | 8013 | 11063 | 14775 | 18509 | 22401 | 26499 | 30453 | 34320 | 38164 | 41992 | 45632 | 48654 | 51670 | 54301 | 56702 | 58496 | 59459 | 60049 | 60607 | 61065 | 61586 | 61997 | 62431 | 62812 | 63171 | Calderdale | Leeds City Region | Leeds City Region
County Durham |  |  | 1887 | 2291 | 2988 | 6458 | 10448 | 15057 | 20300 | 27479 | 36347 | 46405 | 56404 | 66652 | 77742 | 88091 | 98381 | 108626 | 118751 | 130018 | 138160 | 146308 | 153511 | 160078 | 166213 | 169228 | 171136 | 172953 | 174509 | 176737 | 178168 | 179460 | 180819 | 182130 | County Durham | North Eastern | North Eastern
Craven |  |  | 203 | 227 | 295 | 640 | 1071 | 1577 | 2146 | 2871 | 3740 | 4674 | 5589 | 6475 | 7395 | 8269 | 9092 | 9897 | 10700 | 11468 | 12109 | 12752 | 13318 | 13841 | 14248 | 14486 | 14652 | 14804 | 14937 | 15080 | 15204 | 15333 | 15453 | 15567 | Craven | Leeds City Region ¦ York and North Yorkshire | Leeds City Region | York and North Yorkshire
Darlington |  |  | 301 | 343 | 449 | 1106 | 1819 | 2639 | 3567 | 4949 | 6656 | 8643 | 10648 | 12751 | 15051 | 17194 | 19324 | 21450 | 23561 | 25920 | 27612 | 29308 | 30799 | 32156 | 33406 | 33997 | 34358 | 34704 | 34998 | 35433 | 35697 | 35931 | 36179 | 36415 | Darlington | Tees Valley | Tees Valley
Doncaster |  |  | 1195 | 1400 | 1904 | 3888 | 6127 | 8661 | 11519 | 15358 | 20323 | 25996 | 31698 | 37460 | 43487 | 49321 | 55111 | 60867 | 66616 | 72084 | 76656 | 81229 | 85217 | 88878 | 91706 | 93272 | 94310 | 95278 | 96098 | 97007 | 97764 | 98556 | 99274 | 99969 | Doncaster | Sheffield City Region | Sheffield City Region
East Lindsey |  |  | 247 | 281 | 361 | 802 | 1463 | 2222 | 3059 | 3945 | 5016 | 6142 | 7255 | 8161 | 9016 | 9819 | 10558 | 11273 | 11985 | 12665 | 13239 | 13814 | 14322 | 14793 | 15161 | 15372 | 15522 | 15660 | 15782 | 15916 | 16026 | 16144 | 16254 | 16361 | East Lindsey | Greater Lincolnshire | Greater Lincolnshire
East Riding of Yorkshire |  |  | 1872 | 2106 | 2697 | 5306 | 8585 | 12264 | 16353 | 21312 | 27816 | 35130 | 42330 | 49075 | 55951 | 62520 | 68881 | 75136 | 81362 | 87306 | 92261 | 97259 | 101613 | 105602 | 108695 | 110368 | 111474 | 112522 | 113421 | 114412 | 115221 | 116076 | 116841 | 117585 | East Riding of Yorkshire | Humber ¦ York and North Yorkshire | Humber | York and North Yorkshire
Gateshead |  |  | 545 | 634 | 834 | 1972 | 3217 | 4643 | 6265 | 8757 | 11839 | 15440 | 19075 | 22894 | 27088 | 31011 | 34917 | 38818 | 42704 | 47042 | 50159 | 53274 | 56024 | 58524 | 60851 | 61968 | 62650 | 63269 | 63778 | 64549 | 65022 | 65445 | 65892 | 66322 | Gateshead | North Eastern | North Eastern
Hambleton |  |  | 532 | 623 | 774 | 1592 | 2658 | 3881 | 5243 | 6707 | 8519 | 10457 | 12458 | 14380 | 16319 | 18098 | 19860 | 21592 | 23254 | 25065 | 26385 | 27706 | 28882 | 29957 | 30965 | 31475 | 31815 | 32155 | 32457 | 32870 | 33143 | 33396 | 33659 | 33916 | Hambleton | York and North Yorkshire | York and North Yorkshire
Harrogate |  |  | 619 | 708 | 887 | 1802 | 2865 | 4046 | 5353 | 7239 | 9575 | 12315 | 15241 | 18238 | 21454 | 24439 | 27399 | 30336 | 33228 | 36429 | 38740 | 41062 | 43100 | 44952 | 46638 | 47399 | 47850 | 48312 | 48708 | 49302 | 49644 | 49942 | 50260 | 50561 | Harrogate | Leeds City Region ¦ York and North Yorkshire | Leeds City Region | York and North Yorkshire
Hartlepool |  |  | 321 | 378 | 496 | 1181 | 1941 | 2827 | 3841 | 5221 | 6921 | 8834 | 10671 | 12562 | 14627 | 16557 | 18476 | 20387 | 22291 | 24412 | 25950 | 27487 | 28847 | 30073 | 31218 | 31799 | 32183 | 32548 | 32866 | 33305 | 33600 | 33871 | 34154 | 34428 | Hartlepool | Tees Valley | Tees Valley
High Peak |  |  | 15 | 17 | 20 | 56 | 119 | 193 | 273 | 351 | 454 | 566 | 674 | 757 | 833 | 903 | 960 | 1012 | 1064 | 1114 | 1155 | 1197 | 1234 | 1268 | 1294 | 1307 | 1316 | 1325 | 1333 | 1341 | 1347 | 1354 | 1359 | 1365 | High Peak | Derby, Derbyshire, Nottingham and Nottinghamshire | Derby, Derbyshire, Nottingham and Nottinghamshire
Kingston upon Hull, City of |  |  | 760 | 854 | 1196 | 2944 | 4797 | 6911 | 9306 | 12530 | 16792 | 21730 | 26768 | 32015 | 37549 | 42900 | 48213 | 53507 | 58798 | 63808 | 67970 | 72105 | 75701 | 78996 | 81523 | 82944 | 83864 | 84693 | 85383 | 86149 | 86793 | 87465 | 88073 | 88662 | Kingston upon Hull, City of | Humber | Humber
Kirklees |  |  | 1164 | 1304 | 1789 | 4255 | 6954 | 10048 | 13560 | 18312 | 24736 | 32251 | 39822 | 47702 | 56004 | 64045 | 71994 | 79907 | 87791 | 95298 | 101549 | 107796 | 113239 | 118210 | 121976 | 124041 | 125360 | 126642 | 127722 | 128939 | 129917 | 130938 | 131849 | 132724 | Kirklees | Leeds City Region | Leeds City Region
Leeds |  |  | 2065 | 2315 | 3222 | 8003 | 13271 | 19390 | 26366 | 35703 | 47513 | 60811 | 74079 | 87891 | 102432 | 116555 | 130567 | 144513 | 158378 | 171653 | 182769 | 193843 | 203475 | 212274 | 218971 | 222683 | 225178 | 227764 | 230039 | 232550 | 234585 | 236669 | 238565 | 240382 | Leeds | Leeds City Region | Leeds City Region
Middlesbrough |  |  | 407 | 478 | 637 | 1569 | 2591 | 3781 | 5142 | 7057 | 9413 | 12084 | 14640 | 17293 | 20201 | 22921 | 25625 | 28320 | 31001 | 34005 | 36183 | 38362 | 40272 | 41981 | 43561 | 44342 | 44854 | 45379 | 45843 | 46484 | 46904 | 47282 | 47677 | 48059 | Middlesbrough | Tees Valley | Tees Valley
Newcastle upon Tyne |  |  | 855 | 981 | 1270 | 3041 | 5062 | 7460 | 10228 | 14031 | 18710 | 23911 | 28679 | 33630 | 39045 | 44135 | 49200 | 54245 | 59266 | 64908 | 69037 | 73165 | 76819 | 80156 | 83247 | 84818 | 85884 | 86999 | 88001 | 89343 | 90252 | 91081 | 91946 | 92778 | Newcastle upon Tyne | North Eastern | North Eastern
North East Derbyshire |  |  | 46 | 51 | 71 | 190 | 336 | 503 | 692 | 918 | 1233 | 1599 | 1955 | 2305 | 2663 | 3014 | 3362 | 3707 | 4047 | 4378 | 4656 | 4936 | 5176 | 5392 | 5553 | 5632 | 5683 | 5753 | 5818 | 5891 | 5945 | 5997 | 6045 | 6089 | North East Derbyshire | Derby, Derbyshire, Nottingham and Nottinghamshire ¦ Sheffield City Region | Derby, Derbyshire, Nottingham and Nottinghamshire | Sheffield City Region
North East Lincolnshire |  |  | 513 | 578 | 782 | 1741 | 2808 | 4008 | 5359 | 7147 | 9694 | 12738 | 15782 | 18901 | 22168 | 25332 | 28465 | 31583 | 34683 | 37634 | 40097 | 42559 | 44694 | 46639 | 48100 | 48872 | 49349 | 49830 | 50235 | 50694 | 51052 | 51425 | 51753 | 52064 | North East Lincolnshire | Greater Lincolnshire ¦ Humber | Greater Lincolnshire | Humber
North Lincolnshire |  |  | 789 | 899 | 1181 | 2453 | 4044 | 5842 | 7853 | 10293 | 13438 | 16956 | 20456 | 23767 | 27134 | 30379 | 33558 | 36700 | 39831 | 42818 | 45323 | 47836 | 50023 | 52029 | 53581 | 54427 | 54993 | 55546 | 56021 | 56547 | 56975 | 57425 | 57833 | 58224 | North Lincolnshire | Greater Lincolnshire ¦ Humber | Greater Lincolnshire | Humber
North Tyneside |  |  | 556 | 644 | 856 | 2148 | 3502 | 5019 | 6732 | 9304 | 12479 | 16181 | 19945 | 23891 | 28231 | 32278 | 36305 | 40316 | 44309 | 48778 | 51986 | 55201 | 58011 | 60553 | 62899 | 63993 | 64650 | 65303 | 65855 | 66684 | 67177 | 67614 | 68074 | 68515 | North Tyneside | North Eastern | North Eastern
Northumberland |  |  | 1279 | 1519 | 1938 | 4425 | 7680 | 11438 | 15622 | 20318 | 26139 | 32459 | 39112 | 45614 | 52246 | 58336 | 64383 | 70351 | 76083 | 82303 | 86800 | 91300 | 95294 | 98957 | 102383 | 104089 | 105180 | 106189 | 107048 | 108278 | 109073 | 109800 | 110567 | 111310 | Northumberland | North Eastern | North Eastern
Pendle |  |  | 71 | 82 | 106 | 191 | 301 | 420 | 553 | 712 | 976 | 1309 | 1637 | 1952 | 2272 | 2584 | 2889 | 3194 | 3493 | 3781 | 4021 | 4263 | 4471 | 4660 | 4800 | 4863 | 4900 | 4944 | 4980 | 5022 | 5051 | 5081 | 5106 | 5129 | Pendle | Lancashire | Lancashire
Redcar and Cleveland |  |  | 408 | 490 | 642 | 1480 | 2446 | 3564 | 4839 | 6654 | 8896 | 11478 | 14068 | 16741 | 19637 | 22349 | 25050 | 27747 | 30420 | 33402 | 35553 | 37709 | 39608 | 41328 | 42936 | 43722 | 44218 | 44689 | 45092 | 45672 | 46043 | 46377 | 46730 | 47069 | Redcar and Cleveland | Tees Valley | Tees Valley
Richmondshire |  |  | 303 | 360 | 447 | 946 | 1651 | 2467 | 3366 | 4252 | 5344 | 6476 | 7710 | 8865 | 10003 | 11026 | 12036 | 13015 | 13911 | 14845 | 15526 | 16206 | 16813 | 17373 | 17898 | 18160 | 18335 | 18504 | 18653 | 18862 | 18999 | 19124 | 19255 | 19385 | Richmondshire | York and North Yorkshire | York and North Yorkshire
Rotherham |  |  | 950 | 1092 | 1494 | 3345 | 5405 | 7770 | 10461 | 14071 | 18524 | 23470 | 28447 | 33523 | 38861 | 44026 | 49141 | 54226 | 59303 | 64139 | 68181 | 72222 | 75759 | 79009 | 81536 | 82977 | 83955 | 84862 | 85643 | 86495 | 87218 | 87978 | 88672 | 89343 | Rotherham | Sheffield City Region | Sheffield City Region
Ryedale |  |  | 373 | 438 | 541 | 1054 | 1720 | 2494 | 3367 | 4340 | 5538 | 6817 | 8064 | 9259 | 10490 | 11627 | 12748 | 13853 | 14919 | 16083 | 16945 | 17810 | 18582 | 19294 | 19956 | 20302 | 20547 | 20802 | 21036 | 21339 | 21550 | 21747 | 21951 | 22150 | Ryedale | York and North Yorkshire | York and North Yorkshire
Scarborough |  |  | 478 | 565 | 717 | 1439 | 2303 | 3304 | 4430 | 6035 | 8021 | 10333 | 12733 | 15201 | 17844 | 20312 | 22762 | 25208 | 27632 | 30303 | 32232 | 34167 | 35888 | 37471 | 38933 | 39656 | 40111 | 40490 | 40803 | 41267 | 41561 | 41836 | 42122 | 42400 | Scarborough | York and North Yorkshire | York and North Yorkshire
Selby |  |  | 555 | 631 | 817 | 1729 | 2955 | 4371 | 5960 | 7806 | 9844 | 11883 | 13898 | 15674 | 17419 | 19074 | 20666 | 22228 | 23782 | 25278 | 26536 | 27801 | 28919 | 29954 | 30785 | 31293 | 31669 | 32023 | 32338 | 32675 | 32972 | 33282 | 33572 | 33859 | Selby | Leeds City Region ¦ York and North Yorkshire | Leeds City Region | York and North Yorkshire
Sheffield |  |  | 1420 | 1604 | 2219 | 5234 | 8519 | 12294 | 16582 | 22479 | 30364 | 39570 | 48779 | 58436 | 68630 | 78521 | 88335 | 98109 | 107829 | 117109 | 124848 | 132565 | 139249 | 145356 | 149974 | 152499 | 154134 | 155774 | 157183 | 158754 | 160013 | 161320 | 162492 | 163612 | Sheffield | Sheffield City Region | Sheffield City Region
South Tyneside |  |  | 391 | 457 | 605 | 1492 | 2446 | 3536 | 4776 | 6707 | 9093 | 11894 | 14736 | 17733 | 21034 | 24120 | 27191 | 30261 | 33324 | 36735 | 39180 | 41627 | 43784 | 45736 | 47552 | 48429 | 48960 | 49429 | 49813 | 50397 | 50757 | 51078 | 51418 | 51745 | South Tyneside | North Eastern | North Eastern
Stockton-on-Tees |  |  | 608 | 704 | 926 | 2309 | 3803 | 5517 | 7469 | 10105 | 13357 | 17026 | 20621 | 24311 | 28338 | 32099 | 35839 | 39571 | 43285 | 47425 | 50420 | 53417 | 56064 | 58473 | 60724 | 61852 | 62586 | 63278 | 63875 | 64718 | 65272 | 65779 | 66310 | 66826 | Stockton-on-Tees | Tees Valley | Tees Valley
Sunderland |  |  | 682 | 795 | 1057 | 2596 | 4227 | 6068 | 8152 | 11447 | 15525 | 20362 | 25370 | 30670 | 36498 | 41933 | 47336 | 52740 | 58124 | 64124 | 68410 | 72698 | 76476 | 79894 | 83067 | 84568 | 85464 | 86249 | 86881 | 87868 | 88457 | 88978 | 89534 | 90066 | Sunderland | North Eastern | North Eastern
Wakefield |  |  | 1126 | 1297 | 1815 | 4396 | 7323 | 10765 | 14711 | 19966 | 25987 | 32385 | 38902 | 45583 | 52579 | 59357 | 66094 | 72803 | 79514 | 85921 | 91281 | 96643 | 101376 | 105739 | 109173 | 111223 | 112666 | 113987 | 115138 | 116384 | 117474 | 118612 | 119670 | 120702 | Wakefield | Leeds City Region | Leeds City Region
West Lindsey |  |  | 301 | 342 | 454 | 1081 | 2017 | 3105 | 4319 | 5662 | 7192 | 8763 | 10336 | 11666 | 12937 | 14141 | 15261 | 16349 | 17437 | 18481 | 19357 | 20236 | 21019 | 21747 | 22327 | 22680 | 22936 | 23165 | 23368 | 23584 | 23777 | 23977 | 24167 | 24352 | West Lindsey | Greater Lincolnshire | Greater Lincolnshire
York |  |  | 723 | 831 | 1062 | 2419 | 3954 | 5730 | 7759 | 10487 | 13853 | 17637 | 21308 | 25086 | 29181 | 32993 | 36780 | 40551 | 44299 | 48477 | 51503 | 54530 | 57209 | 59650 | 61913 | 63043 | 63781 | 64498 | 65122 | 65996 | 66567 | 67089 | 67634 | 68160 | York | Leeds City Region ¦ York and North Yorkshire | Leeds City Region | York and North Yorkshire

## PS Annual LA Forecasts
Local Authority | 2017 | 2018 | 2019 | 2020 | 2021 | 2022 | 2023 | 2024 | 2025 | 2026 | 2027 | 2028 | 2029 | 2030 | 2031 | 2032 | 2033 | 2034 | 2035 | 2036 | 2037 | 2038 | 2039 | 2040 | 2041 | 2042 | 2043 | 2044 | 2045 | 2046 | 2047 | 2048 | 2049 | 2050 | Local Authority | LEP | LEP 1 | LEP 2
Barnsley |  |  | 1088 | 1198 | 1483 | 2094 | 2803 | 3526 | 5775 | 7957 | 10880 | 14688 | 18796 | 23049 | 27192 | 31786 | 36611 | 42088 | 48831 | 54451 | 60047 | 65750 | 71650 | 77089 | 82951 | 88293 | 93107 | 97285 | 101058 | 104506 | 108100 | 111637 | 112709 | 113369 | Barnsley | Leeds City Region ¦ Sheffield City Region | Leeds City Region | Sheffield City Region
Bassetlaw |  |  | 107 | 109 | 130 | 173 | 222 | 266 | 446 | 552 | 817 | 1150 | 1499 | 1578 | 1877 | 2192 | 2512 | 2907 | 3383 | 3794 | 4158 | 4564 | 4999 | 5324 | 5739 | 6107 | 6446 | 6740 | 7011 | 7251 | 7505 | 7750 | 7826 | 7868 | Bassetlaw | Derby, Derbyshire, Nottingham and Nottinghamshire, Sheffield City Region | Derby, Derbyshire, Nottingham and Nottinghamshire | Sheffield City Region
Bradford |  |  | 1276 | 1487 | 1883 | 2749 | 3783 | 4900 | 7412 | 11369 | 15241 | 20559 | 26378 | 37936 | 45364 | 53963 | 63193 | 72578 | 84839 | 95526 | 106401 | 117512 | 128563 | 140803 | 152150 | 162807 | 171804 | 180074 | 187290 | 193919 | 200916 | 207639 | 209089 | 209968 | Bradford | Leeds City Region | Leeds City Region
Calderdale |  |  | 513 | 583 | 726 | 1038 | 1410 | 1810 | 2688 | 4097 | 6029 | 8431 | 10732 | 15184 | 18336 | 21772 | 25678 | 29527 | 34750 | 39275 | 43858 | 48559 | 53261 | 58452 | 63264 | 67763 | 71561 | 75080 | 78157 | 80939 | 83929 | 86735 | 87276 | 87580 | Calderdale | Leeds City Region | Leeds City Region
County Durham |  |  | 2032 | 2365 | 2949 | 4134 | 5423 | 6774 | 9874 | 14311 | 20060 | 27411 | 36349 | 45193 | 54337 | 63915 | 75757 | 87907 | 99834 | 111835 | 123658 | 135572 | 148158 | 160136 | 172689 | 184036 | 194275 | 203069 | 211246 | 218708 | 226259 | 233965 | 235714 | 236779 | County Durham | North Eastern | North Eastern
Craven |  |  | 186 | 217 | 265 | 358 | 471 | 593 | 919 | 1348 | 2322 | 3315 | 4083 | 4400 | 5251 | 5879 | 6802 | 7680 | 8697 | 9634 | 10611 | 11587 | 12673 | 13600 | 14651 | 15579 | 16432 | 17159 | 17853 | 18452 | 19070 | 19676 | 19860 | 19970 | Craven | Leeds City Region ¦ York and North Yorkshire | Leeds City Region | York and North Yorkshire
Darlington |  |  | 282 | 334 | 417 | 622 | 870 | 1088 | 1781 | 2548 | 3495 | 4708 | 7021 | 8793 | 10703 | 12550 | 14862 | 17344 | 19873 | 22379 | 24849 | 27480 | 30126 | 32607 | 35206 | 37542 | 39697 | 41507 | 43236 | 44786 | 46378 | 47956 | 48297 | 48491 | Darlington | Tees Valley | Tees Valley
Doncaster |  |  | 1259 | 1343 | 1642 | 2287 | 3026 | 3775 | 5917 | 8046 | 10874 | 15014 | 19666 | 24554 | 29322 | 34718 | 40421 | 47156 | 55115 | 61957 | 68649 | 75491 | 82638 | 88978 | 96027 | 102406 | 108220 | 113228 | 117807 | 122002 | 126296 | 130560 | 131706 | 132332 | Doncaster | Sheffield City Region | Sheffield City Region
East Lindsey |  |  | 226 | 256 | 310 | 404 | 515 | 637 | 1098 | 1667 | 3367 | 4909 | 6112 | 5565 | 6650 | 7276 | 8151 | 9001 | 9567 | 10545 | 11309 | 12292 | 13490 | 14089 | 15128 | 15980 | 16785 | 17431 | 18140 | 18690 | 19242 | 19790 | 19983 | 20093 | East Lindsey | Greater Lincolnshire | Greater Lincolnshire
East Riding of Yorkshire |  |  | 1574 | 1796 | 2159 | 2791 | 3562 | 4400 | 6871 | 10052 | 16382 | 23584 | 30394 | 32237 | 38684 | 44097 | 50868 | 58242 | 65954 | 73592 | 80843 | 88489 | 97045 | 103385 | 111452 | 118472 | 125062 | 130484 | 135855 | 140555 | 145184 | 149914 | 151278 | 152009 | East Riding of Yorkshire | Humber ¦ York and North Yorkshire | Humber | York and North Yorkshire
Gateshead |  |  | 552 | 644 | 804 | 1156 | 1582 | 1967 | 3156 | 4488 | 6149 | 8272 | 12359 | 15454 | 18846 | 22249 | 26909 | 31408 | 36039 | 40563 | 45013 | 49616 | 54423 | 58994 | 63783 | 68074 | 71988 | 75302 | 78428 | 81208 | 84080 | 86980 | 87600 | 87952 | Gateshead | North Eastern | North Eastern
Hambleton |  |  | 493 | 565 | 675 | 898 | 1155 | 1579 | 2271 | 3665 | 5438 | 7773 | 8029 | 10048 | 11380 | 13221 | 14417 | 16481 | 18301 | 20337 | 22344 | 24274 | 26311 | 28280 | 30386 | 32418 | 34048 | 35658 | 36958 | 38347 | 39570 | 40867 | 41295 | 41566 | Hambleton | York and North Yorkshire | York and North Yorkshire
Harrogate |  |  | 550 | 618 | 732 | 976 | 1272 | 1617 | 2409 | 3615 | 5310 | 7547 | 9948 | 12417 | 14967 | 17632 | 20754 | 24241 | 27708 | 31267 | 34737 | 38368 | 42108 | 45559 | 49242 | 52644 | 55700 | 58416 | 60929 | 63302 | 65644 | 67998 | 68600 | 68944 | Harrogate | Leeds City Region ¦ York and North Yorkshire | Leeds City Region | York and North Yorkshire
Hartlepool |  |  | 333 | 395 | 497 | 722 | 989 | 1231 | 1950 | 2762 | 3769 | 5014 | 7052 | 8704 | 10438 | 12202 | 14318 | 16546 | 18761 | 20960 | 23143 | 25390 | 27712 | 29908 | 32205 | 34291 | 36191 | 37799 | 39318 | 40686 | 42085 | 43490 | 43834 | 44052 | Hartlepool | Tees Valley | Tees Valley
High Peak |  |  | 14 | 16 | 19 | 24 | 30 | 37 | 68 | 117 | 352 | 537 | 635 | 534 | 648 | 679 | 763 | 829 | 851 | 931 | 994 | 1077 | 1190 | 1232 | 1324 | 1396 | 1466 | 1521 | 1586 | 1631 | 1678 | 1721 | 1736 | 1743 | High Peak | Derby, Derbyshire, Nottingham and Nottinghamshire | Derby, Derbyshire, Nottingham and Nottinghamshire
Kingston upon Hull, City of |  |  | 785 | 880 | 1121 | 1704 | 2378 | 3096 | 4540 | 6847 | 8905 | 12061 | 15629 | 21676 | 25905 | 30705 | 35950 | 41697 | 48266 | 54287 | 60434 | 66572 | 72867 | 79215 | 85641 | 91533 | 96697 | 101225 | 105272 | 108985 | 112767 | 116533 | 117435 | 117928 | Kingston upon Hull, City of | Humber | Humber
Kirklees |  |  | 1155 | 1323 | 1666 | 2433 | 3338 | 4312 | 6468 | 9822 | 13243 | 18065 | 23316 | 32791 | 39293 | 46688 | 54748 | 63385 | 73697 | 82967 | 92339 | 101815 | 111434 | 121316 | 131007 | 139989 | 147815 | 154796 | 161035 | 166773 | 172700 | 178514 | 179780 | 180505 | Kirklees | Leeds City Region | Leeds City Region
Leeds |  |  | 2163 | 2517 | 3205 | 4752 | 6578 | 8545 | 12891 | 19710 | 25878 | 34580 | 44382 | 62550 | 74502 | 88118 | 102844 | 119172 | 136698 | 153174 | 169912 | 186604 | 203710 | 220408 | 237271 | 252849 | 266827 | 278969 | 290093 | 300468 | 310890 | 321390 | 323852 | 325352 | Leeds | Leeds City Region | Leeds City Region
Middlesbrough |  |  | 435 | 521 | 655 | 962 | 1329 | 1646 | 2636 | 3720 | 5053 | 6703 | 9865 | 12223 | 14750 | 17263 | 20273 | 23474 | 26669 | 29825 | 32962 | 36242 | 39572 | 42672 | 45901 | 48854 | 51575 | 53871 | 56056 | 58044 | 60072 | 62088 | 62560 | 62863 | Middlesbrough | Tees Valley | Tees Valley
Newcastle upon Tyne |  |  | 860 | 1019 | 1274 | 1829 | 2534 | 3191 | 5333 | 7644 | 10366 | 13622 | 19633 | 24145 | 28973 | 33796 | 39959 | 46029 | 52064 | 57979 | 63912 | 70046 | 76334 | 82153 | 88203 | 93796 | 98947 | 103352 | 107508 | 111360 | 115255 | 119186 | 120211 | 120908 | Newcastle upon Tyne | North Eastern | North Eastern
North East Derbyshire |  |  | 47 | 56 | 72 | 104 | 142 | 184 | 293 | 484 | 706 | 964 | 1249 | 1733 | 2082 | 2468 | 2866 | 3330 | 3735 | 4193 | 4618 | 5068 | 5541 | 5930 | 6359 | 6753 | 7119 | 7432 | 7739 | 8026 | 8306 | 8593 | 8652 | 8689 | North East Derbyshire | Derby, Derbyshire, Nottingham and Nottinghamshire ¦ Sheffield City Region | Derby, Derbyshire, Nottingham and Nottinghamshire | Sheffield City Region
North East Lincolnshire |  |  | 482 | 549 | 681 | 962 | 1291 | 1646 | 2482 | 3763 | 5154 | 7146 | 9377 | 12832 | 15445 | 18400 | 21585 | 25110 | 29214 | 32952 | 36636 | 40406 | 44280 | 48027 | 51856 | 55375 | 58486 | 61221 | 63713 | 66001 | 68330 | 70643 | 71122 | 71381 | North East Lincolnshire | Greater Lincolnshire ¦ Humber | Greater Lincolnshire | Humber
North Lincolnshire |  |  | 734 | 818 | 993 | 1336 | 1740 | 2167 | 3448 | 5037 | 7788 | 10998 | 14236 | 15922 | 19041 | 21993 | 25310 | 29166 | 33015 | 36910 | 40525 | 44386 | 48626 | 51759 | 55748 | 59253 | 62538 | 65256 | 67914 | 70272 | 72608 | 74990 | 75673 | 76039 | North Lincolnshire | Greater Lincolnshire ¦ Humber | Greater Lincolnshire | Humber
North Tyneside |  |  | 537 | 628 | 788 | 1170 | 1648 | 2034 | 3316 | 4712 | 6479 | 8824 | 13084 | 16456 | 19997 | 23683 | 28081 | 32781 | 37521 | 42226 | 46861 | 51625 | 56541 | 61159 | 65988 | 70410 | 74431 | 77883 | 81127 | 84080 | 87091 | 90076 | 90722 | 91105 | North Tyneside | North Eastern | North Eastern
Northumberland |  |  | 1267 | 1467 | 1799 | 2487 | 3265 | 4526 | 6649 | 11045 | 16574 | 23827 | 25146 | 31596 | 36098 | 42066 | 46569 | 53565 | 59950 | 66946 | 73786 | 80443 | 87471 | 94294 | 101585 | 108412 | 113916 | 119211 | 123511 | 127970 | 131952 | 136176 | 137355 | 138061 | Northumberland | North Eastern | North Eastern
Pendle |  |  | 68 | 71 | 84 | 106 | 132 | 157 | 247 | 333 | 547 | 791 | 1036 | 1290 | 1571 | 1879 | 2197 | 2599 | 3016 | 3424 | 3786 | 4184 | 4608 | 4925 | 5313 | 5667 | 5997 | 6284 | 6555 | 6800 | 7057 | 7301 | 7356 | 7377 | Pendle | Lancashire | Lancashire
Redcar and Cleveland |  |  | 438 | 514 | 643 | 917 | 1231 | 1556 | 2378 | 3462 | 4822 | 6546 | 9155 | 11422 | 13845 | 16403 | 19478 | 22689 | 25854 | 29032 | 32163 | 35277 | 38614 | 41801 | 45144 | 48166 | 50897 | 53252 | 55442 | 57440 | 59467 | 61538 | 62018 | 62309 | Redcar and Cleveland | Tees Valley | Tees Valley
Richmondshire |  |  | 292 | 333 | 401 | 521 | 656 | 940 | 1278 | 2374 | 3771 | 5639 | 4939 | 6264 | 6809 | 7822 | 8348 | 9472 | 10426 | 11558 | 12669 | 13740 | 14850 | 15933 | 17106 | 18261 | 19073 | 19987 | 20612 | 21400 | 21989 | 22646 | 22883 | 23030 | Richmondshire | York and North Yorkshire | York and North Yorkshire
Rotherham |  |  | 960 | 1078 | 1345 | 1934 | 2622 | 3347 | 5166 | 7468 | 10072 | 13758 | 17809 | 22610 | 26900 | 31580 | 36736 | 42680 | 49368 | 55269 | 61230 | 67152 | 73377 | 78983 | 85161 | 90744 | 95852 | 100182 | 104167 | 107824 | 111504 | 115229 | 116265 | 116855 | Rotherham | Sheffield City Region | Sheffield City Region
Ryedale |  |  | 350 | 404 | 481 | 628 | 799 | 1049 | 1505 | 2351 | 3499 | 4936 | 5352 | 6505 | 7452 | 8606 | 9667 | 11003 | 12194 | 13498 | 14791 | 16062 | 17415 | 18671 | 20023 | 21320 | 22413 | 23455 | 24347 | 25268 | 26108 | 26995 | 27301 | 27508 | Ryedale | York and North Yorkshire | York and North Yorkshire
Scarborough |  |  | 492 | 556 | 674 | 907 | 1164 | 1479 | 2153 | 3129 | 4426 | 6079 | 8029 | 9906 | 11993 | 14063 | 16857 | 19669 | 22544 | 25412 | 28211 | 31107 | 34170 | 37112 | 40245 | 43013 | 45534 | 47688 | 49713 | 51520 | 53378 | 55282 | 55768 | 56036 | Scarborough | York and North Yorkshire | York and North Yorkshire
Selby |  |  | 506 | 583 | 711 | 949 | 1231 | 1535 | 2536 | 3715 | 6107 | 8577 | 10861 | 10691 | 12624 | 14056 | 15811 | 17630 | 19214 | 21140 | 22845 | 24797 | 27043 | 28485 | 30539 | 32286 | 33926 | 35248 | 36616 | 37773 | 38898 | 40066 | 40497 | 40766 | Selby | Leeds City Region ¦ York and North Yorkshire | Leeds City Region | York and North Yorkshire
Sheffield |  |  | 1502 | 1685 | 2125 | 3088 | 4208 | 5399 | 8116 | 12322 | 16161 | 21866 | 28429 | 40602 | 48607 | 57750 | 67740 | 78481 | 91599 | 102999 | 114752 | 126399 | 138230 | 150392 | 162301 | 173294 | 183003 | 191568 | 199278 | 206442 | 213748 | 220993 | 222601 | 223531 | Sheffield | Sheffield City Region | Sheffield City Region
South Tyneside |  |  | 399 | 468 | 588 | 858 | 1190 | 1471 | 2399 | 3407 | 4667 | 6286 | 9541 | 11947 | 14563 | 17194 | 20815 | 24309 | 27944 | 31470 | 34941 | 38548 | 42303 | 45885 | 49639 | 52997 | 56044 | 58626 | 61058 | 63205 | 65431 | 67674 | 68147 | 68408 | South Tyneside | North Eastern | North Eastern
Stockton-on-Tees |  |  | 578 | 691 | 871 | 1310 | 1841 | 2291 | 3733 | 5301 | 7250 | 9721 | 13534 | 16776 | 20106 | 23678 | 27561 | 31910 | 36166 | 40454 | 44702 | 48950 | 53420 | 57669 | 62123 | 66205 | 69895 | 73058 | 76025 | 78716 | 81460 | 84199 | 84887 | 85324 | Stockton-on-Tees | Tees Valley | Tees Valley
Sunderland |  |  | 693 | 813 | 1023 | 1516 | 2102 | 2584 | 4097 | 5758 | 7860 | 10601 | 16322 | 20521 | 25150 | 29607 | 35681 | 41808 | 48211 | 54467 | 60601 | 67144 | 73811 | 80157 | 86812 | 92724 | 98155 | 102705 | 107043 | 110860 | 114833 | 118779 | 119611 | 120057 | Sunderland | North Eastern | North Eastern
Wakefield |  |  | 1237 | 1411 | 1788 | 2646 | 3656 | 4713 | 7413 | 10799 | 14355 | 19151 | 24438 | 31484 | 37170 | 43570 | 50310 | 57913 | 66424 | 74138 | 81886 | 89750 | 97857 | 105569 | 113703 | 121163 | 127808 | 133583 | 138800 | 143598 | 148509 | 153406 | 154862 | 155761 | Wakefield | Leeds City Region | Leeds City Region
West Lindsey |  |  | 306 | 348 | 427 | 580 | 760 | 950 | 1657 | 2486 | 4786 | 6845 | 8446 | 8058 | 9572 | 10550 | 11817 | 13027 | 14028 | 15463 | 16633 | 18106 | 19813 | 20869 | 22413 | 23722 | 24907 | 25908 | 26936 | 27750 | 28604 | 29419 | 29717 | 29898 | West Lindsey | Greater Lincolnshire | Greater Lincolnshire
York |  |  | 683 | 804 | 987 | 1407 | 1920 | 2424 | 3886 | 5578 | 7655 | 10260 | 14051 | 17392 | 20811 | 24226 | 28313 | 32734 | 37113 | 41508 | 45870 | 50434 | 55060 | 59413 | 63971 | 68126 | 71923 | 75146 | 78197 | 80973 | 83795 | 86623 | 87337 | 87781 | York | Leeds City Region ¦ York and North Yorkshire | Leeds City Region | York and North Yorkshire

## LA MIN MAX Chart data
Decade | 2023 |  |  | 2030 |  |  | 2040 |  |  | 2050
Local Authority | MIN | MAX | INC | MIN | MAX | INC | MIN | MAX | INC | MIN | MAX | INC | LEPs | LEP 1 | LEP 2
Barnsley | 1796 | 5637 | 3841 | 6251 | 33937 | 27686 | 25317 | 77179 | 51862 | 37354 | 113369 | 76015 | Leeds City Region; Sheffield City Region | Leeds City Region | Sheffield City Region
Bassetlaw | 169 | 454 | 285 | 525 | 2515 | 1990 | 1876 | 5485 | 3609 | 2668 | 7868 | 5200 | Derby, Derbyshire, Nottingham and Nottinghamshire; Sheffield City Region | Derby, Derbyshire, Nottingham and Nottinghamshire | Sheffield City Region
Bradford | 2192 | 7809 | 5617 | 9099 | 54991 | 45892 | 38477 | 140803 | 102326 | 59325 | 209968 | 150643 | Leeds City Region; | Leeds City Region
Calderdale | 886 | 3034 | 2148 | 3587 | 22401 | 18814 | 15130 | 58452 | 43322 | 23523 | 87580 | 64057 | Leeds City Region; | Leeds City Region
County Durham | 3453 | 10448 | 6995 | 12521 | 66652 | 54131 | 48240 | 160136 | 111896 | 71901 | 236779 | 164878 | North Eastern; | North Eastern
Craven | 321 | 1071 | 750 | 1230 | 6475 | 5245 | 4667 | 13841 | 9174 | 6753 | 19970 | 13217 | Leeds City Region; York and North Yorkshire | Leeds City Region | York and North Yorkshire
Darlington | 524 | 1819 | 1295 | 2271 | 12751 | 10480 | 8949 | 32607 | 23658 | 13696 | 48491 | 34795 | Tees Valley; | Tees Valley
Doncaster | 2128 | 6127 | 3999 | 7136 | 37460 | 30324 | 26948 | 88978 | 62030 | 40098 | 132332 | 92234 | Sheffield City Region; | Sheffield City Region
East Lindsey | 394 | 1463 | 1069 | 1658 | 8161 | 6503 | 6199 | 14793 | 8594 | 8288 | 20093 | 11805 | Greater Lincolnshire; | Greater Lincolnshire
East Riding of Yorkshire | 2956 | 8585 | 5629 | 9968 | 49075 | 39107 | 35598 | 105602 | 70004 | 50754 | 152009 | 101255 | Humber; York and North Yorkshire | Humber | York and North Yorkshire
Gateshead | 974 | 3217 | 2243 | 3949 | 22894 | 18945 | 16092 | 58994 | 42902 | 24703 | 87952 | 63249 | North Eastern; | North Eastern
Hambleton | 865 | 2658 | 1793 | 3299 | 14380 | 11081 | 10978 | 29957 | 18979 | 15232 | 41566 | 26334 | York and North Yorkshire; | York and North Yorkshire
Harrogate | 992 | 2865 | 1873 | 3765 | 18238 | 14473 | 12750 | 45559 | 32809 | 19158 | 68944 | 49786 | Leeds City Region; York and North Yorkshire | Leeds City Region | York and North Yorkshire
Hartlepool | 582 | 1941 | 1359 | 2339 | 12562 | 10223 | 9126 | 30073 | 20947 | 13657 | 44052 | 30395 | Tees Valley; | Tees Valley
High Peak | 21 | 119 | 98 | 139 | 757 | 618 | 542 | 1268 | 726 | 712 | 1743 | 1031 | Derby, Derbyshire, Nottingham and Nottinghamshire,; | Derby, Derbyshire, Nottingham and Nottinghamshire,
Kingston upon Hull | 1364 | 4797 | 3433 | 5652 | 32015 | 26363 | 22763 | 79215 | 56452 | 34573 | 117928 | 83355 | Humber; | Humber
Kirklees | 2021 | 6954 | 4933 | 8135 | 47702 | 39567 | 33261 | 121316 | 88055 | 51018 | 180505 | 129487 | Leeds City Region; | Leeds City Region
Leeds | 3666 | 13271 | 9605 | 15358 | 87891 | 72533 | 62252 | 220408 | 158156 | 94923 | 325352 | 230429 | Leeds City Region; | Leeds City Region
Middlesbrough | 753 | 2591 | 1838 | 3146 | 17293 | 14147 | 12335 | 42672 | 30337 | 18713 | 62863 | 44150 | Tees Valley; | Tees Valley
Newcastle upon Tyne | 1477 | 5062 | 3585 | 6103 | 33630 | 27527 | 24056 | 82153 | 58097 | 36459 | 120908 | 84449 | North Eastern; | North Eastern
North East Derbyshire | 82 | 336 | 254 | 386 | 2305 | 1919 | 1566 | 5930 | 4364 | 2416 | 8689 | 6273 | Derby, Derbyshire, Nottingham and Nottinghamshire; Sheffield City Region | Derby, Derbyshire, Nottingham and Nottinghamshire | Sheffield City Region
North East Lincolnshire | 878 | 2808 | 1930 | 3294 | 18901 | 15607 | 13082 | 48027 | 34945 | 19946 | 71381 | 51435 | Greater Lincolnshire; Humber | Greater Lincolnshire | Humber
North Lincolnshire | 1308 | 4044 | 2736 | 4684 | 23767 | 19083 | 17349 | 52029 | 34680 | 24908 | 76039 | 51131 | Greater Lincolnshire; Humber | Greater Lincolnshire | Humber
North Tyneside | 1020 | 3502 | 2482 | 4378 | 23891 | 19513 | 16810 | 61159 | 44349 | 25727 | 91105 | 65378 | North Eastern; | North Eastern
Northumberland | 2210 | 7680 | 5470 | 9251 | 45614 | 36363 | 34480 | 98957 | 64477 | 48554 | 138061 | 89507 | North Eastern; | North Eastern
Pendle | 113 | 301 | 188 | 375 | 1952 | 1577 | 1299 | 4925 | 3626 | 1934 | 7377 | 5443 | Lancashire; | Lancashire
Redcar and Cleveland | 746 | 2446 | 1700 | 2981 | 16741 | 13760 | 11948 | 41801 | 29853 | 18052 | 62309 | 44257 | Tees Valley; | Tees Valley
Richmondshire | 498 | 1651 | 1153 | 1989 | 8865 | 6876 | 6854 | 17373 | 10519 | 9289 | 23030 | 13741 | York and North Yorkshire; | York and North Yorkshire
Rotherham | 1686 | 5405 | 3719 | 6183 | 33523 | 27340 | 24347 | 79009 | 54662 | 36317 | 116855 | 80538 | Sheffield City Region; | Sheffield City Region
Ryedale | 601 | 1720 | 1119 | 2116 | 9259 | 7143 | 6987 | 19294 | 12307 | 9830 | 27508 | 17678 | York and North Yorkshire; | York and North Yorkshire
Scarborough | 798 | 2303 | 1505 | 2936 | 15201 | 12265 | 10898 | 37471 | 26573 | 16255 | 56036 | 39781 | York and North Yorkshire; | York and North Yorkshire
Selby | 903 | 2955 | 2052 | 3296 | 15674 | 12378 | 12164 | 29954 | 17790 | 16667 | 40766 | 24099 | Leeds City Region; York and North Yorkshire | Leeds City Region | York and North Yorkshire
Sheffield | 2516 | 8519 | 6003 | 9943 | 58436 | 48493 | 40640 | 150392 | 109752 | 62678 | 223531 | 160853 | Sheffield City Region; | Sheffield City Region
South Tyneside | 716 | 2446 | 1730 | 2992 | 17733 | 14741 | 12458 | 45885 | 33427 | 19188 | 68408 | 49220 | North Eastern; | North Eastern
Stockton-on-Tees | 1096 | 3803 | 2707 | 4662 | 24311 | 19649 | 17723 | 58473 | 40750 | 26445 | 85324 | 58879 | Tees Valley; | Tees Valley
Sunderland | 1242 | 4227 | 2985 | 5319 | 30670 | 25351 | 21422 | 80157 | 58735 | 33072 | 120057 | 86985 | North Eastern; | North Eastern
Wakefield | 2072 | 7323 | 5251 | 8307 | 45583 | 37276 | 33884 | 105739 | 71855 | 50345 | 155761 | 105416 | Leeds City Region; | Leeds City Region
West Lindsey | 499 | 2017 | 1518 | 2251 | 11666 | 9415 | 8936 | 21747 | 12811 | 12137 | 29898 | 17761 | Greater Lincolnshire; | Greater Lincolnshire
York | 1220 | 3954 | 2734 | 4871 | 25086 | 20215 | 18177 | 59650 | 41473 | 27079 | 87781 | 60702 | Leeds City Region; York and North Yorkshire | Leeds City Region | York and North Yorkshire
Northern Powergrid | 2023 |  |  | 2030 |  |  | 2040 |  |  | 2050
| MIN | MAX | INC | MIN | MAX | INC | MIN | MAX | INC | MIN | MAX | INC
| 47738 | 157362 | 109624 | 186345 | 1010958 | 824613 | 726580 | 2427463 | 1700883 | 1084347 | 3570188 | 2485841
| 2023 | 2030 | 2040 | 2050
Min | 47738 | 186345 | 726580 | 1084347
Inc | 109624 | 824613 | 1700883 | 2485841
Max | 157362 | 1010958 | 2427463 | 3570188
Electric Vehicles (No.) | 2020 | 2030 | 2040 | 2050
Community Renewables | 56135 | 1393292 | 4452122 | 4588641
Two Degrees | 55599 | 1381697 | 4367503 | 4571662
Steady Progression | 31748 | 278425 | 2162869 | 4361224
Consumer Evolution | 31641 | 272232 | 2121728 | 4336572