## NPg Topology (BSPs & Primaries)
Licence | Substation Name | Substation Type in Forecasting Model | Distribution Information | LA served predominantly by primary (or for BSP - where physically sited) | All LA's served by primary | Postcode where substation is physically sited | Bulk Supply point (BSP) feeding Primaries | LA where BSP is physically sited | Grid Supply Point (GSP) feeding BSPs and Primaries | LA where GSP is physically sited | GSP ID
NPgN | ANNFIELD | BSP | NPgN Bulk Supply Point: Distributes to Primary network | County Durham | Not relevant for BSP | DH9 7XW | ANNFIELD | County Durham | STELLA SOUTH | Gateshead | STES_1
NPgN | BARRACK ROAD | BSP | NPgN Bulk Supply Point: Distributes to Primary network | Newcastle upon Tyne | Not relevant for BSP | NE4 6DB | BARRACK ROAD | Newcastle upon Tyne | STELLA NORTH | Newcastle upon Tyne | STEN_1
NPgN | BLUCHER | BSP | NPgN Bulk Supply Point: Distributes to Primary network | Newcastle upon Tyne | Not relevant for BSP | NE15 9SB | BLUCHER | Newcastle upon Tyne | STELLA NORTH | Newcastle upon Tyne | STEN_1
NPgN | BOWESFIELD | BSP | NPgN Bulk Supply Point: Distributes to Primary network | Stockton-on-Tees | Not relevant for BSP | TS18 3HR | BOWESFIELD | Stockton-on-Tees | NORTON | Stockton-on-Tees | NORT_1
NPgN | CHIRTON GRANGE | BSP | NPgN Bulk Supply Point: Distributes to Primary network | North Tyneside | Not relevant for BSP | NE29 8EY | CHIRTON GRANGE | North Tyneside | TYNEMOUTH | North Tyneside | TYNE_1
NPgN | COALBURNS | BSP | NPgN Bulk Supply Point: Distributes to Primary network | Gateshead | Not relevant for BSP | NE40 4JP | COALBURNS | Gateshead | STELLA SOUTH | Gateshead | STES_1
NPgN | DARLINGTON CENTRAL | BSP | NPgN Bulk Supply Point: Distributes to Primary network | Darlington | Not relevant for BSP | DL1 1HG | DARLINGTON CENTRAL | Darlington | NORTON | Stockton-on-Tees | NORT_1
NPgN | DARLINGTON NORTH | BSP | NPgN Bulk Supply Point: Distributes to Primary network | Darlington | Not relevant for BSP | DL3 0XE | DARLINGTON NORTH | Darlington | NORTON | Stockton-on-Tees | NORT_1
NPgN | DUNSTON | BSP | NPgN Bulk Supply Point: Distributes to Primary network | Gateshead | Not relevant for BSP | NE11 9DG | DUNSTON | Gateshead | STELLA NORTH | Newcastle upon Tyne | STEN_1
NPgN | FLATWORTH | BSP | NPgN Bulk Supply Point: Distributes to Primary network | North Tyneside | Not relevant for BSP | NE29 7FN | FLATWORTH | North Tyneside | TYNEMOUTH | North Tyneside | TYNE_1
NPgN | GOSFORTH | BSP | NPgN Bulk Supply Point: Distributes to Primary network | Newcastle upon Tyne | Not relevant for BSP | NE3 1RR | GOSFORTH | Newcastle upon Tyne | TYNEMOUTH | North Tyneside | TYNE_1
NPgN | HARROGATE 132/33KV | BSP | NPgN Bulk Supply Point: Distributes to Primary network | Harrogate | Not relevant for BSP | HG1 2LA | HARROGATE 132/33KV | Harrogate | KNARESBOROUGH | Harrogate | KNARE_111
NPgN | HUSTHWAITE | BSP | NPgN Bulk Supply Point: Distributes to Primary network | Hambleton | Not relevant for BSP | YO61 4PN | HUSTHWAITE | Hambleton | KNARESBOROUGH | Harrogate | KNARE_111
NPgN | LEEMING BAR_SKEEBY | BSP | NPgN Bulk Supply Point: Distributes to Primary network | Hambleton | Not relevant for BSP | DL7 0RL & DL10 7ED | LEEMING BAR_SKEEBY | Hambleton | NORTON | Stockton-on-Tees | NORT_1
NPgN | LINTON | BSP | NPgN Bulk Supply Point: Distributes to Primary network | Northumberland | Not relevant for BSP | NE61 3AX | LINTON | Northumberland | BLYTH 132kV | Northumberland | BLYTH132
NPgN | MALTON GRID | BSP | NPgN Bulk Supply Point: Distributes to Primary network | Ryedale | Not relevant for BSP | YO17 6RD | MALTON GRID | Ryedale | OSBALDWICK | York | OSBA_1
NPgN | MELROSEGATE | BSP | NPgN Bulk Supply Point: Distributes to Primary network | York | Not relevant for BSP | YO31 0YB | MELROSEGATE | York | OSBALDWICK | York | OSBA_1
NPgN | NORTH TEES | BSP | NPgN Bulk Supply Point: Distributes to Primary network | Stockton-on-Tees | Not relevant for BSP | TS23 1PX | NORTH TEES | Stockton-on-Tees | NORTON | Stockton-on-Tees | NORT_1
NPgN | POTTER HOUSE | BSP | NPgN Bulk Supply Point: Distributes to Primary network | County Durham | Not relevant for BSP | DH1 5FF | POTTER HOUSE | County Durham | SPENNYMOOR | County Durham | SPEN_1
NPgN | RAVENSWORTH | BSP | NPgN Bulk Supply Point: Distributes to Primary network | Gateshead | Not relevant for BSP | DH3 1RQ | RAVENSWORTH | Gateshead | STELLA SOUTH | Gateshead | STES_1
NPgN | SCARBOROUGH GRID | BSP | NPgN Bulk Supply Point: Distributes to Primary network | Scarborough | Not relevant for BSP | YO11 2YH | SCARBOROUGH GRID | Scarborough | OSBALDWICK | York | OSBA_1
NPgN | SEAL SANDS | BSP | NPgN Bulk Supply Point: Distributes to Primary network | Stockton-on-Tees | Not relevant for BSP | TS2 1FB | SEAL SANDS | Stockton-on-Tees | SALTHOLME | Stockton-on-Tees | SALH_1
NPgN | SPADEADAM 33KV | BSP | NPgN Grid Supply Point: Distributes to Primary network | Northumberland | Not relevant for BSP | CA8 7AT | SPADEADAM 33KV | Northumberland | SPADEADAM | Northumberland | KIELD01
NPgN | SPENNYMOOR 132/66KV | BSP | NPgN Bulk Supply Point: Distributes to Primary network | County Durham | Not relevant for BSP | DH6 5JX | SPENNYMOOR 132/66KV | County Durham | SPENNYMOOR | County Durham | SPEN_1
NPgN | TORONTO | BSP | NPgN Bulk Supply Point: Distributes to Primary network | County Durham | Not relevant for BSP | DL14 7RJ | TORONTO | County Durham | SPENNYMOOR | County Durham | SPEN_1
NPgN | WORMALD GREEN 132/33KV | BSP | NPgN Bulk Supply Point: Distributes to Primary network | Harrogate | Not relevant for BSP | HG3 3PS | WORMALD GREEN 132/33KV | Harrogate | KNARESBOROUGH | Harrogate | KNARE_111
NPgN | ACKLAM | Primary | NPgN Primary: Distributes to Secondary network | Middlesbrough | Middlesbrough | TS5 7LD | BOWESFIELD | Stockton-on-Tees | NORTON | Stockton-on-Tees | NORT_1
NPgN | AMBERTON ROAD | Primary | NPgN Primary: Distributes to Secondary network | Hartlepool | Hartlepool | TS24 8PQ | HARTMOOR | Hartlepool | HARTMOOR | Hartlepool | HARM_6
NPgN | ANNFIELD 66/20KV | Primary | NPgN Primary: Distributes to Secondary network | County Durham | County Durham; Gateshead | DH9 7XW | ANNFIELD | County Durham | STELLA SOUTH | Gateshead | STES_1
NPgN | ASHINGTON | Primary | NPgN Primary: Distributes to Secondary network | Northumberland | Northumberland | NE63 8UE | BLYTH 66kV | Northumberland | BLYTH 66kV | Northumberland | BLYTB1
NPgN | AYCLIFFE FORREST | Primary | NPgN Primary: Distributes to Secondary network | County Durham | County Durham | DL1 3NL | DARLINGTON NORTH | Darlington | NORTON | Stockton-on-Tees | NORT_1
NPgN | AYCLIFFE INDUSTRIAL | Primary | NPgN Primary: Distributes to Secondary network | County Durham | County Durham | DL5 6HB | DARLINGTON NORTH | Darlington | NORTON | Stockton-on-Tees | NORT_1
NPgN | BARDEN FRIAR | Primary | NPgN Primary: Distributes to Secondary network | Richmondshire | Richmondshire | DL8 5JR | LEEMING BAR_SKEEBY | Hambleton | NORTON | Stockton-on-Tees | NORT_1
NPgN | BEDALE | Primary | NPgN Primary: Distributes to Secondary network | Hambleton | Hambleton; Harrogate; Richmondshire | DL8 1AH | LEEMING BAR_SKEEBY | Hambleton | NORTON | Stockton-on-Tees | NORT_1
NPgN | BELMONT | Primary | NPgN Primary: Distributes to Secondary network | County Durham | County Durham | DH1 2HL | POTTER HOUSE | County Durham | SPENNYMOOR | County Durham | SPEN_1
NPgN | BENSHAM | Primary | NPgN Primary: Distributes to Secondary network | Gateshead | Gateshead | NE8 2XY | DUNSTON | Gateshead | STELLA NORTH | Newcastle upon Tyne | STEN_1
NPgN | BENTON SQUARE | Primary | NPgN Primary: Distributes to Secondary network | North Tyneside | North Tyneside; Northumberland | NE12 9SR | BLYTH 66kV | Northumberland | BLYTH 66kV | Northumberland | BLYTB1
NPgN | BENWELL | Primary | NPgN Primary: Distributes to Secondary network | Newcastle upon Tyne | Newcastle upon Tyne | NE4 8XQ | DUNSTON | Gateshead | STELLA NORTH | Newcastle upon Tyne | STEN_1
NPgN | BILLINGHAM MARSH HOUSE | Primary | NPgN Primary: Distributes to Secondary network | Stockton-on-Tees | Stockton-on-Tees | TS23 2AL | NORTH TEES | Stockton-on-Tees | NORTON | Stockton-on-Tees | NORT_1
NPgN | BILLY MILL | Primary | NPgN Primary: Distributes to Secondary network | North Tyneside | North Tyneside | NE29 8LP | CHIRTON GRANGE | North Tyneside | TYNEMOUTH | North Tyneside | TYNE_1
NPgN | BIRTLEY GROVE 66/11KV | Primary | NPgN Primary: Distributes to Secondary network | County Durham | County Durham; Gateshead; Sunderland | DH3 1JH | RAVENSWORTH | Gateshead | STELLA SOUTH | Gateshead | STES_1
NPgN | BIRTLEY GROVE 66/20KV | Primary | NPgN Primary: Distributes to Secondary network | Gateshead | County Durham; Gateshead | DH3 1JH | RAVENSWORTH | Gateshead | STELLA SOUTH | Gateshead | STES_1
NPgN | BLAYDON BURN | Primary | NPgN Primary: Distributes to Secondary network | Gateshead | Gateshead | NE21 4BG | DUNSTON | Gateshead | STELLA NORTH | Newcastle upon Tyne | STEN_1
NPgN | BLUCHER 33/11KV | Primary | NPgN Primary: Distributes to Secondary network | Newcastle upon Tyne | Newcastle upon Tyne; Northumberland | NE15 9SB | BLUCHER | Newcastle upon Tyne | STELLA NORTH | Newcastle upon Tyne | STEN_1
NPgN | BOLDON DOWNHILL | Primary | NPgN Primary: Distributes to Secondary network | Sunderland | Gateshead; South Tyneside; Sunderland | NE36 0AS | WEST BOLDON | South Tyneside | WEST BOLDON | South Tyneside | WBOL_6
NPgN | BOROUGHBRIDGE/ROECLIFFE INDUSTRIAL | Primary | NPgN Primary Group: Distributes to Secondary network | Harrogate | Harrogate | YO51 9NS & YO51 9NR | WORMALD GREEN 132/33KV | Harrogate | KNARESBOROUGH | Harrogate | KNARE_111
NPgN | BOWESFIELD 33/11KV | Primary | NPgN Primary: Distributes to Secondary network | Stockton-on-Tees | Stockton-on-Tees | TS18 3HR | BOWESFIELD | Stockton-on-Tees | NORTON | Stockton-on-Tees | NORT_1
NPgN | BOWESFIELD 66/11KV | Primary | NPgN Primary: Distributes to Secondary network | Stockton-on-Tees | Stockton-on-Tees | TS18 3HR | NORTH TEES | Stockton-on-Tees | NORTON | Stockton-on-Tees | NORT_1
NPgN | BRANCEPETH | Primary | NPgN Primary: Distributes to Secondary network | County Durham | County Durham | DL15 0TW | SPENNYMOOR 132/66KV | County Durham | SPENNYMOOR | County Durham | SPEN_1
NPgN | BREAMISH STREET | Primary | NPgN Primary: Distributes to Secondary network | Newcastle upon Tyne | Newcastle upon Tyne | NE1 2BL | WEST BOLDON | South Tyneside | WEST BOLDON | South Tyneside | WBOL_6
NPgN | BRENDA TRADING | Primary | NPgN Primary: Distributes to Secondary network | Hartlepool | Hartlepool | TS25 1PD | HARTMOOR | Hartlepool | HARTMOOR | Hartlepool | HARM_6
NPgN | CAMPLESHON ROAD | Primary | NPgN Primary: Distributes to Secondary network | York | Selby; York | YO23 1HZ | MELROSEGATE | York | OSBALDWICK | York | OSBA_1
NPgN | CARLEY HILL | Primary | NPgN Primary: Distributes to Secondary network | Sunderland | South Tyneside; Sunderland | SR5 1SG | WEST BOLDON | South Tyneside | WEST BOLDON | South Tyneside | WBOL_6
NPgN | CARLIN HOW T3 T4 | Primary | NPgN Primary: Distributes to Secondary network | Redcar and Cleveland | Redcar and Cleveland; Scarborough | TS13 4DL | LACKENBY | Redcar and Cleveland | LACKENBY | Redcar and Cleveland | LACK_6
NPgN | CARR HILL | Primary | NPgN Primary: Distributes to Secondary network | Gateshead | Gateshead | NE10 9SY | WEST BOLDON | South Tyneside | WEST BOLDON | South Tyneside | WBOL_6
NPgN | CATTERICK CAMP | Primary | NPgN Primary: Distributes to Secondary network | Richmondshire | Hambleton; Harrogate; Richmondshire | DL9 3HE | LEEMING BAR_SKEEBY | Hambleton | NORTON | Stockton-on-Tees | NORT_1
NPgN | CLOSE | Primary | NPgN Primary: Distributes to Secondary network | Newcastle upon Tyne | Newcastle upon Tyne | NE1 3NB | DUNSTON | Gateshead | STELLA NORTH | Newcastle upon Tyne | STEN_1
NPgN | CONEYTHORPE | Primary | NPgN Primary: Distributes to Secondary network | Harrogate | Harrogate | HG5 0RZ | WORMALD GREEN 132/33KV | Harrogate | KNARESBOROUGH | Harrogate | KNARE_111
NPgN | CONSETT | Primary | NPgN Primary: Distributes to Secondary network | County Durham | County Durham; Gateshead; Northumberland | DH8 7ND | ANNFIELD | County Durham | STELLA SOUTH | Gateshead | STES_1
NPgN | CORPORATION STREET | Primary | NPgN Primary: Distributes to Secondary network | Newcastle upon Tyne | Newcastle upon Tyne | NE4 5SS | BARRACK ROAD | Newcastle upon Tyne | STELLA NORTH | Newcastle upon Tyne | STEN_1
NPgN | COWTON | Primary | NPgN Primary: Distributes to Secondary network | Hambleton | Hambleton; Richmondshire | DL6 2NF | DARLINGTON CENTRAL | Darlington | NORTON | Stockton-on-Tees | NORT_1
NPgN | CRAMLINGTON T1 T3 | Primary | NPgN Primary: Distributes to Secondary network | Northumberland | Northumberland | NE23 8AJ | BLYTH 66kV | Northumberland | BLYTH 66kV | Northumberland | BLYTB1
NPgN | CRAMLINGTON T2 T4 | Primary | NPgN Primary: Distributes to Secondary network | Northumberland | Northumberland | NE23 8AJ | BLYTH 66kV | Northumberland | BLYTH 66kV | Northumberland | BLYTB1
NPgN | DARLEY | Primary | NPgN Primary: Distributes to Secondary network | Harrogate | Harrogate | HG3 2PP | WORMALD GREEN 132/33KV | Harrogate | KNARESBOROUGH | Harrogate | KNARE_111
NPgN | DARLINGTON 132/6KV | Primary | NPgN Bulk Supply Point: Distributes to Secondary network | Darlington | Darlington | DL1 1SW | NORTON | Stockton-on-Tees | NORTON | Stockton-on-Tees | NORT_1
NPgN | DARLINGTON 33/11KV | Primary | NPgN Primary: Distributes to Secondary network | Darlington | Darlington; Richmondshire | DL1 1SW | DARLINGTON CENTRAL | Darlington | NORTON | Stockton-on-Tees | NORT_1
NPgN | DARLINGTON CENTRAL 33/11KV | Primary | NPgN Primary: Distributes to Secondary network | Darlington | Darlington | DL1 1HG | DARLINGTON CENTRAL | Darlington | NORTON | Stockton-on-Tees | NORT_1
NPgN | DARLINGTON EAST | Primary | NPgN Primary: Distributes to Secondary network | Darlington | Darlington; Hambleton; Richmondshire; Stockton-on-Tees | DL1 4NP | DARLINGTON CENTRAL | Darlington | NORTON | Stockton-on-Tees | NORT_1
NPgN | DARLINGTON WEST | Primary | NPgN Primary: Distributes to Secondary network | Darlington | Darlington | DL3 9QG | DARLINGTON NORTH | Darlington | NORTON | Stockton-on-Tees | NORT_1
NPgN | DENWICK | Primary | NPgN Primary: Distributes to Secondary network | Northumberland | Northumberland | NE66 3RG | LINTON | Northumberland | BLYTH 132kV | Northumberland | BLYTH132
NPgN | DUNSTON 66/11KV | Primary | NPgN Primary: Distributes to Secondary network | Gateshead | Gateshead | NE11 9DG | DUNSTON | Gateshead | STELLA NORTH | Newcastle upon Tyne | STEN_1
NPgN | DUNSTON 66/20KV | Primary | NPgN Primary: Distributes to Secondary network | Gateshead | County Durham; Gateshead | NE11 9DG | DUNSTON | Gateshead | STELLA NORTH | Newcastle upon Tyne | STEN_1
NPgN | DURHAM EAST | Primary | NPgN Primary: Distributes to Secondary network | County Durham | County Durham | DH1 5SU | POTTER HOUSE | County Durham | SPENNYMOOR | County Durham | SPEN_1
NPgN | EASTFIELD | Primary | NPgN Primary: Distributes to Secondary network | Scarborough | Scarborough | YO11 3BY | SCARBOROUGH GRID | Scarborough | OSBALDWICK | York | OSBA_1
NPgN | EASTGATE CEMENT | Primary | NPgN Primary: Distributes to Secondary network | County Durham | County Durham; Northumberland | DL13 2LA | TORONTO | County Durham | SPENNYMOOR | County Durham | SPEN_1
NPgN | EDUCATIONAL PRECINCT | Primary | NPgN Primary: Distributes to Secondary network | Newcastle upon Tyne | Newcastle upon Tyne | NE5 4JQ | BARRACK ROAD | Newcastle upon Tyne | STELLA NORTH | Newcastle upon Tyne | STEN_1
NPgN | ELVINGTON | Primary | NPgN Primary: Distributes to Secondary network (don't confuse with the GSP) | York | SelbyYork | YO41 4DY | MELROSEGATE | York | OSBALDWICK | York | OSBA_1
NPgN | FARADAY STREET | Primary | NPgN Primary: Distributes to Secondary network | Middlesbrough | Middlesbrough | TS1 4JG | NORTH TEES | Stockton-on-Tees | NORTON | Stockton-on-Tees | NORT_1
NPgN | FAWDON T1 & SEATON BURN T1 | Primary | NPgN Primary Group: Distributes to Secondary network | Newcastle upon Tyne | Newcastle upon Tyne; North Tyneside; Northumberland | NE3 2SW & NE13 6BH | BLYTH 66kV | Northumberland | BLYTH 66kV | Northumberland | BLYTB1
NPgN | FISHBURN | Primary | NPgN Primary: Distributes to Secondary network | County Durham | County Durham | TS29 6JQ | SPENNYMOOR 132/66KV | County Durham | SPENNYMOOR | County Durham | SPEN_1
NPgN | FLATWORTH CENTRAL | Primary | NPgN Primary: Distributes to Secondary network | North Tyneside | North Tyneside | NE29 7SH | FLATWORTH | North Tyneside | TYNEMOUTH | North Tyneside | TYNE_1
NPgN | FOSS ISLANDS | Primary | NPgN Primary: Distributes to Secondary network | York | York | YO31 7US | MELROSEGATE | York | OSBALDWICK | York | OSBA_1
NPgN | FOSSWAY 33/11KV | Primary | NPgN Primary: Distributes to Secondary network | Newcastle upon Tyne | Newcastle upon Tyne; North Tyneside | NE6 4AN | GOSFORTH | Newcastle upon Tyne | TYNEMOUTH | North Tyneside | TYNE_1
NPgN | FOURSTONES 20KV | Primary | NPgN Grid Supply Point: Distributes to Secondary network | Northumberland | Northumberland | NE47 5DY | FOURSTONES | Northumberland | FOURSTONES | Northumberland | FOUR_1
NPgN | FYLANDS BRIDGE | Primary | NPgN Primary: Distributes to Secondary network | County Durham | County Durham | DL14 9TA | TORONTO | County Durham | SPENNYMOOR | County Durham | SPEN_1
NPgN | GALE LANE | Primary | NPgN Primary: Distributes to Secondary network | York | York | YO24 3AF | POPPLETON | York | POPPLETON | York | POPP_3
NPgN | GARWOOD STREET | Primary | NPgN Primary: Distributes to Secondary network | South Tyneside | South Tyneside | NE33 5DQ | SOUTH SHIELDS | South Tyneside | SOUTH SHIELDS | South Tyneside | SSHI_3
NPgN | GATESHEAD CENTRAL | Primary | NPgN Primary: Distributes to Secondary network | Gateshead | Gateshead | NE8 1HB | BARRACK ROAD | Newcastle upon Tyne | STELLA NORTH | Newcastle upon Tyne | STEN_1
NPgN | GATESHEAD EAST | Primary | NPgN Primary: Distributes to Secondary network | Gateshead | Gateshead | NE8 3AH | WEST BOLDON | South Tyneside | WEST BOLDON | South Tyneside | WBOL_6
NPgN | GOSFORTH 33/11KV | Primary | NPgN Primary: Distributes to Secondary network | Newcastle upon Tyne | Newcastle upon Tyne; North Tyneside | NE3 1RR | GOSFORTH | Newcastle upon Tyne | TYNEMOUTH | North Tyneside | TYNE_1
NPgN | GRANGETOWN | Primary | NPgN Primary: Distributes to Secondary network | Redcar and Cleveland | Redcar and Cleveland | TS6 7AS | LACKENBY | Redcar and Cleveland | LACKENBY | Redcar and Cleveland | LACK_6
NPgN | GREATHAM | Primary | NPgN Bulk Supply Point: Distributes to Secondary network | Hartlepool | Hartlepool; Stockton-on-Tees | TS25 2DD | SALTHOLME | Stockton-on-Tees | SALTHOLME | Stockton-on-Tees | SALH_1
NPgN | GUISBOROUGH T1 T2 | Primary | NPgN Primary: Distributes to Secondary network | Redcar and Cleveland | Hambleton; Redcar and Cleveland; Scarborough | TS14 6GQ | LACKENBY | Redcar and Cleveland | LACKENBY | Redcar and Cleveland | LACK_6
NPgN | GUISBOROUGH T3 | Primary | NPgN Primary standby: Distributes to Secondary network | Redcar and Cleveland | Redcar and Cleveland | TS14 6GQ | LACKENBY | Redcar and Cleveland | LACKENBY | Redcar and Cleveland | LACK_6
NPgN | HARLOW GREEN | Primary | NPgN Primary: Distributes to Secondary network | Gateshead | Gateshead; Sunderland | NE9 6NT | WEST BOLDON | South Tyneside | WEST BOLDON | South Tyneside | WBOL_6
NPgN | HARMIRE BRIDGE | Primary | NPgN Primary: Distributes to Secondary network | County Durham | County Durham; Richmondshire | DL12 8QJ | TORONTO | County Durham | SPENNYMOOR | County Durham | SPEN_1
NPgN | HARRATON | Primary | NPgN Bulk Supply Point: Distributes to Secondary network | Sunderland | Sunderland | NE38 9BZ | STELLA SOUTH | Gateshead | STELLA SOUTH | Gateshead | STES_1
NPgN | HARROGATE 132/11KV | Primary | NPgN Bulk Supply Point: Distributes to Secondary network | Harrogate | Harrogate | HG1 2BN | KNARESBOROUGH | Harrogate | KNARESBOROUGH | Harrogate | KNARE_111
NPgN | HARROGATE WEST | Primary | NPgN Primary: Distributes to Secondary network | Harrogate | Harrogate | HG2 0QB | HARROGATE 132/33KV | Harrogate | KNARESBOROUGH | Harrogate | KNARE_111
NPgN | HARTMOOR 66/20KV | Primary | NPgN Primary: Distributes to Secondary network | Hartlepool | County Durham; Hartlepool; Stockton-on-Tees | TS27 3BL | HARTMOOR | Hartlepool | HARTMOOR | Hartlepool | HARM_6
NPgN | HAWTHORN PIT | Primary | NPgN Primary: Distributes to Secondary network | County Durham | County Durham; Sunderland | SR7 9NX | HAWTHORN PIT GRID | County Durham | HAWTHORN PIT GRID | County Durham | HAWP_6
NPgN | HAXBY ROAD T2 T3 | Primary | NPgN Primary: Distributes to Secondary network | York | York | YO31 8FZ | MELROSEGATE | York | OSBALDWICK | York | OSBA_1
NPgN | HEBBURN | Primary | NPgN Primary: Distributes to Secondary network | South Tyneside | South Tyneside | NE31 1BD | WEST BOLDON | South Tyneside | WEST BOLDON | South Tyneside | WBOL_6
NPgN | HEBBURN WEST | Primary | NPgN Primary: Distributes to Secondary network | South Tyneside | South Tyneside | NE31 1NA | WEST BOLDON | South Tyneside | WEST BOLDON | South Tyneside | WBOL_6
NPgN | HEDWORTH | Primary | NPgN Primary: Distributes to Secondary network | South Tyneside | South Tyneside | NE32 4SW | WEST BOLDON | South Tyneside | WEST BOLDON | South Tyneside | WBOL_6
NPgN | HEIGHINGTON | Primary | NPgN Primary: Distributes to Secondary network | County Durham | County Durham | DL5 6AU | DARLINGTON NORTH | Darlington | NORTON | Stockton-on-Tees | NORT_1
NPgN | HEXHAM | Primary | NPgN Primary: Distributes to Secondary network | Northumberland | Northumberland | NE46 4NT | COALBURNS | Gateshead | STELLA SOUTH | Gateshead | STES_1
NPgN | HIGH BARMSTON | Primary | NPgN Primary: Distributes to Secondary network | Sunderland | Sunderland | NE38 8QA | WEST BOLDON | South Tyneside | WEST BOLDON | South Tyneside | WBOL_6
NPgN | HIGH FLATTS | Primary | NPgN Primary: Distributes to Secondary network | County Durham | County Durham; Gateshead | DH2 2LR | POTTER HOUSE | County Durham | SPENNYMOOR | County Durham | SPEN_1
NPgN | HOUGHTON | Primary | NPgN Primary: Distributes to Secondary network | Sunderland | County Durham; Sunderland | DH4 5HP | HAWTHORN PIT GRID | County Durham | HAWTHORN PIT GRID | County Durham | HAWP_6
NPgN | HOWDON | Primary | NPgN Primary: Distributes to Secondary network | North Tyneside | North Tyneside | NE28 0JX | FLATWORTH | North Tyneside | TYNEMOUTH | North Tyneside | TYNE_1
NPgN | HUNTINGTON NEW LANE | Primary | NPgN Primary: Distributes to Secondary network | York | East Riding of Yorkshire; Ryedale; York | YO32 9TA | MELROSEGATE | York | OSBALDWICK | York | OSBA_1
NPgN | HUSTHWAITE 33/11KV | Primary | NPgN Primary: Distributes to Secondary network | Hambleton | Hambleton; Harrogate; Ryedale | YO61 4PN | HUSTHWAITE | Hambleton | KNARESBOROUGH | Harrogate | KNARE_111
NPgN | JARROW | Primary | NPgN Primary: Distributes to Secondary network | South Tyneside | South Tyneside | NE32 5LD | SOUTH SHIELDS | South Tyneside | SOUTH SHIELDS | South Tyneside | SSHI_3
NPgN | KENTON | Primary | NPgN Primary: Distributes to Secondary network | Newcastle upon Tyne | Newcastle upon Tyne | NE3 4UN | BLUCHER | Newcastle upon Tyne | STELLA NORTH | Newcastle upon Tyne | STEN_1
NPgN | KIELDER | Primary | NPgN Primary: Distributes to Secondary network | Northumberland | Northumberland | NE48 1BH | SPADEADAM 33KV | Northumberland | SPADEADAM | Northumberland | KIELD01
NPgN | KILLINGWORTH | Primary | NPgN Primary: Distributes to Secondary network | North Tyneside | North Tyneside | NE12 6QQ | GOSFORTH | Newcastle upon Tyne | TYNEMOUTH | North Tyneside | TYNE_1
NPgN | KIRBYMOORSIDE | Primary | NPgN Primary: Distributes to Secondary network | Ryedale | Ryedale | YO62 6EZ | MALTON GRID | Ryedale | OSBALDWICK | York | OSBA_1
NPgN | LEAM CENTRAL | Primary | NPgN Primary Legacy: Distributes to Secondary network | Gateshead | Gateshead | NE10 8NQ | WEST BOLDON | South Tyneside | WEST BOLDON | South Tyneside | WBOL_6
NPgN | LINTON 66/20KV | Primary | NPgN Primary: Distributes to Secondary network | Northumberland | Northumberland | NE61 3AX | LINTON | Northumberland | BLYTH 132kV | Northumberland | BLYTH132
NPgN | LONGBENTON | Primary | NPgN Primary: Distributes to Secondary network | Newcastle upon Tyne | Newcastle upon Tyne; North Tyneside | NE7 7LR | GOSFORTH | Newcastle upon Tyne | TYNEMOUTH | North Tyneside | TYNE_1
NPgN | LOW SPENNYMOOR | Primary | NPgN Primary: Distributes to Secondary network | County Durham | County Durham | DL16 7RZ | SPENNYMOOR 132/66KV | County Durham | SPENNYMOOR | County Durham | SPEN_1
NPgN | LYNEMOUTH | Primary | NPgN Primary: Distributes to Secondary network | Northumberland | Northumberland | NE61 5XA | LINTON | Northumberland | BLYTH 132kV | Northumberland | BLYTH132
NPgN | MADDISON STREET | Primary | NPgN Primary: Distributes to Secondary network | Northumberland | Northumberland | NE24 1HD | BLYTH 66kV | Northumberland | BLYTH 66kV | Northumberland | BLYTB1
NPgN | MALLEABLE | Primary | NPgN Primary: Distributes to Secondary network | Stockton-on-Tees | Stockton-on-Tees | TS18 2NR | NORTH TEES | Stockton-on-Tees | NORTON | Stockton-on-Tees | NORT_1
NPgN | MALTON | Primary | NPgN Primary: Distributes to Secondary network | Ryedale | Ryedale | YO17 6BT | MALTON GRID | Ryedale | OSBALDWICK | York | OSBA_1
NPgN | MEADOWFIELD | Primary | NPgN Primary: Distributes to Secondary network | County Durham | County Durham | DH7 8ER | SPENNYMOOR 132/66KV | County Durham | SPENNYMOOR | County Durham | SPEN_1
NPgN | MELROSEGATE 33/11KV | Primary | NPgN Primary: Distributes to Secondary network | York | York | YO31 0YB | MELROSEGATE | York | OSBALDWICK | York | OSBA_1
NPgN | MILLBANK LANE | Primary | NPgN Primary: Distributes to Secondary network | Stockton-on-Tees | Hambleton; Middlesbrough; Stockton-on-Tees | TS17 9BS | BOWESFIELD | Stockton-on-Tees | NORTON | Stockton-on-Tees | NORT_1
NPgN | MONKSEATON | Primary | NPgN Primary: Distributes to Secondary network | North Tyneside | North Tyneside; Northumberland | NE25 9AF | CHIRTON GRANGE | North Tyneside | TYNEMOUTH | North Tyneside | TYNE_1
NPgN | MOOR MONKTON PUMPS | Primary | NPgN Primary: Distributes to Secondary network | Hambleton | HambletonHarrogate | YO30 1BY | POPPLETON | York | POPPLETON | York | POPP_3
NPgN | MORPETH | Primary | NPgN Primary: Distributes to Secondary network | Northumberland | Northumberland | NE61 6JH | BLYTH 66kV | Northumberland | BLYTH 66kV | Northumberland | BLYTB1
NPgN | MOUNT ROAD | Primary | NPgN Primary: Distributes to Secondary network | Sunderland | Sunderland | SR4 7LJ | OFFERTON | Sunderland | OFFERTON | Sunderland | OFFE_3
NPgN | NEWBURN HAUGH | Primary | NPgN Bulk Supply Point: Distributes to Secondary network | Newcastle upon Tyne | Newcastle upon Tyne | NE15 8SF | STELLA NORTH | Newcastle upon Tyne | STELLA NORTH | Newcastle upon Tyne | STEN_1
NPgN | NEWBY | Primary | NPgN Primary: Distributes to Secondary network | Scarborough | Scarborough | YO12 6NL | SCARBOROUGH GRID | Scarborough | OSBALDWICK | York | OSBA_1
NPgN | NEWCASTLE AIRPORT | Primary | NPgN Primary: Distributes to Secondary network | Newcastle upon Tyne | Newcastle upon Tyne; Northumberland | NE13 8DF | BLUCHER | Newcastle upon Tyne | STELLA NORTH | Newcastle upon Tyne | STEN_1
NPgN | NEWTON AYCLIFFE SOUTH | Primary | NPgN Primary: Distributes to Secondary network | County Durham | County Durham: Darlington | DL5 6EA | DARLINGTON NORTH | Darlington | NORTON | Stockton-on-Tees | NORT_1
NPgN | NORTH STREET | Primary | NPgN Primary: Distributes to Secondary network | Scarborough | Scarborough | YO11 1DU | SCARBOROUGH GRID | Scarborough | OSBALDWICK | York | OSBA_1
NPgN | NORTH TEES T1 T2 | Primary | NPgN Primary: Distributes to Secondary network | Middlesbrough | Middlesbrough; Stockton-on-Tees | TS23 1PX | NORTH TEES | Stockton-on-Tees | NORTON | Stockton-on-Tees | NORT_1
NPgN | NORTH TEES T3 T4 | Primary | NPgN Primary: Distributes to Secondary network | Stockton-on-Tees | Middlesbrough; Stockton-on-Tees | TS23 1PX | NORTH TEES | Stockton-on-Tees | NORTON | Stockton-on-Tees | NORT_1
NPgN | NORTHALLERTON | Primary | NPgN Primary: Distributes to Secondary network | Hambleton | Hambleton; Richmondshire | DL7 0QA | LEEMING BAR_SKEEBY | Hambleton | NORTON | Stockton-on-Tees | NORT_1
NPgN | NORTON 132/11KV | Primary | NPgN Bulk Supply Point: Distributes to Secondary network | Stockton-on-Tees | Stockton-on-Tees | TS21 1EG | NORTON | Stockton-on-Tees | NORTON | Stockton-on-Tees | NORT_1
NPgN | OATLANDS | Primary | NPgN Primary: Distributes to Secondary network | Harrogate | Harrogate | HG2 8BY | HARROGATE 132/33KV | Harrogate | KNARESBOROUGH | Harrogate | KNARE_111
NPgN | OFFERTON 33/11KV | Primary | NPgN Primary: Distributes to Secondary network | Sunderland | County Durham; Sunderland | SR4 9NR | OFFERTON | Sunderland | OFFERTON | Sunderland | OFFE_3
NPgN | PALLION TRADING | Primary | NPgN Primary: Distributes to Secondary network | Sunderland | Sunderland | SR4 6SN | OFFERTON | Sunderland | OFFERTON | Sunderland | OFFE_3
NPgN | PETERLEE INDUSTRIAL | Primary | NPgN Primary: Distributes to Secondary network | County Durham | County Durham | SR8 2HR | HAWTHORN PIT GRID | County Durham | HAWTHORN PIT GRID | County Durham | HAWP_6
NPgN | PETERLEE WEST | Primary | NPgN Primary: Distributes to Secondary network | County Durham | County Durham | DH6 2RA | HARTMOOR | Hartlepool | HARTMOOR | Hartlepool | HARM_6
NPgN | PILGRIM | Primary | NPgN Primary: Distributes to Secondary network | Newcastle upon Tyne | Newcastle upon Tyne | NE1 6BJ | BARRACK ROAD | Newcastle upon Tyne | STELLA NORTH | Newcastle upon Tyne | STEN_1
NPgN | POTTER HOUSE T1 T3 | Primary | NPgN Primary: Distributes to Secondary network | County Durham | County Durham | DH1 5FF | POTTER HOUSE | County Durham | SPENNYMOOR | County Durham | SPEN_1
NPgN | POTTER HOUSE T4 T5 | Primary | NPgN Primary: Distributes to Secondary network | County Durham | County Durham | DH1 5FF | POTTER HOUSE | County Durham | SPENNYMOOR | County Durham | SPEN_1
NPgN | PRISSICK | Primary | NPgN Primary: Distributes to Secondary network | Middlesbrough | Middlesbrough; Redcar and Cleveland | TS4 3SG | LACKENBY | Redcar and Cleveland | LACKENBY | Redcar and Cleveland | LACK_6
NPgN | RAVENSCAR | Primary | NPgN Primary: Distributes to Secondary network | Scarborough | Scarborough | YO13 0LZ | SCARBOROUGH GRID | Scarborough | OSBALDWICK | York | OSBA_1
NPgN | RAWCLIFFE LANE | Primary | NPgN Primary: Distributes to Secondary network | York | HambletonYork | YO30 5SW | MELROSEGATE | York | OSBALDWICK | York | OSBA_1
NPgN | REDCAR | Primary | NPgN Primary: Distributes to Secondary network | Redcar and Cleveland | Redcar and Cleveland | TS10 2PA | LACKENBY | Redcar and Cleveland | LACKENBY | Redcar and Cleveland | LACK_6
NPgN | RESERVOIR | Primary | NPgN Primary: Distributes to Secondary network | Northumberland | Northumberland | NE22 5QP | BLYTH 66kV | Northumberland | BLYTH 66kV | Northumberland | BLYTB1
NPgN | RICHMOND T1 | Primary | NPgN Primary: Distributes to Secondary network | Richmondshire | Richmondshire | DL10 5BJ | LEEMING BAR_SKEEBY | Hambleton | NORTON | Stockton-on-Tees | NORT_1
NPgN | RICHMOND T2 | Primary | NPgN Primary: Distributes to Secondary network | Richmondshire | Richmondshire | DL10 5BJ | DARLINGTON NORTH | Darlington | NORTON | Stockton-on-Tees | NORT_1
NPgN | RIPON | Primary | NPgN Primary: Distributes to Secondary network | Harrogate | Hambleton; Harrogate | HG4 1QE | WORMALD GREEN 132/33KV | Harrogate | KNARESBOROUGH | Harrogate | KNARE_111
NPgN | RISE CARR | Primary | NPgN Primary: Distributes to Secondary network | Darlington | Darlington | DL3 0RP | DARLINGTON NORTH | Darlington | NORTON | Stockton-on-Tees | NORT_1
NPgN | ROMANBY | Primary | NPgN Primary: Distributes to Secondary network | Hambleton | Hambleton | DL7 8HP | LEEMING BAR_SKEEBY | Hambleton | NORTON | Stockton-on-Tees | NORT_1
NPgN | RUDBY | Primary | NPgN Primary: Distributes to Secondary network | Hambleton | Hambleton; Stockton-on-Tees | TS15 0JT | BOWESFIELD | Stockton-on-Tees | NORTON | Stockton-on-Tees | NORT_1
NPgN | SCARBOROUGH 33/11KV | Primary | NPgN Primary: Distributes to Secondary network | Scarborough | Scarborough | YO12 4EW | SCARBOROUGH GRID | Scarborough | OSBALDWICK | York | OSBA_1
NPgN | SCARBOROUGH 66/11KV | Primary | NPgN Primary Standby: Distributes to Secondary network | Scarborough | Scarborough | YO12 4EW | MALTON GRID | Ryedale | OSBALDWICK | York | OSBA_1
NPgN | SEGHILL | Primary | NPgN Primary: Distributes to Secondary network | Northumberland | North Tyneside; Northumberland | NE23 7EY | BLYTH 66kV | Northumberland | BLYTH 66kV | Northumberland | BLYTB1
NPgN | SESSAY BRIDGE_SOWERBY | Primary | NPgN Primary Group: Distributes to Secondary network | Hambleton | Hambleton; Harrogate | YO7 3JG & YO7 1NS | HUSTHWAITE | Hambleton | KNARESBOROUGH | Harrogate | KNARE_111
NPgN | SEVERUS HILL | Primary | NPgN Primary: Distributes to Secondary network | York | Harrogate; York | YO26 4RR | POPPLETON | York | POPPLETON | York | POPP_3
NPgN | SHERIFF HUTTON | Primary | NPgN Primary: Distributes to Secondary network | York | Hambleton; Ryedale; York | YO60 6QN | MALTON GRID | Ryedale | OSBALDWICK | York | OSBA_1
NPgN | SHOTTON | Primary | NPgN Primary: Distributes to Secondary network | County Durham | County Durham | SR8 2EL | HAWTHORN PIT GRID | County Durham | HAWTHORN PIT GRID | County Durham | HAWP_6
NPgN | SIMONSIDE | Primary | NPgN Primary: Distributes to Secondary network | South Tyneside | South Tyneside | NE34 9PD | SOUTH SHIELDS | South Tyneside | SOUTH SHIELDS | South Tyneside | SSHI_3
NPgN | SKELDERGATE | Primary | NPgN Primary: Distributes to Secondary network | York | York | YO1 6HN | POPPLETON | York | POPPLETON | York | POPP_3
NPgN | SKERNESIDE | Primary | NPgN Primary: Distributes to Secondary network | County Durham | County Durham; Darlington; Richmondshire; Stockton-on-Tees | DL5 6JH | SPENNYMOOR 132/66KV | County Durham | SPENNYMOOR | County Durham | SPEN_1
NPgN | SPADEADAM 20KV | Primary | NPgN Grid Supply Point: Distributes to Secondary network | Northumberland | Northumberland | CA8 7AT | SPADEADAM | Northumberland | SPADEADAM | Northumberland | SPAD20
NPgN | SPENCERBECK | Primary | NPgN Primary: Distributes to Secondary network | Middlesbrough | Middlesbrough; Redcar and Cleveland | TS3 8TE | LACKENBY | Redcar and Cleveland | LACKENBY | Redcar and Cleveland | LACK_6
NPgN | SPENNYMOOR 66/20KV | Primary | NPgN Primary: Distributes to Secondary network | County Durham | County Durham | DH6 5JX | SPENNYMOOR 132/66KV | County Durham | SPENNYMOOR | County Durham | SPEN_1
NPgN | STARBECK | Primary | NPgN Primary: Distributes to Secondary network | Harrogate | Harrogate | HG2 7PU | HARROGATE 132/33KV | Harrogate | KNARESBOROUGH | Harrogate | KNARE_111
NPgN | STOBSWOOD COAL | Primary | NPgN Primary: Distributes to Secondary network | Northumberland | Northumberland | NE61 3AL | LINTON | Northumberland | BLYTH 132kV | Northumberland | BLYTH132
NPgN | STOKESLEY | Primary | NPgN Primary: Distributes to Secondary network | Hambleton | Hambleton; Middlesbrough | TS9 5HS | BOWESFIELD | Stockton-on-Tees | NORTON | Stockton-on-Tees | NORT_1
NPgN | STONEY CUT | Primary | NPgN Primary: Distributes to Secondary network | County Durham | County Durham | SR7 8RQ | HAWTHORN PIT GRID | County Durham | HAWTHORN PIT GRID | County Durham | HAWP_6
NPgN | SUNDERLAND T1 T2 | Primary | NPgN Primary: Distributes to Secondary network | Sunderland | Sunderland | SR4 6BU | WEST BOLDON | South Tyneside | WEST BOLDON | South Tyneside | WBOL_6
NPgN | SUNDERLAND T5 T6 | Primary | NPgN Primary: Distributes to Secondary network | Sunderland | Sunderland | SR4 6BU | WEST BOLDON | South Tyneside | WEST BOLDON | South Tyneside | WBOL_6
NPgN | TANFIELD | Primary | NPgN Primary: Distributes to Secondary network | County Durham | County Durham | DH9 9DB | ANNFIELD | County Durham | STELLA SOUTH | Gateshead | STES_1
NPgN | TEAM VALLEY | Primary | NPgN Primary: Distributes to Secondary network | Gateshead | Gateshead | NE11 0SX | RAVENSWORTH | Gateshead | STELLA SOUTH | Gateshead | STES_1
NPgN | TEES INDUSTRIAL T1 T2 | Primary | NPgN Primary: Distributes to Secondary network | Stockton-on-Tees | Stockton-on-Tees | TS23 3NF | SEAL SANDS | Stockton-on-Tees | SALTHOLME | Stockton-on-Tees | SALH_1
NPgN | TEMPLE PARK | Primary | NPgN Primary: Distributes to Secondary network | South Tyneside | South Tyneside | NE34 8TH | WEST BOLDON | South Tyneside | WEST BOLDON | South Tyneside | WBOL_6
NPgN | THIRSK | Primary | NPgN Primary: Distributes to Secondary network | Hambleton | Hambleton; Harrogate | YO7 4NH | LEEMING BAR_SKEEBY | Hambleton | NORTON | Stockton-on-Tees | NORT_1
NPgN | THORNTON DALE | Primary | NPgN Primary: Distributes to Secondary network | Ryedale | Ryedale | YO18 7SJ | MALTON GRID | Ryedale | OSBALDWICK | York | OSBA_1
NPgN | TORONTO 66/20KV | Primary | NPgN Primary: Distributes to Secondary network | County Durham | County Durham | DL14 7RJ | TORONTO | County Durham | SPENNYMOOR | County Durham | SPEN_1
NPgN | TUNSTALL | Primary | NPgN Primary: Distributes to Secondary network | Sunderland | Sunderland | SR3 2BT | HAWTHORN PIT GRID | County Durham | HAWTHORN PIT GRID | County Durham | HAWP_6
NPgN | TYNEMOUTH CENTRAL | Primary | NPgN Primary: Distributes to Secondary network | North Tyneside | North Tyneside | NE30 1JG | CHIRTON GRANGE | North Tyneside | TYNEMOUTH | North Tyneside | TYNE_1
NPgN | UNIVERSITY | Primary | NPgN Primary: Distributes to Secondary network | Newcastle upon Tyne | Newcastle upon Tyne | NE2 4PZ | BARRACK ROAD | Newcastle upon Tyne | STELLA NORTH | Newcastle upon Tyne | STEN_1
NPgN | URLAY NOOK | Primary | NPgN Primary: Distributes to Secondary network | Stockton-on-Tees | Darlington; Hambleton; Stockton-on-Tees | TS16 0JN | BOWESFIELD | Stockton-on-Tees | NORTON | Stockton-on-Tees | NORT_1
NPgN | USWORTH | Primary | NPgN Primary: Distributes to Secondary network | Sunderland | Sunderland | NE37 3HY | WEST BOLDON | South Tyneside | WEST BOLDON | South Tyneside | WBOL_6
NPgN | WALKER | Primary | NPgN Primary: Distributes to Secondary network | Newcastle upon Tyne | Newcastle upon TyneNorth Tyneside | NE6 3PZ | WEST BOLDON | South Tyneside | WEST BOLDON | South Tyneside | WBOL_6
NPgN | WANSBECK | Primary | NPgN Primary: Distributes to Secondary network | Northumberland | Northumberland | NE22 7DH | BLYTH 66kV | Northumberland | BLYTH 66kV | Northumberland | BLYTB1
NPgN | WARDLEY | Primary | NPgN Primary: Distributes to Secondary network | Gateshead | Gateshead; South Tyneside | NE31 1LP | WEST BOLDON | South Tyneside | WEST BOLDON | South Tyneside | WBOL_6
NPgN | WARKWORTH | Primary | NPgN Primary: Distributes to Secondary network | Northumberland | Northumberland | NE65 0YD | LINTON | Northumberland | BLYTH 132kV | Northumberland | BLYTH132
NPgN | WENSLEYDALE | Primary | NPgN Primary: Distributes to Secondary network | Richmondshire | Richmondshire | DL8 5ED | LEEMING BAR_SKEEBY | Hambleton | NORTON | Stockton-on-Tees | NORT_1
NPgN | WEST HARTFORD | Primary | NPgN Primary: Distributes to Secondary network | Northumberland | Northumberland | NE23 3JP | BLYTH 66kV | Northumberland | BLYTH 66kV | Northumberland | BLYTB1
NPgN | WEST SOUTHWICK | Primary | NPgN Primary: Distributes to Secondary network | Sunderland | Sunderland | SR5 3TX | WEST BOLDON | South Tyneside | WEST BOLDON | South Tyneside | WBOL_6
NPgN | WEST WYLAM | Primary | NPgN Primary: Distributes to Secondary network | Northumberland | Gateshead; Newcastle upon Tyne; Northumberland | NE42 5EX | COALBURNS | Gateshead | STELLA SOUTH | Gateshead | STES_1
NPgN | WESTERHOPE | Primary | NPgN Primary: Distributes to Secondary network | Newcastle upon Tyne | Newcastle upon Tyne | NE5 5HH | BLUCHER | Newcastle upon Tyne | STELLA NORTH | Newcastle upon Tyne | STEN_1
NPgN | WESTOE | Primary | NPgN Primary: Distributes to Secondary network | South Tyneside | South Tyneside | NE33 3GE | SOUTH SHIELDS | South Tyneside | SOUTH SHIELDS | South Tyneside | SSHI_3
NPgN | WHITBY T1 | Primary | NPgN Primary: Distributes to Secondary network | Scarborough | Scarborough | YO22 4JE | SCARBOROUGH GRID | Scarborough | OSBALDWICK | York | OSBA_1
NPgN | WHITBY T2 | Primary | NPgN Primary: Distributes to Secondary network | Scarborough | Scarborough | YO22 4JE | MALTON GRID | Ryedale | OSBALDWICK | York | OSBA_1
NPgN | WHITBY WEST T1 | Primary | NPgN Primary: Distributes to Secondary network | Scarborough | Scarborough | YO21 1LY | SCARBOROUGH GRID | Scarborough | OSBALDWICK | York | OSBA_1
NPgN | WHITBY WEST T2 | Primary | NPgN Primary: Distributes to Secondary network | Scarborough | Scarborough | YO21 1LY | MALTON GRID | Ryedale | OSBALDWICK | York | OSBA_1
NPgN | WILLINGTON | Primary | NPgN Primary: Distributes to Secondary network | North Tyneside | North Tyneside | NE28 7HS | FLATWORTH | North Tyneside | TYNEMOUTH | North Tyneside | TYNE_1
NPgN | WORMALD GREEN 132/11KV | Primary | NPgN Bulk Supply Point: Distributes to Secondary network | Harrogate | Harrogate | HG3 3PS | KNARESBOROUGH | Harrogate | KNARESBOROUGH | Harrogate | KNARE_111
NPgN | WYNYARD | Primary | NPgN Primary: Distributes to Secondary network | Stockton-on-Tees | Hartlepool; Stockton-on-Tees | TS2 2FB | HARTMOOR | Hartlepool | HARTMOOR | Hartlepool | HARM_6
NPgN | YEDINGHAM | Primary | NPgN Primary: Distributes to Secondary network | Scarborough | Ryedale; Scarborough | YO17 8RR | MALTON GRID | Ryedale | OSBALDWICK | York | OSBA_1
NPgN | YORK UNIVERSITY | Primary | NPgN Primary: Distributes to Secondary network | York | York | YO10 5ZF | MELROSEGATE | York | OSBALDWICK | York | OSBA_1
NPgY | ATTERCLIFFE | BSP | NPgY Bulk Supply Point: Distributes to Primary network | Sheffield | Not relevant for BSP | S9 3FA | ATTERCLIFFE | Sheffield | WEST MELTON / THORPE MARSH | Rotherham | WMEL_THOM
NPgY | BARUGH 132/66KV | BSP | NPgY Bulk Supply Point: Distributes to Primary network | Barnsley | Not relevant for BSP | S75 1LR | BARUGH 132/66KV | Barnsley | WEST MELTON SECTION 3 | Rotherham | WMEL_BB3
NPgY | BEESTON ROYDS 132/33KV | BSP | NPgY Bulk Supply Point: Distributes to Primary network | Leeds | Not relevant for BSP | LS12 6NJ | BEESTON ROYDS 132/33KV | Leeds | KIRKSTALL B | Leeds | KIRKB1
NPgY | BEVERLEY 132/33KV | BSP | NPgY Bulk Supply Point: Distributes to Primary network | East Riding of Yorkshire | Not relevant for BSP | HU17 0RW | BEVERLEY 132/33KV | East Riding of Yorkshire | CREYKE BECK | East Riding of Yorkshire | CREB_1
NPgY | BINGLEY 132/33KV | BSP | NPgY Bulk Supply Point: Distributes to Primary network | Bradford | Not relevant for BSP | BD16 2RD | BINGLEY 132/33KV | Bradford | BRADFORD WEST | Bradford | BRAW_1
NPgY | BLACKBURN MEADOWS B | BSP | NPgY Bulk Supply Point: Distributes to Primary network | Sheffield | Not relevant for BSP | S9 1DA | BLACKBURN MEADOWS B | Sheffield | WEST MELTON / THORPE MARSH | Rotherham | WMEL_THOM
NPgY | BLYTON | BSP | NPgY Bulk Supply Point: Distributes to Primary network | West Lindsey | Not relevant for BSP | DN21 3NS | BLYTON | West Lindsey | KEADBY | North Lincolnshire | KEAD_YEDL
NPgY | BRADFORD | BSP | NPgY Bulk Supply Point: Distributes to Primary network | Bradford | Not relevant for BSP | BD1 4RF | BRADFORD | Bradford | BRADFORD WEST | Bradford | BRAW_1
NPgY | BRAMHAM | BSP | NPgY Bulk Supply Point: Distributes to Primary network | Leeds | Not relevant for BSP | LS24 9NT | BRAMHAM | Leeds | FERRYBRIDGE B | Wakefield | FERRB9
NPgY | BRANSHOLME | BSP | NPgY Bulk Supply Point: Distributes to Primary network | Kingston upon Hull, City of | Not relevant for BSP | HU7 4ZN | BRANSHOLME | Kingston upon Hull, City of | CREYKE BECK | East Riding of Yorkshire | CREB_1
NPgY | BRIGHOUSE 132/33KV | BSP | NPgY Bulk Supply Point: Distributes to Primary network | Calderdale | Not relevant for BSP | HD6 1PZ | BRIGHOUSE 132/33KV | Calderdale | ELLAND | Calderdale | ELLA_1
NPgY | DONCASTER B/THORPE MARSH | BSP | NPgY Bulk Supply Point Group: Distributes to Primary network | Doncaster | Not relevant for BSP | DN5 8UX | DONCASTER B/THORPE MARSH | Doncaster | WEST MELTON / THORPE MARSH | Rotherham | WMEL_THOM
NPgY | DONCASTER CENTRAL | BSP | NPgY Bulk Supply Point: Distributes to Primary network | Doncaster | Not relevant for BSP | DN1 1RE | DONCASTER CENTRAL | Doncaster | WEST MELTON / THORPE MARSH | Rotherham | WMEL_THOM
NPgY | DRIFFIELD/BEVERLEY GROUP | BSP | NPgY Bulk Supply Point Group: Distributes to Primary network | East Riding of Yorkshire | Not relevant for BSP | YO25 5NW | DRIFFIELD/BEVERLEY GROUP | East Riding of Yorkshire | CREYKE BECK | East Riding of Yorkshire | CREB_1
NPgY | FEATHERSTONE | BSP | NPgY Bulk Supply Point: Distributes to Primary network | Wakefield | Not relevant for BSP | WF7 6HE | FEATHERSTONE | Wakefield | FERRYBRIDGE B | Wakefield | FERRB9
NPgY | GIRLINGTON | BSP | NPgY Bulk Supply Point: Distributes to Primary network | Bradford | Not relevant for BSP | BD7 2NB | GIRLINGTON | Bradford | BRADFORD WEST | Bradford | BRAW_1
NPgY | HALIFAX 132/33KV | BSP | NPgY Bulk Supply Point: Distributes to Primary network | Calderdale | Not relevant for BSP | HX1 1XB | HALIFAX 132/33KV | Calderdale | ELLAND | Calderdale | ELLA_1
NPgY | HECKMONDWIKE | BSP | NPgY Bulk Supply Point: Distributes to Primary network | Kirklees | Not relevant for BSP | WF16 9LU | HECKMONDWIKE | Kirklees | SKELTON GRANGE | Leeds | SKLGB1
NPgY | HOLMFIELD | BSP | NPgY Bulk Supply Point: Distributes to Primary network | Calderdale | Not relevant for BSP | HX2 9AY | HOLMFIELD | Calderdale | BRADFORD WEST | Bradford | BRAW_1
NPgY | HULL EAST 132/33KV | BSP | NPgY Bulk Supply Point: Distributes to Primary network | Kingston upon Hull, City of | Not relevant for BSP | HU9 5NL | HULL EAST 132/33KV | Kingston upon Hull, City of | SALTEND NORTH | East Riding of Yorkshire | SALT_1
NPgY | HULL SOUTH | BSP | NPgY Bulk Supply Point: Distributes to Primary network | Kingston upon Hull, City of | Not relevant for BSP | HU3 5JA | HULL SOUTH | Kingston upon Hull, City of | CREYKE BECK | East Riding of Yorkshire | CREB_1
NPgY | HULL WEST | BSP | NPgY Bulk Supply Point: Distributes to Primary network | East Riding of Yorkshire | Not relevant for BSP | HU13 0FA | HULL WEST | East Riding of Yorkshire | CREYKE BECK | East Riding of Yorkshire | CREB_1
NPgY | HUMBERSTON | BSP | NPgY Bulk Supply Point: Distributes to Primary network | North East Lincolnshire | Not relevant for BSP | DN36 4AW | HUMBERSTON | North East Lincolnshire | GRIMSBY WEST | North East Lincolnshire | GRIW_1
NPgY | HUNNINGLEY | BSP | NPgY Bulk Supply Point: Distributes to Primary network | Barnsley | Not relevant for BSP | S70 3ET | HUNNINGLEY | Barnsley | WEST MELTON SECTION 3 | Rotherham | WMEL_BB3
NPgY | HUNSHELF | BSP | NPgY Bulk Supply Point: Distributes to Primary network | Barnsley | Not relevant for BSP | S36 8WR | HUNSHELF | Barnsley | WEST MELTON SECTION 3 | Rotherham | WMEL_BB3
NPgY | IMMINGHAM | BSP | NPgY Bulk Supply Point: Distributes to Primary network | North East Lincolnshire | Not relevant for BSP | DN40 1QT | IMMINGHAM | North East Lincolnshire | GRIMSBY WEST | North East Lincolnshire | GRIW_1
NPgY | KIRKHAW LANE | BSP | NPgY Bulk Supply Point: Distributes to Primary network | Wakefield | Not relevant for BSP | WF11 8SB | KIRKHAW LANE | Wakefield | FERRYBRIDGE B | Wakefield | FERRB9
NPgY | KIRKSTALL C 2/5 | BSP | NPgY Bulk Supply Point: Distributes to Primary network | Leeds | Not relevant for BSP | LS18 4EL | KIRKSTALL C 2/5 | Leeds | KIRKSTALL B | Leeds | KIRKB1
NPgY | KIRKSTALL C/RING ROAD HORSFORTH | BSP | NPgY Bulk Supply Point Group: Distributes to Primary network | Leeds | Not relevant for BSP | LS18 4EL | KIRKSTALL C/RING ROAD HORSFORTH | Leeds | KIRKSTALL B | Leeds | KIRKB1
NPgY | LEEDS EAST | BSP | NPgY Bulk Supply Point: Distributes to Primary network | Leeds | Not relevant for BSP | LS9 6ED | LEEDS EAST | Leeds | SKELTON GRANGE | Leeds | SKLGB1
NPgY | LEEDS NORTH | BSP | NPgY Bulk Supply Point: Distributes to Primary network | Leeds | Not relevant for BSP | LS7 2AU | LEEDS NORTH | Leeds | SKELTON GRANGE | Leeds | SKLGB1
NPgY | LINDLEY | BSP | NPgY Bulk Supply Point: Distributes to Primary network | Kirklees | Not relevant for BSP | HD3 3NY | LINDLEY | Kirklees | ELLAND | Calderdale | ELLA_1
NPgY | LOW ROAD | BSP | NPgY Bulk Supply Point: Distributes to Primary network | Leeds | Not relevant for BSP | LS10 1RH | LOW ROAD | Leeds | SKELTON GRANGE | Leeds | SKLGB1
NPgY | MALLARD WAY | BSP | NPgY Bulk Supply Point: Distributes to Primary network | Doncaster | Not relevant for BSP | DN4 8DB | MALLARD WAY | Doncaster | WEST MELTON / THORPE MARSH | Rotherham | WMEL_THOM
NPgY | MENSTON | BSP | NPgY Bulk Supply Point: Distributes to Primary network | Leeds | Not relevant for BSP | LS29 6BP | MENSTON | Leeds | BRADFORD WEST | Bradford | BRAW_1
NPgY | MOSS ROAD | BSP | NPgY Bulk Supply Point: Distributes to Primary network | North East Lincolnshire | Not relevant for BSP | DN32 0LW | MOSS ROAD | North East Lincolnshire | GRIMSBY WEST | North East Lincolnshire | GRIW_1
NPgY | OSGODBY 1/2 | BSP | NPgY Bulk Supply Point: Distributes to Primary network | Selby | Not relevant for BSP | YO8 5HY | OSGODBY 1/2 | Selby | DRAX | Selby | DRAX_YEDL
NPgY | OSGODBY 3/4 | BSP | NPgY Bulk Supply Point: Distributes to Primary network | Selby | Not relevant for BSP | YO8 5HY | OSGODBY 3/4 | Selby | DRAX | Selby | DRAX_YEDL
NPgY | RODLEY | BSP | NPgY Bulk Supply Point: Distributes to Primary network | Leeds | Not relevant for BSP | LS13 1PZ | RODLEY | Leeds | SKELTON GRANGE | Leeds | SKLGB1
NPgY | SAINT ANDREWS ROAD 132/33KV | BSP | NPgY Bulk Supply Point: Distributes to Primary network | Kirklees | Not relevant for BSP | HD1 6SE | SAINT ANDREWS ROAD 132/33KV | Kirklees | SKELTON GRANGE | Leeds | SKLGB1
NPgY | SALTEND 132/33KV | BSP | NPgY Bulk Supply Point: Distributes to Primary network | East Riding of Yorkshire | Not relevant for BSP | HU12 8EY | SALTEND 132/33KV | East Riding of Yorkshire | SALTEND NORTH | East Riding of Yorkshire | SALT_1
NPgY | SANTON | BSP | NPgY Bulk Supply Point: Distributes to Primary network | North Lincolnshire | Not relevant for BSP | DN16 1XP | SANTON | North Lincolnshire | KEADBY | North Lincolnshire | KEAD_YEDL
NPgY | SCUNTHORPE NORTH | BSP | NPgY Bulk Supply Point: Distributes to Primary network | North Lincolnshire | Not relevant for BSP | DN15 8GN | SCUNTHORPE NORTH | North Lincolnshire | KEADBY | North Lincolnshire | KEAD_YEDL
NPgY | SCUNTHORPE SOUTH | BSP | NPgY Bulk Supply Point: Distributes to Primary network | North Lincolnshire | Not relevant for BSP | DN16 1BD | SCUNTHORPE SOUTH | North Lincolnshire | KEADBY | North Lincolnshire | KEAD_YEDL
NPgY | SILSDEN | BSP | NPgY Bulk Supply Point: Distributes to Primary network | Bradford | Not relevant for BSP | BD20 0ND | SILSDEN | Bradford | BRADFORD WEST | Bradford | BRAW_1
NPgY | SOWERBY BRIDGE 132/33KV | BSP | NPgY Bulk Supply Point: Distributes to Primary network | Calderdale | Not relevant for BSP | HX6 1EL | SOWERBY BRIDGE 132/33KV | Calderdale | ELLAND | Calderdale | ELLA_1
NPgY | STAYGATE | BSP | NPgY Bulk Supply Point: Distributes to Primary network | Bradford | Not relevant for BSP | BD6 1YA | STAYGATE | Bradford | SKELTON GRANGE | Leeds | SKLGB1
NPgY | THORNHILL 132KV | BSP | NPgY Bulk Supply Point: Distributes to Primary network | Kirklees | Not relevant for BSP | WF13 3JQ | THORNHILL 132KV | Kirklees | ELLAND | Calderdale | ELLA_1
NPgY | WAKEFIELD MONCKTON ROAD | BSP | NPgY Bulk Supply Point: Distributes to Primary network | Wakefield | Not relevant for BSP | WF2 7AL | WAKEFIELD MONCKTON ROAD | Wakefield | WEST MELTON SECTION 3 | Rotherham | WMEL_BB3
NPgY | WAKEFIELD NORTH | BSP | NPgY Bulk Supply Point: Distributes to Primary network | Wakefield | Not relevant for BSP | WF1 3HN | WAKEFIELD NORTH | Wakefield | SKELTON GRANGE | Leeds | SKLGB1
NPgY | WEST MELTON | BSP | NPgY Bulk Supply Point: Distributes to Primary network | Rotherham | Not relevant for BSP | S63 6EZ | WEST MELTON | Rotherham | WEST MELTON SECTION 3 | Rotherham | WMEL_BB3
NPgY | WHINMOOR | BSP | NPgY Bulk Supply Point: Distributes to Primary network | Leeds | Not relevant for BSP | LS14 2DG | WHINMOOR | Leeds | FERRYBRIDGE B | Wakefield | FERRB9
NPgY | WOLD NEWTON | BSP | NPgY Bulk Supply Point: Distributes to Primary network | North East Lincolnshire | Not relevant for BSP | DN37 0SW | WOLD NEWTON | North East Lincolnshire | KEADBY | North Lincolnshire | KEAD_YEDL
NPgY | YARBOROUGH ROAD 132/33KV | BSP | NPgY Bulk Supply Point: Distributes to Primary network | North East Lincolnshire | Not relevant for BSP | DN34 4JJ | YARBOROUGH ROAD 132/33KV | North East Lincolnshire | GRIMSBY WEST | North East Lincolnshire | GRIW_1
NPgY | ABBEY ROAD | Primary | NPgY Primary: Distributes to Secondary network | Leeds | Leeds | LS5 3NF | KIRKSTALL C/RING ROAD HORSFORTH | Leeds | KIRKSTALL B | Leeds | KIRKB1
NPgY | AIREDALE ROAD | Primary | NPgY Primary: Distributes to Secondary network | Bradford | Bradford | BD21 4LW | BINGLEY 132/33KV | Bradford | BRADFORD WEST | Bradford | BRAW_1
NPgY | ALDHAM | Primary | NPgY Primary: Distributes to Secondary network | Barnsley | Barnsley; Rotherham | S73 8SW | WEST MELTON | Rotherham | WEST MELTON SECTION 3 | Rotherham | WMEL_BB3
NPgY | ALFRED GELDER STREET | Primary | NPgY Primary: Distributes to Secondary network | Kingston upon Hull, City of | Kingston upon Hull, City of | HU1 1EP | HULL SOUTH | Kingston upon Hull, City of | CREYKE BECK | East Riding of Yorkshire | CREB_1
NPgY | ALLERTON HILL T1 | Primary | NPgY Primary: Distributes to Secondary network | Leeds | Leeds | LS7 3QB | LEEDS EAST | Leeds | SKELTON GRANGE | Leeds | SKLGB1
NPgY | ALLERTON HILL T2 | Primary | NPgY Primary: Distributes to Secondary network | Leeds | Leeds | LS7 3QB | LEEDS NORTH | Leeds | SKELTON GRANGE | Leeds | SKLGB1
NPgY | ALVERTHORPE ROAD | Primary | NPgY Primary: Distributes to Secondary network | Wakefield | Wakefield | WF2 9PB | WAKEFIELD NORTH | Wakefield | SKELTON GRANGE | Leeds | SKLGB1
NPgY | ARMOURIES DRIVE | Primary | NPgY Primary: Distributes to Secondary network | Leeds | Leeds | LS10 1LT | LOW ROAD | Leeds | SKELTON GRANGE | Leeds | SKLGB1
NPgY | ARMTHORPE | Primary | NPgY Primary: Distributes to Secondary network | Doncaster | Doncaster | DN3 3DY | DONCASTER B/THORPE MARSH | Doncaster | WEST MELTON / THORPE MARSH | Rotherham | WMEL_THOM
NPgY | ARUNDEL STREET | Primary | NPgY Primary: Distributes to Secondary network | Sheffield | Sheffield | S1 4PJ | SHEFFIELD CITY | Sheffield | SHEFFIELD CITY | Sheffield | SHEC_3
NPgY | ASKERN | Primary | NPgY Primary: Distributes to Secondary network | Doncaster | Doncaster; Selby; Wakefield | DN6 0BZ | DONCASTER B/THORPE MARSH | Doncaster | WEST MELTON / THORPE MARSH | Rotherham | WMEL_THOM
NPgY | AUDBY LANE | Primary | NPgY Primary: Distributes to Secondary network | Leeds | Harrogate; Leeds | LS22 7SU | BRAMHAM | Leeds | FERRYBRIDGE B | Wakefield | FERRB9
NPgY | AUSTERFIELD | Primary | NPgY Primary: Distributes to Secondary network | Bassetlaw | Bassetlaw; Doncaster | DN10 6HD | DONCASTER B/THORPE MARSH | Doncaster | WEST MELTON / THORPE MARSH | Rotherham | WMEL_THOM
NPgY | BAILIFF BRIDGE | Primary | NPgY Primary: Distributes to Secondary network | Calderdale | Bradford; Calderdale; Kirklees | HD6 4DT | BRIGHOUSE 132/33KV | Calderdale | ELLAND | Calderdale | ELLA_1
NPgY | BALBY | Primary | NPgY Primary: Distributes to Secondary network | Doncaster | Doncaster | DN4 8DJ | DONCASTER B/THORPE MARSH | Doncaster | WEST MELTON / THORPE MARSH | Rotherham | WMEL_THOM
NPgY | BALME STREET | Primary | NPgY Primary: Distributes to Secondary network | Bradford | Bradford | BD1 4BA | BRADFORD | Bradford | BRADFORD WEST | Bradford | BRAW_1
NPgY | BARNBURGH | Primary | NPgY Primary: Distributes to Secondary network | Barnsley | BarnsleyDoncaster | S63 9NT | DONCASTER B/THORPE MARSH | Doncaster | WEST MELTON / THORPE MARSH | Rotherham | WMEL_THOM
NPgY | BARNOLDSWICK | Primary | NPgY Primary: Distributes to Secondary network | Pendle | CravenPendle | BB18 5RU | SILSDEN | Bradford | BRADFORD WEST | Bradford | BRAW_1
NPgY | BARNSLEY | Primary | NPgY Primary: Distributes to Secondary network | Barnsley | Barnsley; East Riding of Yorkshire | S71 1AX | BARUGH 132/66KV | Barnsley | WEST MELTON SECTION 3 | Rotherham | WMEL_BB3
NPgY | BARNSLEY ROAD | Primary | NPgY Primary: Distributes to Secondary network | Sheffield | Sheffield | S5 7AU | PITSMOOR 3/4 | Sheffield | PITSMOOR 3/4 | Sheffield | PITS_BB_B
NPgY | BARROW | Primary | NPgY Primary: Distributes to Secondary network | North Lincolnshire | North Lincolnshire | DN19 7EG | IMMINGHAM | North East Lincolnshire | GRIMSBY WEST | North East Lincolnshire | GRIW_1
NPgY | BARUGH 66/11KV | Primary | NPgY Primary: Distributes to Secondary network | Barnsley | Barnsley | S75 1HT | BARUGH 132/66KV | Barnsley | WEST MELTON SECTION 3 | Rotherham | WMEL_BB3
NPgY | BARWICK | Primary | NPgY Primary: Distributes to Secondary network | Leeds | Leeds | LS15 8SW | WHINMOOR | Leeds | FERRYBRIDGE B | Wakefield | FERRB9
NPgY | BASLOW ROAD | Primary | NPgY Primary: Distributes to Secondary network | Sheffield | North East Derbyshire; Sheffield | S17 3LT | JORDANTHORPE | Sheffield | JORDANTHORPE | Sheffield | JORD_3
NPgY | BATLEY | Primary | NPgY Primary: Distributes to Secondary network | Kirklees | Kirklees | WF17 6HY | THORNHILL 132KV | Kirklees | ELLAND | Calderdale | ELLA_1
NPgY | BEAL | Primary | NPgY Primary: Distributes to Secondary network | Wakefield | Selby; Wakefield | WF11 8DT | KIRKHAW LANE | Wakefield | FERRYBRIDGE B | Wakefield | FERRB9
NPgY | BEESTON ROYDS 33/11KV | Primary | NPgY Primary: Distributes to Secondary network | Leeds | Leeds | LS12 6EY | BEESTON ROYDS 132/33KV | Leeds | KIRKSTALL B | Leeds | KIRKB1
NPgY | BEESTON ROYDS 6/7 | Primary | NPgY Primary: Distributes to Secondary network | Leeds | Leeds | LS12 6EY | BEESTON ROYDS 132/33KV | Leeds | KIRKSTALL B | Leeds | KIRKB1
NPgY | BEIGHTON | Primary | NPgY Primary: Distributes to Secondary network | Rotherham | Rotherham; Sheffield | S26 4TL | THURCROFT | Rotherham | THURCROFT | Rotherham | THUR_6
NPgY | BELLHOUSE ROAD | Primary | NPgY Primary: Distributes to Secondary network | Sheffield | Sheffield | S5 0PL | PITSMOOR 3/4 | Sheffield | PITSMOOR 3/4 | Sheffield | PITS_BB_B
NPgY | BELMONT AVENUE | Primary | NPgY Primary: Distributes to Secondary network | Doncaster | Barnsley; Doncaster | DN4 8DF | MALLARD WAY | Doncaster | WEST MELTON / THORPE MARSH | Rotherham | WMEL_THOM
NPgY | BELMONT COVERT | Primary | NPgY Primary: Distributes to Secondary network | East Lindsey | East Lindsey | LN11 9RA | WOLD NEWTON | North East Lincolnshire | KEADBY | North Lincolnshire | KEAD_YEDL
NPgY | BELTHORPE LANE | Primary | NPgY Primary: Distributes to Secondary network | East Riding of Yorkshire | East Riding of Yorkshire; Ryedale | YO42 1SB | DRIFFIELD/BEVERLEY GROUP | East Riding of Yorkshire | CREYKE BECK | East Riding of Yorkshire | CREB_1
NPgY | BENTLEY | Primary | NPgY Primary: Distributes to Secondary network | Doncaster | Doncaster | DN5 0PT | DONCASTER CENTRAL | Doncaster | WEST MELTON / THORPE MARSH | Rotherham | WMEL_THOM
NPgY | BILLET LANE | Primary | NPgY Primary: Distributes to Secondary network | North Lincolnshire | North Lincolnshire | DN15 8SD | SCUNTHORPE NORTH | North Lincolnshire | KEADBY | North Lincolnshire | KEAD_YEDL
NPgY | BINBROOK | Primary | NPgY Primary: Distributes to Secondary network | East Lindsey | East Lindsey; North East Lincolnshire; West Lindsey | LN8 6DR | WOLD NEWTON | North East Lincolnshire | KEADBY | North Lincolnshire | KEAD_YEDL
NPgY | BINGLEY 33/11KV | Primary | NPgY Primary: Distributes to Secondary network | Bradford | Bradford | BD16 2RD | BINGLEY 132/33KV | Bradford | BRADFORD WEST | Bradford | BRAW_1
NPgY | BIRKBY | Primary | NPgY Primary: Distributes to Secondary network | Kirklees | Kirklees | HD1 5HB | SAINT ANDREWS ROAD 132/33KV | Kirklees | SKELTON GRANGE | Leeds | SKLGB1
NPgY | BLACKBURN MEADOWS 33/11KV | Primary | NPgY Primary: Distributes to Secondary network | Sheffield | Sheffield | S9 1HF | BLACKBURN MEADOWS B | Sheffield | WEST MELTON / THORPE MARSH | Rotherham | WMEL_THOM
NPgY | BLUE BOY STREET | Primary | NPgY Primary: Distributes to Secondary network | Sheffield | Sheffield | S3 7BA | NEEPSEND | Sheffield | NEEPSEND | Sheffield | NEEP_3
NPgY | BOC BRINSWORTH | Primary | NPgY Primary: Distributes to Secondary network | Rotherham | Rotherham | S9 1WT | BLACKBURN MEADOWS B | Sheffield | WEST MELTON / THORPE MARSH | Rotherham | WMEL_THOM
NPgY | BOLTON ROAD | Primary | NPgY Primary: Distributes to Secondary network | Bradford | Bradford; North Lincolnshire | BD20 0JT | SILSDEN | Bradford | BRADFORD WEST | Bradford | BRAW_1
NPgY | BOTTESFORD | Primary | NPgY Primary: Distributes to Secondary network | North Lincolnshire | North Lincolnshire | DN16 3UJ | SCUNTHORPE SOUTH | North Lincolnshire | KEADBY | North Lincolnshire | KEAD_YEDL
NPgY | BRAMHOPE | Primary | NPgY Primary: Distributes to Secondary network | Leeds | Leeds | LS16 9HA | MENSTON | Leeds | BRADFORD WEST | Bradford | BRAW_1
NPgY | BRAMLEY | Primary | NPgY Primary: Distributes to Secondary network | Leeds | Leeds | LS13 3ST | KIRKSTALL C/RING ROAD HORSFORTH | Leeds | KIRKSTALL B | Leeds | KIRKB1
NPgY | BRETT STREET | Primary | NPgY Primary: Distributes to Secondary network | East Riding of Yorkshire | East Riding of Yorkshire | YO16 4HW | DRIFFIELD/BEVERLEY GROUP | East Riding of Yorkshire | CREYKE BECK | East Riding of Yorkshire | CREB_1
NPgY | BRIDGES ROAD | Primary | NPgY Primary: Distributes to Secondary network | North Lincolnshire | North Lincolnshire | DN17 1HA | SCUNTHORPE SOUTH | North Lincolnshire | KEADBY | North Lincolnshire | KEAD_YEDL
NPgY | BRIGHOUSE 33/11KV | Primary | NPgY Primary: Distributes to Secondary network | Calderdale | Calderdale | HD6 1QE | BRIGHOUSE 132/33KV | Calderdale | ELLAND | Calderdale | ELLA_1
NPgY | BRODSWORTH | Primary | NPgY Primary: Distributes to Secondary network | Doncaster | Doncaster; Kirklees | DN5 7AT | DONCASTER B/THORPE MARSH | Doncaster | WEST MELTON / THORPE MARSH | Rotherham | WMEL_THOM
NPgY | BROOKFIELD STREET | Primary | NPgY Primary: Distributes to Secondary network | Leeds | Leeds | LS9 0PF | LOW ROAD | Leeds | SKELTON GRANGE | Leeds | SKLGB1
NPgY | BTP | Primary | NPgY Primary: Distributes to Secondary network | North East Lincolnshire | North East Lincolnshire | DN31 2RL | YARBOROUGH ROAD 132/33KV | North East Lincolnshire | GRIMSBY WEST | North East Lincolnshire | GRIW_1
NPgY | BURLEY STREET | Primary | NPgY Primary: Distributes to Secondary network | Leeds | Leeds | LS3 1LB | KIRKSTALL C 2/5 | Leeds | KIRKSTALL B | Leeds | KIRKB1
NPgY | BURMANTOFTS | Primary | NPgY Primary: Distributes to Secondary network | Leeds | Leeds | LS9 7SS | LEEDS EAST | Leeds | SKELTON GRANGE | Leeds | SKLGB1
NPgY | BURNLEYVILLE | Primary | NPgY Primary: Distributes to Secondary network | Kirklees | Bradford; Calderdale; Kirklees; Leeds | BD19 4PE | HECKMONDWIKE | Kirklees | SKELTON GRANGE | Leeds | SKLGB1
NPgY | BURTON PIDSEA | Primary | NPgY Primary: Distributes to Secondary network | East Riding of Yorkshire | East Riding of Yorkshire | HU12 9AE | DRIFFIELD/BEVERLEY GROUP | East Riding of Yorkshire | CREYKE BECK | East Riding of Yorkshire | CREB_1
NPgY | BURTON ROAD | Primary | NPgY Primary: Distributes to Secondary network | Barnsley | Barnsley | S71 2QG | HUNNINGLEY | Barnsley | WEST MELTON SECTION 3 | Rotherham | WMEL_BB3
NPgY | BUSLINGTHORPE GREEN | Primary | NPgY Primary: Distributes to Secondary network | Leeds | Leeds | LS7 2HG | LEEDS NORTH | Leeds | SKELTON GRANGE | Leeds | SKLGB1
NPgY | BUTTERWICK | Primary | NPgY Primary: Distributes to Secondary network | East Riding of Yorkshire | East Riding of Yorkshire; Ryedale | YO17 8HF | DRIFFIELD/BEVERLEY GROUP | East Riding of Yorkshire | CREYKE BECK | East Riding of Yorkshire | CREB_1
NPgY | CAISTOR | Primary | NPgY Primary: Distributes to Secondary network | West Lindsey | North East Lincolnshire; North Lincolnshire; West Lindsey | LN7 6RE | WOLD NEWTON | North East Lincolnshire | KEADBY | North Lincolnshire | KEAD_YEDL
NPgY | CALDER WHARF | Primary | NPgY Primary: Distributes to Secondary network | Kirklees | Calderdale; Kirklees | WF13 3JQ | THORNHILL 132KV | Kirklees | ELLAND | Calderdale | ELLA_1
NPgY | CARLTON HILL | Primary | NPgY Primary: Distributes to Secondary network | Leeds | Leeds | LS7 1JB | LEEDS NORTH | Leeds | SKELTON GRANGE | Leeds | SKLGB1
NPgY | CARR LANE | Primary | NPgY Primary: Distributes to Secondary network | Wakefield | Sheffield; Wakefield | WF10 4PS | KIRKHAW LANE | Wakefield | FERRYBRIDGE B | Wakefield | FERRB9
NPgY | CHELKER RESERVOIR | Primary | NPgY Primary: Distributes to Secondary network | Craven | Bradford; Craven; Harrogate | LS29 0JS | SILSDEN | Bradford | BRADFORD WEST | Bradford | BRAW_1
NPgY | CHEVIN END | Primary | NPgY Primary: Distributes to Secondary network | Bradford | Bradford; Leeds | LS29 6BE | MENSTON | Leeds | BRADFORD WEST | Bradford | BRAW_1
NPgY | CLARENCE ROAD | Primary | NPgY Primary: Distributes to Secondary network | Leeds | Craven; Leeds | LS10 1JE | LOW ROAD | Leeds | SKELTON GRANGE | Leeds | SKLGB1
NPgY | CLARENDON ROAD | Primary | NPgY Primary: Distributes to Secondary network | Leeds | Leeds | LS2 9LG | KIRKSTALL C 2/5 | Leeds | KIRKSTALL B | Leeds | KIRKB1
NPgY | CLARENDON STREET | Primary | NPgY Primary: Distributes to Secondary network | Kingston upon Hull, City of | Kingston upon Hull, City of | HU3 1AP | HULL SOUTH | Kingston upon Hull, City of | CREYKE BECK | East Riding of Yorkshire | CREB_1
NPgY | CLAYWHEELS LANE | Primary | NPgY Primary: Distributes to Secondary network | Sheffield | Sheffield | S6 1LZ | NEEPSEND | Sheffield | NEEPSEND | Sheffield | NEEP_3
NPgY | CLOUGH LANE | Primary | NPgY Primary: Distributes to Secondary network | North Lincolnshire | North Lincolnshire | DN40 3EH | IMMINGHAM | North East Lincolnshire | GRIMSBY WEST | North East Lincolnshire | GRIW_1
NPgY | COMMONSIDE LANE | Primary | NPgY Primary: Distributes to Secondary network | Wakefield | Wakefield | WF7 5DF | FEATHERSTONE | Wakefield | FERRYBRIDGE B | Wakefield | FERRB9
NPgY | CONVAMORE ROAD | Primary | NPgY Primary: Distributes to Secondary network | North East Lincolnshire | North East Lincolnshire | DN32 9PG | HUMBERSTON | North East Lincolnshire | GRIMSBY WEST | North East Lincolnshire | GRIW_1
NPgY | CONYARD ROAD | Primary | NPgY Primary: Distributes to Secondary network | North East Lincolnshire | North East Lincolnshire | DN35 7LQ | HUMBERSTON | North East Lincolnshire | GRIMSBY WEST | North East Lincolnshire | GRIW_1
NPgY | CORNWALL STREET | Primary | NPgY Bulk Supply Point: Distributes to Secondary network | Kingston upon Hull, City of | Kingston upon Hull, City of | HU8 8AQ | CREYKE BECK | East Riding of Yorkshire | CREYKE BECK | East Riding of Yorkshire | CREB_1
NPgY | CORRINGHAM ROAD | Primary | NPgY Primary: Distributes to Secondary network | West Lindsey | West Lindsey | DN21 1QH | BLYTON | West Lindsey | KEADBY | North Lincolnshire | KEAD_YEDL
NPgY | COSTHORPE | Primary | NPgY Primary: Distributes to Secondary network | Bassetlaw | Bassetlaw; Rotherham | S81 9QR | THURCROFT | Rotherham | THURCROFT | Rotherham | THUR_6
NPgY | COUNTY ROAD NORTH | Primary | NPgY Primary: Distributes to Secondary network | Kingston upon Hull, City of | East Riding of Yorkshire; Kingston upon Hull, City of | HU5 5DR | HULL SOUTH | Kingston upon Hull, City of | CREYKE BECK | East Riding of Yorkshire | CREB_1
NPgY | CRACOE | Primary | NPgY Primary: Distributes to Secondary network | Craven | Craven | BD23 6BE | SILSDEN | Bradford | BRADFORD WEST | Bradford | BRAW_1
NPgY | CROOKESMOOR ROAD | Primary | NPgY Primary: Distributes to Secondary network | Sheffield | Sheffield | S6 3FP | NEEPSEND | Sheffield | NEEPSEND | Sheffield | NEEP_3
NPgY | CROSSHILLS | Primary | NPgY Primary: Distributes to Secondary network | Craven | Bradford; Craven | BD20 7AQ | SILSDEN | Bradford | BRADFORD WEST | Bradford | BRAW_1
NPgY | CROWLE | Primary | NPgY Primary: Distributes to Secondary network | North Lincolnshire | North Lincolnshire; Rotherham | DN17 4BB | CAMBLESFORTH | Selby | CAMBLESFORTH | Selby | CAMB_01
NPgY | CROWN STREET | Primary | NPgY Primary: Distributes to Secondary network | Bradford | Bradford | BD1 2LA | GIRLINGTON | Bradford | BRADFORD WEST | Bradford | BRAW_1
NPgY | DALTON | Primary | NPgY Primary: Distributes to Secondary network | Kirklees | Kirklees | HD2 1FF | SAINT ANDREWS ROAD 132/33KV | Kirklees | SKELTON GRANGE | Leeds | SKLGB1
NPgY | DARNALL | Primary | NPgY Primary: Distributes to Secondary network | Sheffield | Sheffield | S9 4JT | ATTERCLIFFE | Sheffield | WEST MELTON / THORPE MARSH | Rotherham | WMEL_THOM
NPgY | DEARNE ROAD | Primary | NPgY Primary: Distributes to Secondary network | Rotherham | Barnsley; Rotherham | S63 7DG | WEST MELTON | Rotherham | WEST MELTON SECTION 3 | Rotherham | WMEL_BB3
NPgY | DEIGHTON | Primary | NPgY Primary: Distributes to Secondary network | Kirklees | Kirklees | HD2 1UF | BRIGHOUSE 132/33KV | Calderdale | ELLAND | Calderdale | ELLA_1
NPgY | DENBY DALE ROAD | Primary | NPgY Primary: Distributes to Secondary network | Wakefield | Wakefield | WF2 7BH | WAKEFIELD MONCKTON ROAD | Wakefield | WEST MELTON SECTION 3 | Rotherham | WMEL_BB3
NPgY | DENBY GRANGE | Primary | NPgY Primary: Distributes to Secondary network | Wakefield | Kirklees; Wakefield | WF4 4JG | THORNHILL 132KV | Kirklees | ELLAND | Calderdale | ELLA_1
NPgY | DENHOLME | Primary | NPgY Primary: Distributes to Secondary network | Bradford | Bradford; Calderdale | BD13 4JF | HOLMFIELD | Calderdale | BRADFORD WEST | Bradford | BRAW_1
NPgY | DINNINGTON | Primary | NPgY Primary: Distributes to Secondary network | Rotherham | Rotherham | S25 3QT | THURCROFT | Rotherham | THURCROFT | Rotherham | THUR_6
NPgY | DOUGHTY ROAD | Primary | NPgY Primary: Distributes to Secondary network | North East Lincolnshire | North East Lincolnshire | DN32 0LT | MOSS ROAD | North East Lincolnshire | GRIMSBY WEST | North East Lincolnshire | GRIW_1
NPgY | DOWKER STREET | Primary | NPgY Primary: Distributes to Secondary network | Kirklees | Kirklees | HD3 4JB | LINDLEY | Kirklees | ELLAND | Calderdale | ELLA_1
NPgY | DRAX PRIMARY | Primary | NPgY Primary: Distributes to Secondary network | Selby | Selby | YO8 8ND | CAMBLESFORTH | Selby | CAMBLESFORTH | Selby | CAMB_01
NPgY | DRIFFIELD | Primary | NPgY Primary: Distributes to Secondary network | East Riding of Yorkshire | East Riding of Yorkshire | YO25 5XR | DRIFFIELD/BEVERLEY GROUP | East Riding of Yorkshire | CREYKE BECK | East Riding of Yorkshire | CREB_1
NPgY | DRONFIELD | Primary | NPgY Primary: Distributes to Secondary network | North East Derbyshire | North East Derbyshire; Sheffield; Wakefield | S18 2XU | JORDANTHORPE | Sheffield | JORDANTHORPE | Sheffield | JORD_3
NPgY | DUDLEY HILL | Primary | NPgY Primary: Distributes to Secondary network | Bradford | Bradford | BD4 7SB | STAYGATE | Bradford | SKELTON GRANGE | Leeds | SKLGB1
NPgY | DUNKESWICK | Primary | NPgY Primary: Distributes to Secondary network | Harrogate | Harrogate; Leeds | LS17 9LP | BRAMHAM | Leeds | FERRYBRIDGE B | Wakefield | FERRB9
NPgY | DURKAR LOW LANE | Primary | NPgY Primary: Distributes to Secondary network | Wakefield | Bradford; North East Derbyshire; Wakefield | WF4 3BJ | WAKEFIELD MONCKTON ROAD | Wakefield | WEST MELTON SECTION 3 | Rotherham | WMEL_BB3
NPgY | EASINGTON | Primary | NPgY Primary: Distributes to Secondary network | East Riding of Yorkshire | East Riding of Yorkshire | HU12 0SU | HULL EAST 132/33KV | Kingston upon Hull, City of | SALTEND NORTH | East Riding of Yorkshire | SALT_1
NPgY | EASTFIELD ROAD | Primary | NPgY Primary: Distributes to Secondary network | North East Lincolnshire | North East Lincolnshire; North Lincolnshire; West Lindsey | DN40 3LW | IMMINGHAM | North East Lincolnshire | GRIMSBY WEST | North East Lincolnshire | GRIW_1
NPgY | ECCLESFIELD | Primary | NPgY Primary: Distributes to Secondary network | Sheffield | Rotherham; Sheffield; Wakefield | S35 9YR | WEST MELTON | Rotherham | WEST MELTON SECTION 3 | Rotherham | WMEL_BB3
NPgY | EDLINGTON | Primary | NPgY Primary: Distributes to Secondary network | Doncaster | Barnsley; Doncaster | DN12 1SU | THURCROFT | Rotherham | THURCROFT | Rotherham | THUR_6
NPgY | EGGBOROUGH | Primary | NPgY Primary: Distributes to Secondary network | Selby | Selby | DN14 0QA | FERRYBRIDGE A | Wakefield | FERRYBRIDGE A | Wakefield | FERRA2
NPgY | ELGAR ROAD | Primary | NPgY Primary: Distributes to Secondary network | East Riding of Yorkshire | East Riding of Yorkshire; Kingston upon Hull, City of | HU4 7NY | HULL WEST | East Riding of Yorkshire | CREYKE BECK | East Riding of Yorkshire | CREB_1
NPgY | ELLAND 33/11KV | Primary | NPgY Primary: Distributes to Secondary network | Calderdale | Calderdale; Kirklees | HX5 9AE | SOWERBY BRIDGE 132/33KV | Calderdale | ELLAND | Calderdale | ELLA_1
NPgY | ELLIFOOT LANE | Primary | NPgY Primary: Distributes to Secondary network | East Riding of Yorkshire | East Riding of Yorkshire | HU12 9EB | SALTEND 132/33KV | East Riding of Yorkshire | SALTEND NORTH | East Riding of Yorkshire | SALT_1
NPgY | ELLIN STREET 1/3 | Primary | NPgY Primary: Distributes to Secondary network | Sheffield | Sheffield | S1 4QZ | SHEFFIELD CITY | Sheffield | SHEFFIELD CITY | Sheffield | SHEC_3
NPgY | ELLIN STREET 2 | Primary | NPgY Primary: Distributes to Secondary network | Sheffield | Sheffield | S1 4QZ | SHEFFIELD CITY | Sheffield | SHEFFIELD CITY | Sheffield | SHEC_3
NPgY | ELMHIRST LANE 1 | Primary | NPgY Primary: Distributes to Secondary network | Barnsley | Barnsley | S75 4LD | BARUGH 132/66KV | Barnsley | WEST MELTON SECTION 3 | Rotherham | WMEL_BB3
NPgY | ELMHIRST LANE 2 | Primary | NPgY Primary: Distributes to Secondary network | Barnsley | Barnsley; Doncaster | S75 4LD | HUNSHELF | Barnsley | WEST MELTON SECTION 3 | Rotherham | WMEL_BB3
NPgY | ELSECAR | Primary | NPgY Primary: Distributes to Secondary network | Barnsley | Barnsley; Rotherham | S74 8AU | WEST MELTON | Rotherham | WEST MELTON SECTION 3 | Rotherham | WMEL_BB3
NPgY | ENDIKE LANE | Primary | NPgY Primary: Distributes to Secondary network | Kingston upon Hull, City of | East Riding of Yorkshire; Kingston upon Hull, City of | HU6 8AY | BEVERLEY 132/33KV | East Riding of Yorkshire | CREYKE BECK | East Riding of Yorkshire | CREB_1
NPgY | EPWORTH | Primary | NPgY Primary: Distributes to Secondary network | North Lincolnshire | North Lincolnshire | DN9 1JU | BLYTON | West Lindsey | KEADBY | North Lincolnshire | KEAD_YEDL
NPgY | FARNLEY CRESCENT | Primary | NPgY Primary: Distributes to Secondary network | Leeds | Leeds | LS12 5AN | KIRKSTALL C/RING ROAD HORSFORTH | Leeds | KIRKSTALL B | Leeds | KIRKB1
NPgY | FENTON LANE | Primary | NPgY Primary: Distributes to Secondary network | Selby | Selby | LS25 6EZ | BRAMHAM | Leeds | FERRYBRIDGE B | Wakefield | FERRB9
NPgY | FERRYBRIDGE A 11KV | Primary | NPgY Primary: Distributes to Secondary network | Wakefield | Selby; Wakefield | WF11 8RR | FERRYBRIDGE A | Wakefield | FERRYBRIDGE A | Wakefield | FERRA2
NPgY | FIR TREE LANE | Primary | NPgY Primary: Distributes to Secondary network | Leeds | Leeds | LS17 7BZ | KIRKSTALL C/RING ROAD HORSFORTH | Leeds | KIRKSTALL B | Leeds | KIRKB1
NPgY | FIRST AVENUE | Primary | NPgY Primary: Distributes to Secondary network | Kingston upon Hull, City of | Kingston upon Hull, City of | HU6 9NE | BEVERLEY 132/33KV | East Riding of Yorkshire | CREYKE BECK | East Riding of Yorkshire | CREB_1
NPgY | FIRTH BROWN | Primary | NPgY Primary: Distributes to Secondary network | North Lincolnshire | North Lincolnshire | DN16 1DN | SANTON | North Lincolnshire | KEADBY | North Lincolnshire | KEAD_YEDL
NPgY | FISH DAM LANE | Primary | NPgY Primary: Distributes to Secondary network | Barnsley | Barnsley | S71 3HQ | HUNNINGLEY | Barnsley | WEST MELTON SECTION 3 | Rotherham | WMEL_BB3
NPgY | FLIXBOROUGH | Primary | NPgY Primary: Distributes to Secondary network | North Lincolnshire | North Lincolnshire | DN15 8RR | SCUNTHORPE NORTH | North Lincolnshire | KEADBY | North Lincolnshire | KEAD_YEDL
NPgY | FOLLY HALL | Primary | NPgY Primary: Distributes to Secondary network | Kirklees | Kirklees; Leeds | HD1 3TF | SAINT ANDREWS ROAD 132/33KV | Kirklees | SKELTON GRANGE | Leeds | SKLGB1
NPgY | FOUR LANE ENDS | Primary | NPgY Primary: Distributes to Secondary network | Bradford | Bradford | BD8 0LJ | GIRLINGTON | Bradford | BRADFORD WEST | Bradford | BRAW_1
NPgY | FOXHILLS | Primary | NPgY Primary: Distributes to Secondary network | North Lincolnshire | North Lincolnshire | DN15 8QW | SCUNTHORPE NORTH | North Lincolnshire | KEADBY | North Lincolnshire | KEAD_YEDL
NPgY | FULLERTON ROAD | Primary | NPgY Primary: Distributes to Secondary network | Rotherham | Rotherham | S60 1DL | TEMPLEBOROUGH 275/33KV | Rotherham | TEMPLEBOROUGH 275/33KV | Rotherham | TEMP_3
NPgY | FURNESS AVENUE | Primary | NPgY Primary: Distributes to Secondary network | Calderdale | Calderdale | HX2 8HY | HOLMFIELD | Calderdale | BRADFORD WEST | Bradford | BRAW_1
NPgY | GAISBY LANE | Primary | NPgY Primary: Distributes to Secondary network | Bradford | BradfordWakefield | BD2 1BB | BRADFORD | Bradford | BRADFORD WEST | Bradford | BRAW_1
NPgY | GIBRALTAR ROAD | Primary | NPgY Primary: Distributes to Secondary network | Calderdale | Calderdale | HX1 4HL | HOLMFIELD | Calderdale | BRADFORD WEST | Bradford | BRAW_1
NPgY | GIBSON LANE | Primary | NPgY Primary: Distributes to Secondary network | East Riding of Yorkshire | East Riding of Yorkshire | HU14 3HH | HULL WEST | East Riding of Yorkshire | CREYKE BECK | East Riding of Yorkshire | CREB_1
NPgY | GILDERSOME | Primary | NPgY Primary: Distributes to Secondary network | Leeds | KirkleesLeeds | LS27 7HW | BEESTON ROYDS 132/33KV | Leeds | KIRKSTALL B | Leeds | KIRKB1
NPgY | GLEADLESS VALLEY | Primary | NPgY Primary: Distributes to Secondary network | Sheffield | Sheffield | S14 1FP | NORTON LEES | Sheffield | NORTON LEES | Sheffield | NORL_3
NPgY | GOOLE | Primary | NPgY Primary: Distributes to Secondary network | East Riding of Yorkshire | East Riding of Yorkshire | DN14 6SX | CAMBLESFORTH | Selby | CAMBLESFORTH | Selby | CAMB_01
NPgY | GRAINTHORPE | Primary | NPgY Primary: Distributes to Secondary network | East Lindsey | East Lindsey | LN11 7JU | WOLD NEWTON | North East Lincolnshire | KEADBY | North Lincolnshire | KEAD_YEDL
NPgY | GREAT COATES | Primary | NPgY Primary: Distributes to Secondary network | North East Lincolnshire | North East Lincolnshire; West Lindsey | DN37 9PN | YARBOROUGH ROAD 132/33KV | North East Lincolnshire | GRIMSBY WEST | North East Lincolnshire | GRIW_1
NPgY | GREENHILL | Primary | NPgY Primary: Distributes to Secondary network | Sheffield | North East Derbyshire; Sheffield | S8 7RJ | JORDANTHORPE | Sheffield | JORDANTHORPE | Sheffield | JORD_3
NPgY | GREYFRIARS RD | Primary | NPgY Primary: Distributes to Secondary network | Doncaster | Doncaster | DN1 1QN | DONCASTER CENTRAL | Doncaster | WEST MELTON / THORPE MARSH | Rotherham | WMEL_THOM
NPgY | GREYFRIARS ROAD 3/4 | Primary | NPgY Primary: Distributes to Secondary network | Doncaster | Doncaster | DN1 1QN | DONCASTER CENTRAL | Doncaster | WEST MELTON / THORPE MARSH | Rotherham | WMEL_THOM
NPgY | GRIMETHORPE | Primary | NPgY Primary: Distributes to Secondary network | Barnsley | Barnsley; Bradford; Kirklees | S72 7BQ | FERRYBRIDGE A | Wakefield | FERRYBRIDGE A | Wakefield | FERRA2
NPgY | GROVE STREET | Primary | NPgY Primary: Distributes to Secondary network | Kirklees | Kirklees | HD1 2PB | LINDLEY | Kirklees | ELLAND | Calderdale | ELLA_1
NPgY | GUARDIAN GLASS | Primary | NPgY Primary: Distributes to Secondary network | East Riding of Yorkshire | East Riding of Yorkshire | DN14 8GA | CAMBLESFORTH | Selby | CAMBLESFORTH | Selby | CAMB_01
NPgY | HACKENTHORPE | Primary | NPgY Primary: Distributes to Secondary network | Sheffield | Sheffield | S12 4ET | THURCROFT | Rotherham | THURCROFT | Rotherham | THUR_6
NPgY | HALIFAX 33/11KV | Primary | NPgY Primary: Distributes to Secondary network | Calderdale | Calderdale; Kirklees | HX3 6TE | HALIFAX 132/33KV | Calderdale | ELLAND | Calderdale | ELLA_1
NPgY | HALLAM STREET | Primary | NPgY Primary: Distributes to Secondary network | Leeds | Leeds | LS20 8AG | MENSTON | Leeds | BRADFORD WEST | Bradford | BRAW_1
NPgY | HARDEN | Primary | NPgY Primary: Distributes to Secondary network | Bradford | Bradford | BD16 1BG | BINGLEY 132/33KV | Bradford | BRADFORD WEST | Bradford | BRAW_1
NPgY | HARPSWELL | Primary | NPgY Primary: Distributes to Secondary network | West Lindsey | West Lindsey | DN21 5UT | BLYTON | West Lindsey | KEADBY | North Lincolnshire | KEAD_YEDL
NPgY | HARWORTH | Primary | NPgY Primary: Distributes to Secondary network | Bassetlaw | Bassetlaw; Doncaster | DN11 8JW | THURCROFT | Rotherham | THURCROFT | Rotherham | THUR_6
NPgY | HAWORTH 1 | Primary | NPgY Primary: Distributes to Secondary network | Bradford | Bradford | BD22 9EP | BINGLEY 132/33KV | Bradford | BRADFORD WEST | Bradford | BRAW_1
NPgY | HAWORTH 2 | Primary | NPgY Primary: Distributes to Secondary network | Bradford | Bradford | BD22 9EP | SILSDEN | Bradford | BRADFORD WEST | Bradford | BRAW_1
NPgY | HAXEY | Primary | NPgY Primary: Distributes to Secondary network | North Lincolnshire | North Lincolnshire | DN9 2LT | BLYTON | West Lindsey | KEADBY | North Lincolnshire | KEAD_YEDL
NPgY | HAYTON | Primary | NPgY Primary: Distributes to Secondary network | East Riding of Yorkshire | Barnsley; East Riding of Yorkshire | YO42 2NX | DRIFFIELD/BEVERLEY GROUP | East Riding of Yorkshire | CREYKE BECK | East Riding of Yorkshire | CREB_1
NPgY | HAZLEHEAD | Primary | NPgY Primary: Distributes to Secondary network | Kirklees | Barnsley; Kirklees | S36 4HG | THORNHILL 132KV | Kirklees | ELLAND | Calderdale | ELLA_1
NPgY | HEBDEN BRIDGE | Primary | NPgY Primary: Distributes to Secondary network | Calderdale | Calderdale | HX7 6LX | SOWERBY BRIDGE 132/33KV | Calderdale | ELLAND | Calderdale | ELLA_1
NPgY | HEDLEY CHASE | Primary | NPgY Primary: Distributes to Secondary network | Leeds | Leeds | LS12 1YN | BEESTON ROYDS 132/33KV | Leeds | KIRKSTALL B | Leeds | KIRKB1
NPgY | HEDON ROAD | Primary | NPgY Primary: Distributes to Secondary network | Kingston upon Hull, City of | Kingston upon Hull, City of | HU12 8ED | HULL EAST 132/33KV | Kingston upon Hull, City of | SALTEND NORTH | East Riding of Yorkshire | SALT_1
NPgY | HEMSWORTH | Primary | NPgY Primary: Distributes to Secondary network | Wakefield | Sheffield; Wakefield | WF9 5BZ | FERRYBRIDGE A | Wakefield | FERRYBRIDGE A | Wakefield | FERRA2
NPgY | HESSLE ROAD 1 | Primary | NPgY Primary: Distributes to Secondary network | East Riding of Yorkshire | East Riding of Yorkshire; Kingston upon Hull, City of | HU4 6SH | HULL SOUTH | Kingston upon Hull, City of | CREYKE BECK | East Riding of Yorkshire | CREB_1
NPgY | HESSLE ROAD 2 | Primary | NPgY Primary: Distributes to Secondary network | Kingston upon Hull, City of | East Riding of Yorkshire; Kingston upon Hull, City of | HU4 6SH | HULL WEST | East Riding of Yorkshire | CREYKE BECK | East Riding of Yorkshire | CREB_1
NPgY | HIBALDSTOW | Primary | NPgY Primary: Distributes to Secondary network | North Lincolnshire | North Lincolnshire; West Lindsey | DN21 4NH | SANTON | North Lincolnshire | KEADBY | North Lincolnshire | KEAD_YEDL
NPgY | HICKLETON | Primary | NPgY Primary: Distributes to Secondary network | Barnsley | Barnsley; Bradford | S63 0DE | DONCASTER B/THORPE MARSH | Doncaster | WEST MELTON / THORPE MARSH | Rotherham | WMEL_THOM
NPgY | HILLCREST | Primary | NPgY Primary: Distributes to Secondary network | Leeds | Leeds | LS8 3AA | LEEDS EAST | Leeds | SKELTON GRANGE | Leeds | SKLGB1
NPgY | HOLBECK | Primary | NPgY Primary: Distributes to Secondary network | Leeds | Leeds | LS11 9SZ | LOW ROAD | Leeds | SKELTON GRANGE | Leeds | SKLGB1
NPgY | HOLDERNESS | Primary | NPgY Primary: Distributes to Secondary network | Kingston upon Hull, City of | East Riding of Yorkshire; Kingston upon Hull, City of | HU9 4AU | BRANSHOLME | Kingston upon Hull, City of | CREYKE BECK | East Riding of Yorkshire | CREB_1
NPgY | HOLME UPON SPALDING MOOR | Primary | NPgY Primary: Distributes to Secondary network | East Riding of Yorkshire | East Riding of Yorkshire | YO43 4BX | BEVERLEY 132/33KV | East Riding of Yorkshire | CREYKE BECK | East Riding of Yorkshire | CREB_1
NPgY | HONLEY | Primary | NPgY Primary: Distributes to Secondary network | Kirklees | Barnsley; Doncaster; Kirklees | HD9 6RU | LINDLEY | Kirklees | ELLAND | Calderdale | ELLA_1
NPgY | HOPE | Primary | NPgY Primary: Distributes to Secondary network | High Peak | High Peak | S33 6RP | HUNSHELF | Barnsley | WEST MELTON SECTION 3 | Rotherham | WMEL_BB3
NPgY | HORBURY | Primary | NPgY Primary: Distributes to Secondary network | Wakefield | Wakefield | WF4 6EU | THORNHILL 132KV | Kirklees | ELLAND | Calderdale | ELLA_1
NPgY | HOUGHTON MAIN | Primary | NPgY Primary: Distributes to Secondary network | Barnsley | Barnsley | S72 0HW | WEST MELTON | Rotherham | WEST MELTON SECTION 3 | Rotherham | WMEL_BB3
NPgY | HULL EAST 33/11KV | Primary | NPgY Primary: Distributes to Secondary network | East Riding of Yorkshire | East Riding of Yorkshire; Kingston upon Hull, City of | HU9 5NP | HULL EAST 132/33KV | Kingston upon Hull, City of | SALTEND NORTH | East Riding of Yorkshire | SALT_1
NPgY | HUMBER ROAD | Primary | NPgY Primary: Distributes to Secondary network | North Lincolnshire | North East Lincolnshire; North Lincolnshire | DN40 3LZ | IMMINGHAM | North East Lincolnshire | GRIMSBY WEST | North East Lincolnshire | GRIW_1
NPgY | HUNMANBY | Primary | NPgY Primary: Distributes to Secondary network | Scarborough | Ryedale; Scarborough | YO14 0JY | DRIFFIELD/BEVERLEY GROUP | East Riding of Yorkshire | CREYKE BECK | East Riding of Yorkshire | CREB_1
NPgY | ICI FIBRES | Primary | NPgY Primary: Distributes to Secondary network | Doncaster | Doncaster; Rotherham | DN2 4LT | DONCASTER B/THORPE MARSH | Doncaster | WEST MELTON / THORPE MARSH | Rotherham | WMEL_THOM
NPgY | IDLE | Primary | NPgY Primary: Distributes to Secondary network | Bradford | Bradford | BD10 8SA | BRADFORD | Bradford | BRADFORD WEST | Bradford | BRAW_1
NPgY | ILKLEY | Primary | NPgY Primary: Distributes to Secondary network | Bradford | Bradford; Harrogate | LS29 9BE | SILSDEN | Bradford | BRADFORD WEST | Bradford | BRAW_1
NPgY | INGS LANE | Primary | NPgY Primary: Distributes to Secondary network | Craven | Craven | BD23 1UP | SILSDEN | Bradford | BRADFORD WEST | Bradford | BRAW_1
NPgY | IVESON HOUSE | Primary | NPgY Primary: Distributes to Secondary network | Leeds | Leeds | LS16 6RF | KIRKSTALL C/RING ROAD HORSFORTH | Leeds | KIRKSTALL B | Leeds | KIRKB1
NPgY | JARRATT STREET | Primary | NPgY Primary: Distributes to Secondary network | Doncaster | Doncaster | DN1 2BS | MALLARD WAY | Doncaster | WEST MELTON / THORPE MARSH | Rotherham | WMEL_THOM
NPgY | KEDDINGTON ROAD | Primary | NPgY Primary: Distributes to Secondary network | East Lindsey | East Lindsey | LN11 0DE | WOLD NEWTON | North East Lincolnshire | KEADBY | North Lincolnshire | KEAD_YEDL
NPgY | KEIGHLEY | Primary | NPgY Bulk Supply Point: Distributes to Secondary network | Bradford | Bradford | BD21 5AJ | BRADFORD WEST | Bradford | BRADFORD WEST | Bradford | BRAW_1
NPgY | KENMORE ROAD | Primary | NPgY Primary: Distributes to Secondary network | Wakefield | Wakefield | WF2 0XE | WAKEFIELD NORTH | Wakefield | SKELTON GRANGE | Leeds | SKLGB1
NPgY | KILLINGHALL ROAD | Primary | NPgY Primary: Distributes to Secondary network | Bradford | Bradford | BD3 8HN | BRADFORD | Bradford | BRADFORD WEST | Bradford | BRAW_1
NPgY | KILNHURST | Primary | NPgY Primary: Distributes to Secondary network | Rotherham | Doncaster; North Lincolnshire; Rotherham | S64 5TN | WEST MELTON | Rotherham | WEST MELTON SECTION 3 | Rotherham | WMEL_BB3
NPgY | KING GEORGE DOCK | Primary | NPgY Primary: Distributes to Secondary network | Kingston upon Hull, City of | Kingston upon Hull, City of | HU9 5PL | HULL EAST 132/33KV | Kingston upon Hull, City of | SALTEND NORTH | East Riding of Yorkshire | SALT_1
NPgY | KIRK DRIVE | Primary | NPgY Primary: Distributes to Secondary network | Bradford | Barnsley; Bradford | BD17 6SA | MENSTON | Leeds | BRADFORD WEST | Bradford | BRAW_1
NPgY | KIRK SANDALL | Primary | NPgY Primary: Distributes to Secondary network | Doncaster | Doncaster | DN3 1QL | DONCASTER B/THORPE MARSH | Doncaster | WEST MELTON / THORPE MARSH | Rotherham | WMEL_THOM
NPgY | KIRKBURN | Primary | NPgY Primary: Distributes to Secondary network | East Riding of Yorkshire | East Riding of Yorkshire; Ryedale | YO25 9EH | DRIFFIELD/BEVERLEY GROUP | East Riding of Yorkshire | CREYKE BECK | East Riding of Yorkshire | CREB_1
NPgY | KIVETON PARK | Primary | NPgY Primary: Distributes to Secondary network | Rotherham | Rotherham | S26 6RP | THURCROFT | Rotherham | THURCROFT | Rotherham | THUR_6
NPgY | KNOSTROP | Primary | NPgY Primary: Distributes to Secondary network | #N/A | #N/A | LS9 0PJ | LEEDS EAST | Leeds | SKELTON GRANGE | Leeds | SKLGB1
NPgY | LEA ROAD | Primary | NPgY Primary: Distributes to Secondary network | West Lindsey | West Lindsey | DN21 1ND | BLYTON | West Lindsey | KEADBY | North Lincolnshire | KEAD_YEDL
NPgY | LEASOWE ROAD | Primary | NPgY Primary: Distributes to Secondary network | Leeds | Leeds | LS10 2EY | LOW ROAD | Leeds | SKELTON GRANGE | Leeds | SKLGB1
NPgY | LEDSTON | Primary | NPgY Primary: Distributes to Secondary network | Leeds | Leeds; Selby | WF10 2AX | FERRYBRIDGE A | Wakefield | FERRYBRIDGE A | Wakefield | FERRA2
NPgY | LEEDS ROAD | Primary | NPgY Primary: Distributes to Secondary network | Leeds | Leeds | LS22 5AA | BRAMHAM | Leeds | FERRYBRIDGE B | Wakefield | FERRB9
NPgY | LEGRAMS MILL LANE | Primary | NPgY Primary: Distributes to Secondary network | Bradford | Bradford | BD7 2BA | GIRLINGTON | Bradford | BRADFORD WEST | Bradford | BRAW_1
NPgY | LEYLANDS ROAD | Primary | NPgY Primary: Distributes to Secondary network | Leeds | Leeds | LS2 7QB | LEEDS NORTH | Leeds | SKELTON GRANGE | Leeds | SKLGB1
NPgY | LIVERSEDGE | Primary | NPgY Primary: Distributes to Secondary network | Kirklees | Kirklees | WF15 7NY | HECKMONDWIKE | Kirklees | SKELTON GRANGE | Leeds | SKLGB1
NPgY | LOUTH | Primary | NPgY Primary: Distributes to Secondary network | East Lindsey | East Lindsey | LN11 0WA | WOLD NEWTON | North East Lincolnshire | KEADBY | North Lincolnshire | KEAD_YEDL
NPgY | LOW MOOR | Primary | NPgY Primary: Distributes to Secondary network | Bradford | Bradford | BD12 0NG | STAYGATE | Bradford | SKELTON GRANGE | Leeds | SKLGB1
NPgY | LOWFIELDS | Primary | NPgY Primary: Distributes to Secondary network | Calderdale | Calderdale | HX5 9DE | BRIGHOUSE 132/33KV | Calderdale | ELLAND | Calderdale | ELLA_1
NPgY | LOXLEY ROAD | Primary | NPgY Primary: Distributes to Secondary network | Sheffield | Sheffield | S6 6SJ | NEEPSEND | Sheffield | NEEPSEND | Sheffield | NEEP_3
NPgY | MANCHESTER ROAD | Primary | NPgY Primary: Distributes to Secondary network | Bradford | Bradford | BD5 0QL | BRADFORD | Bradford | BRADFORD WEST | Bradford | BRAW_1
NPgY | MANSFIELD ROAD 1 | Primary | NPgY Primary: Distributes to Secondary network | Sheffield | Sheffield | S12 2DL | SHEFFIELD CITY | Sheffield | SHEFFIELD CITY | Sheffield | SHEC_3
NPgY | MANSFIELD ROAD 2 | Primary | NPgY Primary Standby: Distributes to Secondary network | Sheffield | Sheffield | S12 2DL | ATTERCLIFFE | Sheffield | WEST MELTON / THORPE MARSH | Rotherham | WMEL_THOM
NPgY | MARKHAM GATES | Primary | NPgY Primary: Distributes to Secondary network | Doncaster | Doncaster | DN3 2FS | DONCASTER B/THORPE MARSH | Doncaster | WEST MELTON / THORPE MARSH | Rotherham | WMEL_THOM
NPgY | MARMION ROAD | Primary | NPgY Primary: Distributes to Secondary network | Sheffield | Sheffield | S11 8TS | NORTON LEES | Sheffield | NORTON LEES | Sheffield | NORL_3
NPgY | MARSDEN ROAD | Primary | NPgY Primary: Distributes to Secondary network | North East Lincolnshire | North East Lincolnshire | DN31 3SG | MOSS ROAD | North East Lincolnshire | GRIMSBY WEST | North East Lincolnshire | GRIW_1
NPgY | MARTONGATE | Primary | NPgY Primary: Distributes to Secondary network | East Riding of Yorkshire | East Riding of Yorkshire | YO16 6RX | DRIFFIELD/BEVERLEY GROUP | East Riding of Yorkshire | CREYKE BECK | East Riding of Yorkshire | CREB_1
NPgY | MELTHAM | Primary | NPgY Primary: Distributes to Secondary network | Kirklees | Kirklees | HD9 4AL | LINDLEY | Kirklees | ELLAND | Calderdale | ELLA_1
NPgY | MEXBOROUGH 1_2 | Primary | NPgY Primary: Distributes to Secondary network | Doncaster | Doncaster; Rotherham | S64 0JD | THURCROFT | Rotherham | THURCROFT | Rotherham | THUR_6
NPgY | MIDDLETON TOWN STREET | Primary | NPgY Primary: Distributes to Secondary network | Leeds | Leeds | LS10 3TQ | BEESTON ROYDS 132/33KV | Leeds | KIRKSTALL B | Leeds | KIRKB1
NPgY | MILLHOUSES | Primary | NPgY Primary: Distributes to Secondary network | Sheffield | Sheffield | S7 2QH | JORDANTHORPE | Sheffield | JORDANTHORPE | Sheffield | JORD_3
NPgY | MILLROYD STREET | Primary | NPgY Primary: Distributes to Secondary network | Calderdale | Calderdale; Kirklees | HD6 1HA | BRIGHOUSE 132/33KV | Calderdale | ELLAND | Calderdale | ELLA_1
NPgY | MILTON PLACE | Primary | NPgY Primary: Distributes to Secondary network | Wakefield | Kirklees; Wakefield | WF5 9EG | WAKEFIELD NORTH | Wakefield | SKELTON GRANGE | Leeds | SKLGB1
NPgY | MIRFIELD | Primary | NPgY Primary: Distributes to Secondary network | Kirklees | Kirklees | WF14 8NF | THORNHILL 132KV | Kirklees | ELLAND | Calderdale | ELLA_1
NPgY | MONCKTON | Primary | NPgY Primary: Distributes to Secondary network | Barnsley | Barnsley; Kirklees; Wakefield | S71 4BG | FERRYBRIDGE A | Wakefield | FERRYBRIDGE A | Wakefield | FERRA2
NPgY | MOOR ROAD | Primary | NPgY Primary: Distributes to Secondary network | Leeds | Leeds | LS6 4BJ | LEEDS NORTH | Leeds | SKELTON GRANGE | Leeds | SKLGB1
NPgY | MOORSIDE ROAD | Primary | NPgY Primary: Distributes to Secondary network | Bradford | Bradford | BD2 3RJ | BRADFORD | Bradford | BRADFORD WEST | Bradford | BRAW_1
NPgY | MORLEY | Primary | NPgY Primary: Distributes to Secondary network | Leeds | Kingston upon Hull, City of; Leeds | LS27 9HS | BEESTON ROYDS 132/33KV | Leeds | KIRKSTALL B | Leeds | KIRKB1
NPgY | MOUNT STREET | Primary | NPgY Primary: Distributes to Secondary network | Bradford | Bradford | BD4 8TB | BRADFORD | Bradford | BRADFORD WEST | Bradford | BRAW_1
NPgY | MYTHOLMROYD | Primary | NPgY Primary: Distributes to Secondary network | Calderdale | Calderdale; Kirklees; Leeds | HX7 8NE | SOWERBY BRIDGE 132/33KV | Calderdale | ELLAND | Calderdale | ELLA_1
NPgY | NAB LANE | Primary | NPgY Primary: Distributes to Secondary network | Kirklees | Kirklees; Leeds | WF17 9NE | HECKMONDWIKE | Kirklees | SKELTON GRANGE | Leeds | SKLGB1
NPgY | NABWOOD | Primary | NPgY Primary: Distributes to Secondary network | Bradford | Bradford | BD18 4BB | BINGLEY 132/33KV | Bradford | BRADFORD WEST | Bradford | BRAW_1
NPgY | NATIONAL AVENUE | Primary | NPgY Primary: Distributes to Secondary network | Kingston upon Hull, City of | Kingston upon Hull, City of | HU5 4JN | HULL SOUTH | Kingston upon Hull, City of | CREYKE BECK | East Riding of Yorkshire | CREB_1
NPgY | NEW DROPPINGWELL ROAD | Primary | NPgY Primary: Distributes to Secondary network | Rotherham | Rotherham; Sheffield | S61 2DL | WINCOBANK | Sheffield | WINCOBANK | Sheffield | WIBA_3
NPgY | NEW ORCHARD LANE | Primary | NPgY Primary: Distributes to Secondary network | Rotherham | Rotherham | S66 9HY | THURCROFT | Rotherham | THURCROFT | Rotherham | THUR_6
NPgY | NEWHALL ROAD | Primary | NPgY Primary: Distributes to Secondary network | Sheffield | Sheffield | S9 2RS | PITSMOOR 3/4 | Sheffield | PITSMOOR 3/4 | Sheffield | PITS_BB_B
NPgY | NEWPORT 1 | Primary | NPgY Primary: Distributes to Secondary network | East Riding of Yorkshire | East Riding of Yorkshire | HU15 2QU | HULL WEST | East Riding of Yorkshire | CREYKE BECK | East Riding of Yorkshire | CREB_1
NPgY | NEWPORT 2 | Primary | NPgY Primary: Distributes to Secondary network | East Riding of Yorkshire | East Riding of Yorkshire | HU15 2QU | OSGODBY 3/4 | Selby | DRAX | Selby | DRAX_YEDL
NPgY | NINELANDS LANE | Primary | NPgY Primary: Distributes to Secondary network | Leeds | LeedsSelby | LS25 2PE | WHINMOOR | Leeds | FERRYBRIDGE B | Wakefield | FERRB9
NPgY | NORFOLK PARK | Primary | NPgY Primary: Distributes to Secondary network | Sheffield | Sheffield | S2 3UU | NORTON LEES | Sheffield | NORTON LEES | Sheffield | NORL_3
NPgY | NORMANBY | Primary | NPgY Primary: Distributes to Secondary network | West Lindsey | West Lindsey | LN8 2HQ | BLYTON | West Lindsey | KEADBY | North Lincolnshire | KEAD_YEDL
NPgY | NORMANTON | Primary | NPgY Primary: Distributes to Secondary network | Wakefield | Wakefield | WF6 1AL | FEATHERSTONE | Wakefield | FERRYBRIDGE B | Wakefield | FERRB9
NPgY | NORTH AVENUE | Primary | NPgY Primary: Distributes to Secondary network | Leeds | Bradford; Harrogate; Leeds | LS21 1SX | MENSTON | Leeds | BRADFORD WEST | Bradford | BRAW_1
NPgY | NORTH THORESBY | Primary | NPgY Primary: Distributes to Secondary network | East Lindsey | East Lindsey | DN36 5SB | WOLD NEWTON | North East Lincolnshire | KEADBY | North Lincolnshire | KEAD_YEDL
NPgY | NORWOOD | Primary | NPgY Primary: Distributes to Secondary network | East Riding of Yorkshire | East Riding of Yorkshire | HU17 9JR | BEVERLEY 132/33KV | East Riding of Yorkshire | CREYKE BECK | East Riding of Yorkshire | CREB_1
NPgY | OAKES ROAD | Primary | NPgY Primary: Distributes to Secondary network | Kirklees | Kirklees | HD3 3EW | LINDLEY | Kirklees | ELLAND | Calderdale | ELLA_1
NPgY | OAKWOOD LANE | Primary | NPgY Primary: Distributes to Secondary network | Leeds | Leeds | LS8 3LF | WHINMOOR | Leeds | FERRYBRIDGE B | Wakefield | FERRB9
NPgY | ODSAL | Primary | NPgY Primary: Distributes to Secondary network | Bradford | Bradford | BD6 1BW | STAYGATE | Bradford | SKELTON GRANGE | Leeds | SKLGB1
NPgY | OLYMPIA MILLS | Primary | NPgY Primary: Distributes to Secondary network | Selby | East Riding of Yorkshire; Selby | YO8 7AG | OSGODBY 3/4 | Selby | DRAX | Selby | DRAX_YEDL
NPgY | ORGREAVE | Primary | NPgY Primary: Distributes to Secondary network | Rotherham | RotherhamSheffield | S13 9NA | ATTERCLIFFE | Sheffield | WEST MELTON / THORPE MARSH | Rotherham | WMEL_THOM
NPgY | OUTWOOD | Primary | NPgY Primary: Distributes to Secondary network | Wakefield | LeedsWakefield | WF3 3TA | WAKEFIELD NORTH | Wakefield | SKELTON GRANGE | Leeds | SKLGB1
NPgY | PARK HILL | Primary | NPgY Primary: Distributes to Secondary network | Sheffield | Sheffield | S2 5PN | SHEFFIELD CITY | Sheffield | SHEFFIELD CITY | Sheffield | SHEC_3
NPgY | PARK ROAD | Primary | NPgY Primary: Distributes to Secondary network | Kirklees | Kirklees | WF12 9LP | THORNHILL 132KV | Kirklees | ELLAND | Calderdale | ELLA_1
NPgY | PARK STREET | Primary | NPgY Bulk Supply Point: Distributes to Secondary network | Rotherham | Rotherham | S61 1TF | WEST MELTON / THORPE MARSH | Rotherham | WEST MELTON / THORPE MARSH | Rotherham | WMEL_THOM
NPgY | PASTURE ROAD SOUTH | Primary | NPgY Primary: Distributes to Secondary network | North Lincolnshire | North Lincolnshire | DN18 5RX | SANTON | North Lincolnshire | KEADBY | North Lincolnshire | KEAD_YEDL
NPgY | PATRINGTON ROAD | Primary | NPgY Primary: Distributes to Secondary network | East Riding of Yorkshire | East Riding of Yorkshire | HU12 0AD | HULL EAST 132/33KV | Kingston upon Hull, City of | SALTEND NORTH | East Riding of Yorkshire | SALT_1
NPgY | PENISTONE | Primary | NPgY Primary: Distributes to Secondary network | Barnsley | Barnsley | S36 6BG | HUNSHELF | Barnsley | WEST MELTON SECTION 3 | Rotherham | WMEL_BB3
NPgY | PENISTONE ROAD | Primary | NPgY Primary: Distributes to Secondary network | Sheffield | Sheffield | S6 2FL | NEEPSEND | Sheffield | NEEPSEND | Sheffield | NEEP_3
NPgY | PLANGEO | Primary | NPgY Primary: Distributes to Secondary network | Kingston upon Hull, City of | Kingston upon Hull, City of | HU3 6BY | HULL SOUTH | Kingston upon Hull, City of | CREYKE BECK | East Riding of Yorkshire | CREB_1
NPgY | POLLINGTON | Primary | NPgY Primary: Distributes to Secondary network | East Riding of Yorkshire | East Riding of Yorkshire; Selby | DN14 0RR | KIRKHAW LANE | Wakefield | FERRYBRIDGE B | Wakefield | FERRB9
NPgY | PONTEFRACT LANE 1/2 | Primary | NPgY Primary: Distributes to Secondary network | Leeds | Leeds | LS9 0JG | LEEDS EAST | Leeds | SKELTON GRANGE | Leeds | SKLGB1
NPgY | POOL | Primary | NPgY Primary: Distributes to Secondary network | Leeds | Bradford; Harrogate; Leeds | LS21 1RP | MENSTON | Leeds | BRADFORD WEST | Bradford | BRAW_1
NPgY | PRINCE OF WALES | Primary | NPgY Primary: Distributes to Secondary network | Wakefield | LeedsWakefield | WF8 4PR | FEATHERSTONE | Wakefield | FERRYBRIDGE B | Wakefield | FERRB9
NPgY | PROSPECT ROAD | Primary | NPgY Primary: Distributes to Secondary network | Kirklees | Kirklees | HD3 4UY | LINDLEY | Kirklees | ELLAND | Calderdale | ELLA_1
NPgY | QUEENS ROAD | Primary | NPgY Primary: Distributes to Secondary network | North East Lincolnshire | North East Lincolnshire | DN40 2LZ | IMMINGHAM | North East Lincolnshire | GRIMSBY WEST | North East Lincolnshire | GRIW_1
NPgY | QUEENSBURY | Primary | NPgY Primary: Distributes to Secondary network | Bradford | Bradford; Calderdale | HX3 7TJ | HOLMFIELD | Calderdale | BRADFORD WEST | Bradford | BRAW_1
NPgY | RAWCLIFFE | Primary | NPgY Primary: Distributes to Secondary network | East Riding of Yorkshire | East Riding of Yorkshire | DN14 8PQ | CAMBLESFORTH | Selby | CAMBLESFORTH | Selby | CAMB_01
NPgY | RAWDON | Primary | NPgY Primary: Distributes to Secondary network | Leeds | Bradford; Kirklees; Leeds | LS19 7BZ | RODLEY | Leeds | SKELTON GRANGE | Leeds | SKLGB1
NPgY | RAWMARSH ROAD 1_2 | Primary | NPgY Bulk Supply Point: Distributes to Secondary network | Rotherham | Rotherham | S60 1RR | WEST MELTON / THORPE MARSH | Rotherham | WEST MELTON / THORPE MARSH | Rotherham | WMEL_THOM
NPgY | RAWMARSH ROAD 3_4 | Primary | NPgY Bulk Supply Point: Distributes to Secondary network | Rotherham | Rotherham | S60 1RR | WEST MELTON / THORPE MARSH | Rotherham | WEST MELTON / THORPE MARSH | Rotherham | WMEL_THOM
NPgY | RAWSON ROAD | Primary | NPgY Primary: Distributes to Secondary network | Bradford | Bradford | BD1 3SH | GIRLINGTON | Bradford | BRADFORD WEST | Bradford | BRAW_1
NPgY | RAWSON SPRING ROAD | Primary | NPgY Primary: Distributes to Secondary network | Sheffield | Sheffield | S6 1PG | NEEPSEND | Sheffield | NEEPSEND | Sheffield | NEEP_3
NPgY | REVILL LANE | Primary | NPgY Primary: Distributes to Secondary network | Sheffield | Sheffield | S13 7QX | ATTERCLIFFE | Sheffield | WEST MELTON / THORPE MARSH | Rotherham | WMEL_THOM
NPgY | ROCKWARE | Primary | NPgY Primary: Distributes to Secondary network | Doncaster | Doncaster | DN2 4RH | DONCASTER B/THORPE MARSH | Doncaster | WEST MELTON / THORPE MARSH | Rotherham | WMEL_THOM
NPgY | RODLEY LANE | Primary | NPgY Primary: Distributes to Secondary network | Leeds | Bradford; Leeds | LS13 1LJ | RODLEY | Leeds | SKELTON GRANGE | Leeds | SKLGB1
NPgY | ROMAN AVENUE | Primary | NPgY Primary: Distributes to Secondary network | Leeds | Leeds | LS8 2DY | WHINMOOR | Leeds | FERRYBRIDGE B | Wakefield | FERRB9
NPgY | ROYDS LANE | Primary | NPgY Primary: Distributes to Secondary network | Leeds | East Lindsey; Leeds; Wakefield | LS26 0BE | WAKEFIELD NORTH | Wakefield | SKELTON GRANGE | Leeds | SKLGB1
NPgY | SAINT ANDREWS ROAD 33/11KV | Primary | NPgY Primary: Distributes to Secondary network | Kirklees | Kirklees | HD1 6SE | SAINT ANDREWS ROAD 132/33KV | Kirklees | SKELTON GRANGE | Leeds | SKLGB1
NPgY | SAINT STREET | Primary | NPgY Primary: Distributes to Secondary network | Bradford | Bradford | BD7 4EH | GIRLINGTON | Bradford | BRADFORD WEST | Bradford | BRAW_1
NPgY | SALTERFORTH | Primary | NPgY Primary: Distributes to Secondary network | Pendle | Craven; Pendle | BB18 6JD | SILSDEN | Bradford | BRADFORD WEST | Bradford | BRAW_1
NPgY | SALTERHEBBLE | Primary | NPgY Primary: Distributes to Secondary network | Calderdale | Barnsley; Calderdale | HX3 0QH | SOWERBY BRIDGE 132/33KV | Calderdale | ELLAND | Calderdale | ELLA_1
NPgY | SALTSHOUSE ROAD | Primary | NPgY Primary: Distributes to Secondary network | Kingston upon Hull, City of | Kingston upon Hull, City of | HU8 9HR | BRANSHOLME | Kingston upon Hull, City of | CREYKE BECK | East Riding of Yorkshire | CREB_1
NPgY | SANDHILL LANE | Primary | NPgY Primary: Distributes to Secondary network | East Riding of Yorkshire | East Riding of Yorkshire; Selby | YO41 4DF | DRIFFIELD/BEVERLEY GROUP | East Riding of Yorkshire | CREYKE BECK | East Riding of Yorkshire | CREB_1
NPgY | SAXON ROAD | Primary | NPgY Primary: Distributes to Secondary network | Sheffield | Sheffield; Wakefield | S8 0XQ | NORTON LEES | Sheffield | NORTON LEES | Sheffield | NORL_3
NPgY | SCARTHO | Primary | NPgY Primary: Distributes to Secondary network | North East Lincolnshire | East Lindsey; North East Lincolnshire | DN33 3JL | YARBOROUGH ROAD 132/33KV | North East Lincolnshire | GRIMSBY WEST | North East Lincolnshire | GRIW_1
NPgY | SCHOLES | Primary | NPgY Primary: Distributes to Secondary network | Kirklees | Barnsley; Kirklees | HD9 1UG | THORNHILL 132KV | Kirklees | ELLAND | Calderdale | ELLA_1
NPgY | SCISSETT | Primary | NPgY Primary: Distributes to Secondary network | Kirklees | Barnsley; Kirklees | HD8 9UA | BARUGH 132/66KV | Barnsley | WEST MELTON SECTION 3 | Rotherham | WMEL_BB3
NPgY | SCULCOATES A | Primary | NPgY Bulk Supply Point: Distributes to Secondary network | Kingston upon Hull, City of | Kingston upon Hull, City of; Leeds | HU5 1DA | CREYKE BECK | East Riding of Yorkshire | CREYKE BECK | East Riding of Yorkshire | CREB_1
NPgY | SEACROFT | Primary | NPgY Primary: Distributes to Secondary network | Leeds | Leeds | LS14 1LU | WHINMOOR | Leeds | FERRYBRIDGE B | Wakefield | FERRB9
NPgY | SEATON | Primary | NPgY Primary: Distributes to Secondary network | East Riding of Yorkshire | East Riding of Yorkshire | HU11 5RQ | DRIFFIELD/BEVERLEY GROUP | East Riding of Yorkshire | CREYKE BECK | East Riding of Yorkshire | CREB_1
NPgY | SELBY | Primary | NPgY Primary: Distributes to Secondary network | Selby | Doncaster;Selby | YO8 8NB | OSGODBY 3/4 | Selby | DRAX | Selby | DRAX_YEDL
NPgY | SELBY ROAD | Primary | NPgY Primary: Distributes to Secondary network | Leeds | Leeds | LS15 0QE | LEEDS EAST | Leeds | SKELTON GRANGE | Leeds | SKLGB1
NPgY | SHARLSTON | Primary | NPgY Primary: Distributes to Secondary network | Wakefield | Wakefield | WF4 1BE | FEATHERSTONE | Wakefield | FERRYBRIDGE B | Wakefield | FERRB9
NPgY | SHEPCOTE TINSLEY | Primary | NPgY Primary: Distributes to Secondary network | Sheffield | Sheffield | S9 1XT | WINCOBANK | Sheffield | WINCOBANK | Sheffield | WIBA_3
NPgY | SHERBURN | Primary | NPgY Primary: Distributes to Secondary network | Selby | Selby | LS25 6PL | BRAMHAM | Leeds | FERRYBRIDGE B | Wakefield | FERRB9
NPgY | SHIPLEY | Primary | NPgY Primary: Distributes to Secondary network | Bradford | Bradford | BD17 7AR | BRADFORD | Bradford | BRADFORD WEST | Bradford | BRAW_1
NPgY | SHIRLAND LANE | Primary | NPgY Primary: Distributes to Secondary network | Sheffield | Sheffield | S9 3GD | ATTERCLIFFE | Sheffield | WEST MELTON / THORPE MARSH | Rotherham | WMEL_THOM
NPgY | SILVER STREET | Primary | NPgY Primary: Distributes to Secondary network | Sheffield | Sheffield | S1 2DU | SHEFFIELD CITY | Sheffield | SHEFFIELD CITY | Sheffield | SHEC_3
NPgY | SILVERWOOD | Primary | NPgY Primary: Distributes to Secondary network | Rotherham | Doncaster; Rotherham | S65 4PR | THURCROFT | Rotherham | THURCROFT | Rotherham | THUR_6
NPgY | SKILLINGS LANE | Primary | NPgY Primary: Distributes to Secondary network | East Riding of Yorkshire | East Riding of Yorkshire | HU15 1EQ | HULL WEST | East Riding of Yorkshire | CREYKE BECK | East Riding of Yorkshire | CREB_1
NPgY | SKIPTON | Primary | NPgY Primary: Distributes to Secondary network | Craven | Craven | BD23 2RR | SILSDEN | Bradford | BRADFORD WEST | Bradford | BRAW_1
NPgY | SLAITHWAITE | Primary | NPgY Primary: Distributes to Secondary network | Kirklees | CalderdaleKirklees | HD7 6LS | LINDLEY | Kirklees | ELLAND | Calderdale | ELLA_1
NPgY | SLEDMERE GARTH | Primary | NPgY Primary: Distributes to Secondary network | Leeds | Leeds | LS14 5DS | WHINMOOR | Leeds | FERRYBRIDGE B | Wakefield | FERRB9
NPgY | SMITH STREET | Primary | NPgY Primary: Distributes to Secondary network | Wakefield | Wakefield | WF10 2RY | KIRKHAW LANE | Wakefield | FERRYBRIDGE B | Wakefield | FERRB9
NPgY | SMITHY GREEN | Primary | NPgY Primary: Distributes to Secondary network | Barnsley | Barnsley | S71 1NU | BARUGH 132/66KV | Barnsley | WEST MELTON SECTION 3 | Rotherham | WMEL_BB3
NPgY | SNAITHING PARK ROAD | Primary | NPgY Primary: Distributes to Secondary network | Sheffield | Sheffield | S10 3LJ | NORTON LEES | Sheffield | NORTON LEES | Sheffield | NORL_3
NPgY | SNELSINS LANE | Primary | NPgY Primary: Distributes to Secondary network | Kirklees | BradfordKirklees | BD19 3UE | BRIGHOUSE 132/33KV | Calderdale | ELLAND | Calderdale | ELLA_1
NPgY | SOUTH ELMSALL | Primary | NPgY Primary: Distributes to Secondary network | Wakefield | Barnsley; Doncaster; Wakefield | WF9 2JH | FERRYBRIDGE A | Wakefield | FERRYBRIDGE A | Wakefield | FERRA2
NPgY | SOUTH FERRIBY | Primary | NPgY Primary: Distributes to Secondary network | North Lincolnshire | Bradford; North Lincolnshire | DN18 6JL | SANTON | North Lincolnshire | KEADBY | North Lincolnshire | KEAD_YEDL
NPgY | SOUTH KIRKBY | Primary | NPgY Primary: Distributes to Secondary network | Wakefield | Wakefield | WF9 3TH | FERRYBRIDGE A | Wakefield | FERRYBRIDGE A | Wakefield | FERRA2
NPgY | SOUTH RESTON | Primary | NPgY Primary: Distributes to Secondary network | East Lindsey | East Lindsey | LN11 8JQ | WOLD NEWTON | North East Lincolnshire | KEADBY | North Lincolnshire | KEAD_YEDL
NPgY | SOUTH STREET | Primary | NPgY Primary: Distributes to Secondary network | Bradford | Bradford | BD21 1AH | BINGLEY 132/33KV | Bradford | BRADFORD WEST | Bradford | BRAW_1
NPgY | SOUTHGATE | Primary | NPgY Primary: Distributes to Secondary network | East Riding of Yorkshire | East Riding of Yorkshire | YO43 3BE | BEVERLEY 132/33KV | East Riding of Yorkshire | CREYKE BECK | East Riding of Yorkshire | CREB_1
NPgY | SOUTHWOOD ROAD | Primary | NPgY Primary: Distributes to Secondary network | East Riding of Yorkshire | East Riding of Yorkshire | HU16 5AN | BEVERLEY 132/33KV | East Riding of Yorkshire | CREYKE BECK | East Riding of Yorkshire | CREB_1
NPgY | SOWERBY BRIDGE 33/11KV | Primary | NPgY Primary: Distributes to Secondary network | Calderdale | Calderdale; Kirklees | HX6 1EN | SOWERBY BRIDGE 132/33KV | Calderdale | ELLAND | Calderdale | ELLA_1
NPgY | SPARK MILL LANE | Primary | NPgY Primary: Distributes to Secondary network | East Riding of Yorkshire | East Riding of Yorkshire;Kingston upon Hull, City of | HU17 0TT | BEVERLEY 132/33KV | East Riding of Yorkshire | CREYKE BECK | East Riding of Yorkshire | CREB_1
NPgY | SPENBOROUGH | Primary | NPgY Primary: Distributes to Secondary network | Kirklees | Bradford; Kirklees | BD19 5BT | BRIGHOUSE 132/33KV | Calderdale | ELLAND | Calderdale | ELLA_1
NPgY | SPRING MILL STREET | Primary | NPgY Primary: Distributes to Secondary network | Bradford | Bradford | BD5 7HF | STAYGATE | Bradford | SKELTON GRANGE | Leeds | SKLGB1
NPgY | STAINFORTH | Primary | NPgY Primary: Distributes to Secondary network | Doncaster | Doncaster | DN7 5HG | DONCASTER B/THORPE MARSH | Doncaster | WEST MELTON / THORPE MARSH | Rotherham | WMEL_THOM
NPgY | STAIRFOOT | Primary | NPgY Primary: Distributes to Secondary network | Barnsley | Barnsley | S71 5AF | HUNNINGLEY | Barnsley | WEST MELTON SECTION 3 | Rotherham | WMEL_BB3
NPgY | STANLEY STREET | Primary | NPgY Primary: Distributes to Secondary network | Sheffield | Sheffield | S3 8HG | PITSMOOR 3/4 | Sheffield | PITSMOOR 3/4 | Sheffield | PITS_BB_B
NPgY | STANNINGTON ROAD | Primary | NPgY Primary: Distributes to Secondary network | Sheffield | Sheffield | S6 5FH | NEEPSEND | Sheffield | NEEPSEND | Sheffield | NEEP_3
NPgY | STATION ROAD | Primary | NPgY Primary: Distributes to Secondary network | North Lincolnshire | North Lincolnshire | DN15 6BT | SCUNTHORPE NORTH | North Lincolnshire | KEADBY | North Lincolnshire | KEAD_YEDL
NPgY | STEVENSON ROAD | Primary | NPgY Primary: Distributes to Secondary network | Sheffield | Sheffield | S9 3XG | PITSMOOR 3/4 | Sheffield | PITSMOOR 3/4 | Sheffield | PITS_BB_B
NPgY | STOKE STREET | Primary | NPgY Primary: Distributes to Secondary network | Sheffield | Sheffield | S9 3QN | ATTERCLIFFE | Sheffield | WEST MELTON / THORPE MARSH | Rotherham | WMEL_THOM
NPgY | STOURTON 132/11KV | Primary | NPgY Bulk Supply Point: Distributes to Secondary network | Leeds | Leeds | LS10 1SP | SKELTON GRANGE | Leeds | SKELTON GRANGE | Leeds | SKLGB1
NPgY | STOURTON 33/11KV | Primary | NPgY Primary: Distributes to Secondary network | Leeds | Leeds | LS10 1AX | LOW ROAD | Leeds | SKELTON GRANGE | Leeds | SKLGB1
NPgY | STOW | Primary | NPgY Primary: Distributes to Secondary network | West Lindsey | West Lindsey | LN1 2AJ | BLYTON | West Lindsey | KEADBY | North Lincolnshire | KEAD_YEDL
NPgY | SWAN BANK LANE | Primary | NPgY Primary: Distributes to Secondary network | Calderdale | Calderdale; Kirklees | HX3 9XT | HALIFAX 132/33KV | Calderdale | ELLAND | Calderdale | ELLA_1
NPgY | SWEET STREET | Primary | NPgY Primary: Distributes to Secondary network | Leeds | Leeds | LS11 9TZ | LOW ROAD | Leeds | SKELTON GRANGE | Leeds | SKLGB1
NPgY | SWINNOW MOOR | Primary | NPgY Primary: Distributes to Secondary network | Leeds | Bradford; Calderdale; Leeds | LS13 4RJ | RODLEY | Leeds | SKELTON GRANGE | Leeds | SKLGB1
NPgY | TADCASTER | Primary | NPgY Primary: Distributes to Secondary network | Selby | HarrogateSelby | LS24 9PA | BRAMHAM | Leeds | FERRYBRIDGE B | Wakefield | FERRB9
NPgY | TANKERSLEY PARK | Primary | NPgY Primary: Distributes to Secondary network | Sheffield | Barnsley; Rotherham; Sheffield | S35 2PT | WEST MELTON | Rotherham | WEST MELTON SECTION 3 | Rotherham | WMEL_BB3
NPgY | TEMPLEBOROUGH 33/11KV | Primary | NPgY Primary: Distributes to Secondary network | Rotherham | Rotherham | S60 1AD | BLACKBURN MEADOWS B | Sheffield | WEST MELTON / THORPE MARSH | Rotherham | WMEL_THOM
NPgY | THORNBURY | Primary | NPgY Primary: Distributes to Secondary network | Bradford | BradfordLeeds | BD3 7AD | RODLEY | Leeds | SKELTON GRANGE | Leeds | SKLGB1
NPgY | THORNE | Primary | NPgY Primary: Distributes to Secondary network | Doncaster | Doncaster | DN8 4NA | DONCASTER B/THORPE MARSH | Doncaster | WEST MELTON / THORPE MARSH | Rotherham | WMEL_THOM
NPgY | THORNTON | Primary | NPgY Primary: Distributes to Secondary network | Bradford | Barnsley; Bradford | BD13 3DP | HOLMFIELD | Calderdale | BRADFORD WEST | Bradford | BRAW_1
NPgY | THORPE ROAD | Primary | NPgY Primary: Distributes to Secondary network | East Riding of Yorkshire | East Riding of Yorkshire; Kingston upon Hull, City of | DN14 7PA | OSGODBY 3/4 | Selby | DRAX | Selby | DRAX_YEDL
NPgY | TICKHILL ROAD | Primary | NPgY Primary: Distributes to Secondary network | Rotherham | Bassetlaw; Doncaster; Rotherham | S66 7QR | THURCROFT | Rotherham | THURCROFT | Rotherham | THUR_6
NPgY | TINGLEY | Primary | NPgY Primary: Distributes to Secondary network | Leeds | Kirklees; Leeds | WF3 1SS | BEESTON ROYDS 132/33KV | Leeds | KIRKSTALL B | Leeds | KIRKB1
NPgY | TINSLEY PARK ROAD | Primary | NPgY Primary: Distributes to Secondary network | Sheffield | Sheffield | S9 5DL | WINCOBANK | Sheffield | WINCOBANK | Sheffield | WIBA_3
NPgY | TINSLEY WIRE INDUSTRIES | Primary | NPgY Primary: Distributes to Secondary network | Sheffield | Sheffield | S9 1TY | BLACKBURN MEADOWS B | Sheffield | WEST MELTON / THORPE MARSH | Rotherham | WMEL_THOM
NPgY | TIVERTON ROAD | Primary | NPgY Primary: Distributes to Secondary network | Kingston upon Hull, City of | Kingston upon Hull, City of | HU7 4DA | BRANSHOLME | Kingston upon Hull, City of | CREYKE BECK | East Riding of Yorkshire | CREB_1
NPgY | TODMORDEN | Primary | NPgY Primary: Distributes to Secondary network | Calderdale | Calderdale | OL14 7NB | SOWERBY BRIDGE 132/33KV | Calderdale | ELLAND | Calderdale | ELLA_1
NPgY | TOLLER LANE | Primary | NPgY Primary: Distributes to Secondary network | Bradford | Bradford | BD9 5LE | GIRLINGTON | Bradford | BRADFORD WEST | Bradford | BRAW_1
NPgY | TONG STREET | Primary | NPgY Primary: Distributes to Secondary network | Bradford | Bradford | BD4 9PP | STAYGATE | Bradford | SKELTON GRANGE | Leeds | SKLGB1
NPgY | UPPER BASINGHALL STREET | Primary | NPgY Primary: Distributes to Secondary network | Leeds | Leeds | LS1 5JS | KIRKSTALL C 2/5 | Leeds | KIRKSTALL B | Leeds | KIRKB1
NPgY | VARLEY STREET | Primary | NPgY Primary: Distributes to Secondary network | Leeds | Leeds | LS28 6AN | RODLEY | Leeds | SKELTON GRANGE | Leeds | SKLGB1
NPgY | VICTORIA STREET | Primary | NPgY Primary: Distributes to Secondary network | Sheffield | Sheffield | S1 4DP | SHEFFIELD CITY | Sheffield | SHEFFIELD CITY | Sheffield | SHEC_3
NPgY | WALESBY | Primary | NPgY Primary: Distributes to Secondary network | West Lindsey | West Lindsey | LN8 3UL | WOLD NEWTON | North East Lincolnshire | KEADBY | North Lincolnshire | KEAD_YEDL
NPgY | WARREN LANE | Primary | NPgY Primary: Distributes to Secondary network | Leeds | LeedsSelby | LS24 9NT | BRAMHAM | Leeds | FERRYBRIDGE B | Wakefield | FERRB9
NPgY | WATH UPON DEARNE | Primary | NPgY Primary: Distributes to Secondary network | Rotherham | Barnsley; Doncaster; Rotherham | S63 7DX | WEST MELTON | Rotherham | WEST MELTON SECTION 3 | Rotherham | WMEL_BB3
NPgY | WAVERLEY BUSINESS PARK | Primary | NPgY Primary: Distributes to Secondary network | Rotherham | RotherhamWakefield | S60 5BL | WINCOBANK | Sheffield | WINCOBANK | Sheffield | WIBA_3
NPgY | WAWNE ROAD | Primary | NPgY Primary: Distributes to Secondary network | Kingston upon Hull, City of | East Riding of Yorkshire; Kingston upon Hull, City of | HU7 5BT | BRANSHOLME | Kingston upon Hull, City of | CREYKE BECK | East Riding of Yorkshire | CREB_1
NPgY | WEELAND ROAD | Primary | NPgY Primary: Distributes to Secondary network | Wakefield | Selby; Wakefield | WF11 0LA | KIRKHAW LANE | Wakefield | FERRYBRIDGE B | Wakefield | FERRB9
NPgY | WELLINGTON STREET | Primary | NPgY Primary: Distributes to Secondary network | Wakefield | Wakefield | WF10 1NW | FEATHERSTONE | Wakefield | FERRYBRIDGE B | Wakefield | FERRB9
NPgY | WESLEY CRESCENT | Primary | NPgY Primary: Distributes to Secondary network | North East Lincolnshire | North East Lincolnshire | DN35 0JU | HUMBERSTON | North East Lincolnshire | GRIMSBY WEST | North East Lincolnshire | GRIW_1
NPgY | WEST DOCKS | Primary | NPgY Primary: Distributes to Secondary network | Kingston upon Hull, City of | Kingston upon Hull, City of | HU3 4UU | HULL SOUTH | Kingston upon Hull, City of | CREYKE BECK | East Riding of Yorkshire | CREB_1
NPgY | WEST END LANE | Primary | NPgY Primary: Distributes to Secondary network | Doncaster | Doncaster | DN11 0PU | DONCASTER B/THORPE MARSH | Doncaster | WEST MELTON / THORPE MARSH | Rotherham | WMEL_THOM
NPgY | WEST MOOR PARK | Primary | NPgY Primary: Distributes to Secondary network | Doncaster | DoncasterKirklees | DN3 3FE | DONCASTER B/THORPE MARSH | Doncaster | WEST MELTON / THORPE MARSH | Rotherham | WMEL_THOM
NPgY | WEST PARK | Primary | NPgY Primary: Distributes to Secondary network | Leeds | Leeds | LS16 5PS | KIRKSTALL C/RING ROAD HORSFORTH | Leeds | KIRKSTALL B | Leeds | KIRKB1
NPgY | WESTCOTT STREET | Primary | NPgY Primary: Distributes to Secondary network | Kingston upon Hull, City of | Kingston upon Hull, City of | HU8 8JN | HULL EAST 132/33KV | Kingston upon Hull, City of | SALTEND NORTH | East Riding of Yorkshire | SALT_1
NPgY | WHEATACRE ROAD | Primary | NPgY Primary: Distributes to Secondary network | Sheffield | Sheffield | S36 2GQ | HUNSHELF | Barnsley | WEST MELTON SECTION 3 | Rotherham | WMEL_BB3
NPgY | WHEATLEY PARK | Primary | NPgY Primary: Distributes to Secondary network | Doncaster | Doncaster | DN2 4PG | DONCASTER B/THORPE MARSH | Doncaster | WEST MELTON / THORPE MARSH | Rotherham | WMEL_THOM
NPgY | WHINGATE | Primary | NPgY Primary: Distributes to Secondary network | Leeds | Leeds | LS12 3QT | KIRKSTALL C/RING ROAD HORSFORTH | Leeds | KIRKSTALL B | Leeds | KIRKB1
NPgY | WHITE LEE | Primary | NPgY Primary: Distributes to Secondary network | Kirklees | Kirklees | WF17 8AF | HECKMONDWIKE | Kirklees | SKELTON GRANGE | Leeds | SKLGB1
NPgY | WHITEHALL ROAD 2/3 | Primary | NPgY Primary: Distributes to Secondary network | Leeds | Leeds | LS1 4HR | LOW ROAD | Leeds | SKELTON GRANGE | Leeds | SKLGB1
NPgY | WHITEHALL ROAD 4/5 | Primary | NPgY Primary: Distributes to Secondary network | Leeds | Leeds | LS1 4BN | BEESTON ROYDS 132/33KV | Leeds | KIRKSTALL B | Leeds | KIRKB1
NPgY | WIBSEY | Primary | NPgY Primary: Distributes to Secondary network | Bradford | Bradford | BD6 3BG | STAYGATE | Bradford | SKELTON GRANGE | Leeds | SKLGB1
NPgY | WITHERNSEA | Primary | NPgY Primary: Distributes to Secondary network | East Riding of Yorkshire | East Riding of Yorkshire | HU19 2QA | HULL EAST 132/33KV | Kingston upon Hull, City of | SALTEND NORTH | East Riding of Yorkshire | SALT_1
NPgY | WOODCOCK STREET | Primary | NPgY Primary: Distributes to Secondary network | Wakefield | Wakefield | WF1 5LL | WAKEFIELD MONCKTON ROAD | Wakefield | WEST MELTON SECTION 3 | Rotherham | WMEL_BB3
NPgY | WOODSEATS | Primary | NPgY Primary: Distributes to Secondary network | Sheffield | Sheffield | S8 8QB | JORDANTHORPE | Sheffield | JORDANTHORPE | Sheffield | JORD_3
NPgY | WOOLLEY | Primary | NPgY Primary: Distributes to Secondary network | Barnsley | Barnsley; Wakefield | S75 5JE | BARUGH 132/66KV | Barnsley | WEST MELTON SECTION 3 | Rotherham | WMEL_BB3
NPgY | WORSBROUGH PARK | Primary | NPgY Primary: Distributes to Secondary network | Barnsley | Barnsley | S70 5LY | WEST MELTON | Rotherham | WEST MELTON SECTION 3 | Rotherham | WMEL_BB3
NPgY | WRAWBY | Primary | NPgY Primary: Distributes to Secondary network | North Lincolnshire | North Lincolnshire; West Lindsey | DN20 8SX | SANTON | North Lincolnshire | KEADBY | North Lincolnshire | KEAD_YEDL
NPgY | YARBOROUGH ROAD 33/11KV | Primary | NPgY Primary: Distributes to Secondary network | North East Lincolnshire | North East Lincolnshire | DN34 4BL | YARBOROUGH ROAD 132/33KV | North East Lincolnshire | GRIMSBY WEST | North East Lincolnshire | GRIW_1
NPgY | YEW GREEN ROAD | Primary | NPgY Primary: Distributes to Secondary network | Kirklees | Calderdale; Kirklees | HD4 5DD | SAINT ANDREWS ROAD 132/33KV | Kirklees | SKELTON GRANGE | Leeds | SKLGB1
NPgY | YORK ROAD | Primary | NPgY Primary: Distributes to Secondary network | Leeds | Leeds | LS9 6TF | LEEDS EAST | Leeds | SKELTON GRANGE | Leeds | SKLGB1
NPgY | YORK STREET | Primary | NPgY Primary: Distributes to Secondary network | Wakefield | Wakefield | WF1 3AZ | WAKEFIELD MONCKTON ROAD | Wakefield | WEST MELTON SECTION 3 | Rotherham | WMEL_BB3

## NPg GSPs
Licence area | Grid Supply Point in NPg DFES | GSP_ID | NG ESO FES Name | LA where GSP is situated | Complications for Comparison to NG FES | Comment on Complication
NPgN | BLYTH 66kV | BLYTB1 | Blyth 66kV | Northumberland | Tynemouth 2 assigned to NPgN in NG FES | Tynemouth 2 is not owned by NPg (It is an IDNO)
NPgN | BLYTH 132kV | BLYTH132 | Blyth 132kV | Northumberland | Ferrybridge B was assigned to NPgN in NG FES 2021 1st version - now corrected | Ferrybridge B should be in NPgY not NPgN
NPgN | FOURSTONES | FOUR_1 | Fourstones | Northumberland | Thorpe Marsh treated separately in NG FES | NPgY Group together with part of West Melton
NPgN | HARTMOOR | HARM_6 | Hart Moor | Hartlepool | West Melton treated separately in NG FES | Two transformers are in the NPgY Group with Thorpe Marsh and the third is an NPgY GSP on its own
NPgN | HAWTHORN PIT GRID | HAWP_6 | Hawthorn Pit | County Durham | Pitsmoor - single NPgY GSP in NG FES | Pitsmoor - we do not forecast for PITSMOOR 1/2 as it supplies only customer sites. So assume start point stays static into future if you want to include it
NPgN | KNARESBOROUGH | KNARE_111 | Knaresborough | Harrogate
NPgN | LACKENBY | LACK_6 | Lackenby | Redcar and Cleveland
NPgN | NORTON | NORT_1 | Norton | Stockton-on-Tees
NPgN | OFFERTON | OFFE_3 | Offerton | Sunderland
NPgN | OSBALDWICK | OSBA_1 | Osbaldwick | York
NPgN | POPPLETON | POPP_3 | Poppleton | York
NPgN | SALTHOLME | SALH_1 | Saltholme | Stockton-on-Tees
NPgN | SOUTH SHIELDS | SSHI_3 | South Shields | South Tyneside
NPgN | SPADEADAM | KIELD01 and SPAD20 | (Missing in GB FES) | Northumberland
NPgN | SPENNYMOOR | SPEN_1 | Spennymoor | County Durham
NPgN | STELLA NORTH | STEN_1 | Stella North | Newcastle upon Tyne
NPgN | STELLA SOUTH | STES_1 | Stella South | Gateshead
NPgN | TYNEMOUTH | TYNE_1 | Tynemouth 1 | North Tyneside
NPgN | WEST BOLDON | WBOL_6 | West Boldon | South Tyneside
NPgY | BRADFORD WEST | BRAW_1 | Bradford West | Bradford
NPgY | CAMBLESFORTH | CAMB_01 | Camblesforth | Selby
NPgY | CREYKE BECK | CREB_1 | Creyke Beck | East Riding of Yorkshire
NPgY | DRAX | DRAX_YEDL | Drax | Selby
NPgY | ELLAND | ELLA_1 | Elland | Calderdale
NPgY | FERRYBRIDGE A | FERRA2 | Ferrybridge A | Wakefield
NPgY | FERRYBRIDGE B | FERRB9 | Ferrybridge B (shuld be in NPgY not NPgN) | Wakefield
NPgY | GRIMSBY WEST | GRIW_1 | Grimsby West | North East Lincolnshire
NPgY | JORDANTHORPE | JORD_3 | Jordanthorpe | Sheffield
NPgY | KEADBY | KEAD_YEDL | Keadby | North Lincolnshire
NPgY | KIRKSTALL B | KIRKB1 | Kirkstall B | Leeds
NPgY | NEEPSEND | NEEP_3 | Neepsend | Sheffield
NPgY | NORTON LEES | NORL_3 | Norton Lees | Sheffield
NPgY | PITSMOOR 3/4 | PITS_BB_B | Pitsmoor (excluding customer PITS_BB_A or PITSMOOR 1/2) | Sheffield
NPgY | SALTEND NORTH | SALT_1 | Saltend North | East Riding of Yorkshire
NPgY | SHEFFIELD CITY | SHEC_3 | Sheffield City | Sheffield
NPgY | SKELTON GRANGE | SKLGB1 | Skelton Grange | Leeds
NPgY | TEMPLEBOROUGH 275/33KV | TEMP_3 | Templeborough | Rotherham
NPgY | THURCROFT | THUR_6 | Thurcroft | Rotherham
NPgY | WEST MELTON / THORPE MARSH | WMEL_THOM | Thorpe Marsh and Part of West Melton | Rotherham
NPgY | WEST MELTON SECTION 3 | WMEL_BB3 | Part of West Melton | Rotherham
NPgY | WINCOBANK | WIBA_3 | Wincobank | Sheffield

## NPg DFES Parameters
Northern Powergrid DFES 2021 - Key Parameters
| Parameter in visualisation tool | Definition
| Electric Vehicles (number) | Number of registered plug in electric vehicles (pure and hybrid)
| Electric Buses (number) | Number of electric buses (pure and hybrid)
| Electric HGVs (number) | Number of electric HGVs (pure and hybrid)
| Heat Pumps (number) | Number of heat pumps per residential household and commercial properties including from district heating schemes
| Domestic photovoltaic installed capacity (MW) | Capacity of solar PV panels on domestic roofs for installations less than 4kW
| Large solar generation installed capacity (MW) | Installed capacity of industrial and commercial solar farms
| Wind generation installed capacity (MW) | Installed capacity of industrial and commercial onshore and offshore wind farms
| Renewable generation installed capacity (MW) | Installed capacity of all renewable generation including solar, wind, biomass
| Non-Renewable generation installed capacity (MW) | Installed capacity of all non renewable generation including waste, CHP, gas, other thermal
| Energy storage installed capacity (MW) | Installed capacity of domestic, industrial and commercial batteries
| Domestic underlying energy consumption (MWh) | Annual energy consumption by residential households excluding electric vehicle and heat pump consumption
| Industrial and commercial underlying energy consumption (MWh) | Annual energy consumption by industrial and commercial properties excluding electric vehicles and heat pump consumption
| Total energy consumption including electric vehicles and heat pumps (MWh) | Total energy consumption by domestic households and industrial and commercial properties including electric vehicle and heat pump consumption
| Peak demand at Primary Substations (MW) | Peak half hourly demand within the year
| Peak utilisation at Primary Substations (%) | Peak half hourly demand within the year as proportion of primary substation capacity
| Scenario Codes | Abbreviation in sheets
| Community Transformation | CT
| Leading The Way | LTW
| NPg Planning Scenario | PS
| Steady Progression | SP
| System Transformation | ST
Scenario Information Under Map in DFES 2020 Visualisation Tool
https://odileeds.github.io/northern-powergrid/2021-DFES/
Acronyms
I&C: Industrial and Commercial
LCTs: Low Carbon Technologies
| Total renewable generation capacity | Total non-renewable generation capacity
| Wind | Mini CHP (<1MW)
| Domestic solar PV | Large CHP (>=1MW)
| I&C and large solar PV | Waste Incineration
| Biomass & Energy Crops | Non-renewable engines
Renewable Engines (Landfill gas, Sewage gas, Biogas)
Hydro
| Parameters in LA Flat File Workbook | Sheet Name in other (sheet layout format) LA workbook (Scenario Code hyphenated at end) | Description
| Number of electric cars and vans (hybrid and full electric) | EV_TotalCars&LightVans | Electric Vehicles Numbers (cars and light vans)
| Number of electric buses | Number_electric_buses | Electric Vehicle Numbers (eBuses)
| Number of electric HGVs | Number_electric_HGVs | Electric Vehicle Numbers (eHGVs)
| EV Numbers - electric cars only (hybrid and full electric) | EV numbers_OnlyCars | Cars proportion of Electric Vehicles Numbers (cars and light vans)
| EV Numbers - electric light vans only (hybrid and full electric) | EV numbers_OnlyLightVans | Ligh Vans proportion of Electric Vehicles Numbers (cars and light vans)
| Number of heat pumps (total) | Total Heat Pumps | Heat Pumps Total
| Total number of domestic heat pumps | Heat Pumps_Number_Domestic | Domestic proportion of the total heat pump numbers
| Total number of I&C heat pumps | Heat Pumps_Number_I&C | Industrial & commercial proportion of the total heat pump numbers
| Total installed PV capacity - domestic (MW) | DomesticSolarPV_MW | Domestic Solar PV Generation Export Capacity
| Total installed PV capacity - I&C and large (MW) | LargeSolarPV_MW | Large Solar PV Generation Export Capacity (large supply points included)
| Total installed wind capacity (MW) | WindCapacity_MW | Wind Generation Export Capacity (large supply points included)
| Total installed non-renewable generation capacity (MW) | Non-renewableGen_MW | Total Non Renewable Generation Export Capacity (large supply points included)
| Total installed renewable generation capacity (MW) | RenewableGeneration_MW | Total Renewable Generation Export Capacity (large supply points included)
| Total installed storage capacity (MW) | AllStorageCapacity_MW | Total Storage including batteries at residential and I&C premises and also large scale storage installations
| Domestic storage installed capacity (MW) | OnlyDomestic_Batteries (MW) | Domestic Batteries share of total storage export capacity
| Number of constrained primary substations | NumberOfConstrainedSites | Number of primary substations where peak demand exceeds site capacity
| Number of domestic customers | Customer Numbers_Domestic | Number of domestic customers
| Number of I&C customers | Customer Numbers_I&C | Number of industrial and commercial customers
| Total Energy demand - Base + LCTs including all transport (MWh) | TotalEnergyDemand_mWh | Total Energy Consumption at Primary Substations (Domestic and I&C) With LCTs (EVs and Heat Pumps)
| Domestic Base Energy Demand (MWh) | Energy DOMESTIC_BASE_mWh | Underlying Domestic Energy Demand Consumption Without LCTs (EVs and Heat Pumps)
| I&C Base Energy Demand (MWh) | Energy I&C_BASE_mWh_mWh | Underlying I&C Energy Demand Consumption Without LCTs (EVs and Heat Pumps)
| EV Energy Demand - cars & light vans (MWh) | Energy EV - cars & vans (MWh) | EV Cars & Vans Energy Demand Consumption at Primary Substations
| EV Energy Demand - eBuses & eHGVs (MWh) | Energy eBuses & eHGVs (MWh) | EV eBuses and eHGVs Energy Demand Consumption at Primary Substations
| Heat Pumps Energy Demand - Domestic (MWh) | Energy HPs - Domestic (MWh) | Heat Pump Domestic Energy Demand Consumption at Primary Substations
| Heat Pumps Energy Demand - I & C (MWh) | Energy HPs - I&C (MWh) | Heat Pump I&C Energy Demand Consumption at Primary Substations
Other Parameters available on request (further breakdowns of some of those above)
Number of domestic full electric heat pumps
Number of domestic hybrid heat pumps
Number of I&C full electric heat pumps
Number of I&C hybrid heat pumps
Number of full electric cars and vans
Number of hybrid electric cars and vans
Total installed large & mini CHP capacity (MW)
Total installed biomass capacity (MW)
Total installed renewable engine capacity (MW)
Total installed hydro capacity (MW)
Total installed waste incineration capacity (MW)
KNOSTROP | #VALUE! | #VALUE! | #VALUE! | #VALUE! | #VALUE! | #VALUE! | #VALUE! | #VALUE! | #VALUE! | #VALUE! | #VALUE! | #VALUE! | #VALUE! | #VALUE! | #VALUE! | #VALUE! | #VALUE! | #VALUE! | #VALUE! | #VALUE! | #VALUE! | #VALUE! | #VALUE! | #VALUE! | #VALUE! | #VALUE! | #VALUE! | #VALUE! | #VALUE! | #VALUE! | #VALUE! | #VALUE! | #VALUE! | #VALUE! | #VALUE! | #VALUE! | #VALUE! | #VALUE! | #VALUE! | #VALUE!

## LA'sToPrimary% in visualisation
Primary | Barnsley | Bassetlaw | Bradford | Calderdale | County Durham | Craven | Darlington | Doncaster | East Lindsey | East Riding of Yorkshire | Gateshead | Hambleton | Harrogate | Hartlepool | High Peak | Kingston upon Hull, City of | Kirklees | Leeds | Middlesbrough | Newcastle upon Tyne | North East Derbyshire | North East Lincolnshire | North Lincolnshire | North Tyneside | Northumberland | Pendle | Redcar and Cleveland | Richmondshire | Rotherham | Ryedale | Scarborough | Selby | Sheffield | South Tyneside | Stockton-on-Tees | Sunderland | Wakefield | West Lindsey | York | Check
ABBEY ROAD | 0 | 0 | 0 | 0 | 0 | 0 | 0 | 0 | 0 | 0 | 0 | 0 | 0 | 0 | 0 | 0 | 0 | 1 | 0 | 0 | 0 | 0 | 0 | 0 | 0 | 0 | 0 | 0 | 0 | 0 | 0 | 0 | 0 | 0 | 0 | 0 | 0 | 0 | 0 | 1
ACKLAM | 0 | 0 | 0 | 0 | 0 | 0 | 0 | 0 | 0 | 0 | 0 | 0 | 0 | 0 | 0 | 0 | 0 | 0 | 1 | 0 | 0 | 0 | 0 | 0 | 0 | 0 | 0 | 0 | 0 | 0 | 0 | 0 | 0 | 0 | 0 | 0 | 0 | 0 | 0 | 1
AIREDALE ROAD | 0 | 0 | 1 | 0 | 0 | 0 | 0 | 0 | 0 | 0 | 0 | 0 | 0 | 0 | 0 | 0 | 0 | 0 | 0 | 0 | 0 | 0 | 0 | 0 | 0 | 0 | 0 | 0 | 0 | 0 | 0 | 0 | 0 | 0 | 0 | 0 | 0 | 0 | 0 | 1
ALDHAM | 0.9521 | 0 | 0 | 0 | 0 | 0 | 0 | 0 | 0 | 0 | 0 | 0 | 0 | 0 | 0 | 0 | 0 | 0 | 0 | 0 | 0 | 0 | 0 | 0 | 0 | 0 | 0 | 0 | 0.0479 | 0 | 0 | 0 | 0 | 0 | 0 | 0 | 0 | 0 | 0 | 1
ALFRED GELDER STREET | 0 | 0 | 0 | 0 | 0 | 0 | 0 | 0 | 0 | 0 | 0 | 0 | 0 | 0 | 0 | 1 | 0 | 0 | 0 | 0 | 0 | 0 | 0 | 0 | 0 | 0 | 0 | 0 | 0 | 0 | 0 | 0 | 0 | 0 | 0 | 0 | 0 | 0 | 0 | 1
ALLERTON HILL T1 | 0 | 0 | 0 | 0 | 0 | 0 | 0 | 0 | 0 | 0 | 0 | 0 | 0 | 0 | 0 | 0 | 0 | 1 | 0 | 0 | 0 | 0 | 0 | 0 | 0 | 0 | 0 | 0 | 0 | 0 | 0 | 0 | 0 | 0 | 0 | 0 | 0 | 0 | 0 | 1
ALLERTON HILL T2 | 0 | 0 | 0 | 0 | 0 | 0 | 0 | 0 | 0 | 0 | 0 | 0 | 0 | 0 | 0 | 0 | 0 | 1 | 0 | 0 | 0 | 0 | 0 | 0 | 0 | 0 | 0 | 0 | 0 | 0 | 0 | 0 | 0 | 0 | 0 | 0 | 0 | 0 | 0 | 1
ALVERTHORPE ROAD | 0 | 0 | 0 | 0 | 0 | 0 | 0 | 0 | 0 | 0 | 0 | 0 | 0 | 0 | 0 | 0 | 0 | 0 | 0 | 0 | 0 | 0 | 0 | 0 | 0 | 0 | 0 | 0 | 0 | 0 | 0 | 0 | 0 | 0 | 0 | 0 | 1 | 0 | 0 | 1
AMBERTON ROAD | 0 | 0 | 0 | 0 | 0 | 0 | 0 | 0 | 0 | 0 | 0 | 0 | 0 | 1 | 0 | 0 | 0 | 0 | 0 | 0 | 0 | 0 | 0 | 0 | 0 | 0 | 0 | 0 | 0 | 0 | 0 | 0 | 0 | 0 | 0 | 0 | 0 | 0 | 0 | 1
ANNFIELD 66/20KV | 0 | 0 | 0 | 0 | 0.9607 | 0 | 0 | 0 | 0 | 0 | 0.0393 | 0 | 0 | 0 | 0 | 0 | 0 | 0 | 0 | 0 | 0 | 0 | 0 | 0 | 0 | 0 | 0 | 0 | 0 | 0 | 0 | 0 | 0 | 0 | 0 | 0 | 0 | 0 | 0 | 1
ARMOURIES DRIVE | 0 | 0 | 0 | 0 | 0 | 0 | 0 | 0 | 0 | 0 | 0 | 0 | 0 | 0 | 0 | 0 | 0 | 1 | 0 | 0 | 0 | 0 | 0 | 0 | 0 | 0 | 0 | 0 | 0 | 0 | 0 | 0 | 0 | 0 | 0 | 0 | 0 | 0 | 0 | 1
ARMTHORPE | 0 | 0 | 0 | 0 | 0 | 0 | 0 | 1 | 0 | 0 | 0 | 0 | 0 | 0 | 0 | 0 | 0 | 0 | 0 | 0 | 0 | 0 | 0 | 0 | 0 | 0 | 0 | 0 | 0 | 0 | 0 | 0 | 0 | 0 | 0 | 0 | 0 | 0 | 0 | 1
ARUNDEL STREET | 0 | 0 | 0 | 0 | 0 | 0 | 0 | 0 | 0 | 0 | 0 | 0 | 0 | 0 | 0 | 0 | 0 | 0 | 0 | 0 | 0 | 0 | 0 | 0 | 0 | 0 | 0 | 0 | 0 | 0 | 0 | 0 | 1 | 0 | 0 | 0 | 0 | 0 | 0 | 1
ASHINGTON | 0 | 0 | 0 | 0 | 0 | 0 | 0 | 0 | 0 | 0 | 0 | 0 | 0 | 0 | 0 | 0 | 0 | 0 | 0 | 0 | 0 | 0 | 0 | 0 | 1 | 0 | 0 | 0 | 0 | 0 | 0 | 0 | 0 | 0 | 0 | 0 | 0 | 0 | 0 | 1
ASKERN | 0 | 0 | 0 | 0 | 0 | 0 | 0 | 0.8734 | 0 | 0 | 0 | 0 | 0 | 0 | 0 | 0 | 0 | 0 | 0 | 0 | 0 | 0 | 0 | 0 | 0 | 0 | 0 | 0 | 0 | 0 | 0 | 0.1117 | 0 | 0 | 0 | 0 | 0.0149 | 0 | 0 | 1
AUDBY LANE | 0 | 0 | 0 | 0 | 0 | 0 | 0 | 0 | 0 | 0 | 0 | 0 | 0.1749 | 0 | 0 | 0 | 0 | 0.8251 | 0 | 0 | 0 | 0 | 0 | 0 | 0 | 0 | 0 | 0 | 0 | 0 | 0 | 0 | 0 | 0 | 0 | 0 | 0 | 0 | 0 | 1
AUSTERFIELD | 0 | 0.7039 | 0 | 0 | 0 | 0 | 0 | 0.2961 | 0 | 0 | 0 | 0 | 0 | 0 | 0 | 0 | 0 | 0 | 0 | 0 | 0 | 0 | 0 | 0 | 0 | 0 | 0 | 0 | 0 | 0 | 0 | 0 | 0 | 0 | 0 | 0 | 0 | 0 | 0 | 1
AYCLIFFE FORREST | 0 | 0 | 0 | 0 | 1 | 0 | 0 | 0 | 0 | 0 | 0 | 0 | 0 | 0 | 0 | 0 | 0 | 0 | 0 | 0 | 0 | 0 | 0 | 0 | 0 | 0 | 0 | 0 | 0 | 0 | 0 | 0 | 0 | 0 | 0 | 0 | 0 | 0 | 0 | 1
AYCLIFFE INDUSTRIAL | 0 | 0 | 0 | 0 | 1 | 0 | 0 | 0 | 0 | 0 | 0 | 0 | 0 | 0 | 0 | 0 | 0 | 0 | 0 | 0 | 0 | 0 | 0 | 0 | 0 | 0 | 0 | 0 | 0 | 0 | 0 | 0 | 0 | 0 | 0 | 0 | 0 | 0 | 0 | 1
BAILIFF BRIDGE | 0 | 0 | 0.0746 | 0.8893 | 0 | 0 | 0 | 0 | 0 | 0 | 0 | 0 | 0 | 0 | 0 | 0 | 0.0361 | 0 | 0 | 0 | 0 | 0 | 0 | 0 | 0 | 0 | 0 | 0 | 0 | 0 | 0 | 0 | 0 | 0 | 0 | 0 | 0 | 0 | 0 | 1
BALBY | 0 | 0 | 0 | 0 | 0 | 0 | 0 | 1 | 0 | 0 | 0 | 0 | 0 | 0 | 0 | 0 | 0 | 0 | 0 | 0 | 0 | 0 | 0 | 0 | 0 | 0 | 0 | 0 | 0 | 0 | 0 | 0 | 0 | 0 | 0 | 0 | 0 | 0 | 0 | 1
BALME STREET | 0 | 0 | 1 | 0 | 0 | 0 | 0 | 0 | 0 | 0 | 0 | 0 | 0 | 0 | 0 | 0 | 0 | 0 | 0 | 0 | 0 | 0 | 0 | 0 | 0 | 0 | 0 | 0 | 0 | 0 | 0 | 0 | 0 | 0 | 0 | 0 | 0 | 0 | 0 | 1
BARDEN FRIAR | 0 | 0 | 0 | 0 | 0 | 0 | 0 | 0 | 0 | 0 | 0 | 0 | 0 | 0 | 0 | 0 | 0 | 0 | 0 | 0 | 0 | 0 | 0 | 0 | 0 | 0 | 0 | 1 | 0 | 0 | 0 | 0 | 0 | 0 | 0 | 0 | 0 | 0 | 0 | 1
BARNBURGH | 0.8724 | 0 | 0 | 0 | 0 | 0 | 0 | 0.1276 | 0 | 0 | 0 | 0 | 0 | 0 | 0 | 0 | 0 | 0 | 0 | 0 | 0 | 0 | 0 | 0 | 0 | 0 | 0 | 0 | 0 | 0 | 0 | 0 | 0 | 0 | 0 | 0 | 0 | 0 | 0 | 1
BARNOLDSWICK | 0 | 0 | 0 | 0 | 0 | 0.0673 | 0 | 0 | 0 | 0 | 0 | 0 | 0 | 0 | 0 | 0 | 0 | 0 | 0 | 0 | 0 | 0 | 0 | 0 | 0 | 0.9327 | 0 | 0 | 0 | 0 | 0 | 0 | 0 | 0 | 0 | 0 | 0 | 0 | 0 | 1
BARNSLEY | 1 | 0 | 0 | 0 | 0 | 0 | 0 | 0 | 0 | 0 | 0 | 0 | 0 | 0 | 0 | 0 | 0 | 0 | 0 | 0 | 0 | 0 | 0 | 0 | 0 | 0 | 0 | 0 | 0 | 0 | 0 | 0 | 0 | 0 | 0 | 0 | 0 | 0 | 0 | 1
BARNSLEY ROAD | 0 | 0 | 0 | 0 | 0 | 0 | 0 | 0 | 0 | 0 | 0 | 0 | 0 | 0 | 0 | 0 | 0 | 0 | 0 | 0 | 0 | 0 | 0 | 0 | 0 | 0 | 0 | 0 | 0 | 0 | 0 | 0 | 1 | 0 | 0 | 0 | 0 | 0 | 0 | 1
BARROW | 0 | 0 | 0 | 0 | 0 | 0 | 0 | 0 | 0 | 0 | 0 | 0 | 0 | 0 | 0 | 0 | 0 | 0 | 0 | 0 | 0 | 0 | 1 | 0 | 0 | 0 | 0 | 0 | 0 | 0 | 0 | 0 | 0 | 0 | 0 | 0 | 0 | 0 | 0 | 1
BARUGH 66/11KV | 1 | 0 | 0 | 0 | 0 | 0 | 0 | 0 | 0 | 0 | 0 | 0 | 0 | 0 | 0 | 0 | 0 | 0 | 0 | 0 | 0 | 0 | 0 | 0 | 0 | 0 | 0 | 0 | 0 | 0 | 0 | 0 | 0 | 0 | 0 | 0 | 0 | 0 | 0 | 1
BARWICK | 0 | 0 | 0 | 0 | 0 | 0 | 0 | 0 | 0 | 0 | 0 | 0 | 0 | 0 | 0 | 0 | 0 | 1 | 0 | 0 | 0 | 0 | 0 | 0 | 0 | 0 | 0 | 0 | 0 | 0 | 0 | 0 | 0 | 0 | 0 | 0 | 0 | 0 | 0 | 1
BASLOW ROAD | 0 | 0 | 0 | 0 | 0 | 0 | 0 | 0 | 0 | 0 | 0 | 0 | 0 | 0 | 0 | 0 | 0 | 0 | 0 | 0 | 0.0531 | 0 | 0 | 0 | 0 | 0 | 0 | 0 | 0 | 0 | 0 | 0 | 0.9469 | 0 | 0 | 0 | 0 | 0 | 0 | 1
BATLEY | 0 | 0 | 0 | 0 | 0 | 0 | 0 | 0 | 0 | 0 | 0 | 0 | 0 | 0 | 0 | 0 | 1 | 0 | 0 | 0 | 0 | 0 | 0 | 0 | 0 | 0 | 0 | 0 | 0 | 0 | 0 | 0 | 0 | 0 | 0 | 0 | 0 | 0 | 0 | 1
BEAL | 0 | 0 | 0 | 0 | 0 | 0 | 0 | 0 | 0 | 0 | 0 | 0 | 0 | 0 | 0 | 0 | 0 | 0 | 0 | 0 | 0 | 0 | 0 | 0 | 0 | 0 | 0 | 0 | 0 | 0 | 0 | 0.4561 | 0 | 0 | 0 | 0 | 0.5439 | 0 | 0 | 1
BEDALE | 0 | 0 | 0 | 0 | 0 | 0 | 0 | 0 | 0 | 0 | 0 | 0.7807 | 0.1822 | 0 | 0 | 0 | 0 | 0 | 0 | 0 | 0 | 0 | 0 | 0 | 0 | 0 | 0 | 0.0371 | 0 | 0 | 0 | 0 | 0 | 0 | 0 | 0 | 0 | 0 | 0 | 1
BEESTON ROYDS 33/11KV | 0 | 0 | 0 | 0 | 0 | 0 | 0 | 0 | 0 | 0 | 0 | 0 | 0 | 0 | 0 | 0 | 0 | 1 | 0 | 0 | 0 | 0 | 0 | 0 | 0 | 0 | 0 | 0 | 0 | 0 | 0 | 0 | 0 | 0 | 0 | 0 | 0 | 0 | 0 | 1
BEESTON ROYDS 6/7 | 0 | 0 | 0 | 0 | 0 | 0 | 0 | 0 | 0 | 0 | 0 | 0 | 0 | 0 | 0 | 0 | 0 | 1 | 0 | 0 | 0 | 0 | 0 | 0 | 0 | 0 | 0 | 0 | 0 | 0 | 0 | 0 | 0 | 0 | 0 | 0 | 0 | 0 | 0 | 1
BEIGHTON | 0 | 0 | 0 | 0 | 0 | 0 | 0 | 0 | 0 | 0 | 0 | 0 | 0 | 0 | 0 | 0 | 0 | 0 | 0 | 0 | 0 | 0 | 0 | 0 | 0 | 0 | 0 | 0 | 0.6324 | 0 | 0 | 0 | 0.3676 | 0 | 0 | 0 | 0 | 0 | 0 | 1
BELLHOUSE ROAD | 0 | 0 | 0 | 0 | 0 | 0 | 0 | 0 | 0 | 0 | 0 | 0 | 0 | 0 | 0 | 0 | 0 | 0 | 0 | 0 | 0 | 0 | 0 | 0 | 0 | 0 | 0 | 0 | 0 | 0 | 0 | 0 | 1 | 0 | 0 | 0 | 0 | 0 | 0 | 1
BELMONT | 0 | 0 | 0 | 0 | 1 | 0 | 0 | 0 | 0 | 0 | 0 | 0 | 0 | 0 | 0 | 0 | 0 | 0 | 0 | 0 | 0 | 0 | 0 | 0 | 0 | 0 | 0 | 0 | 0 | 0 | 0 | 0 | 0 | 0 | 0 | 0 | 0 | 0 | 0 | 1
BELMONT AVENUE | 0 | 0 | 0 | 0 | 0 | 0 | 0 | 1 | 0 | 0 | 0 | 0 | 0 | 0 | 0 | 0 | 0 | 0 | 0 | 0 | 0 | 0 | 0 | 0 | 0 | 0 | 0 | 0 | 0 | 0 | 0 | 0 | 0 | 0 | 0 | 0 | 0 | 0 | 0 | 1
BELMONT COVERT | 0 | 0 | 0 | 0 | 0 | 0 | 0 | 0 | 1 | 0 | 0 | 0 | 0 | 0 | 0 | 0 | 0 | 0 | 0 | 0 | 0 | 0 | 0 | 0 | 0 | 0 | 0 | 0 | 0 | 0 | 0 | 0 | 0 | 0 | 0 | 0 | 0 | 0 | 0 | 1
BELTHORPE LANE | 0 | 0 | 0 | 0 | 0 | 0 | 0 | 0 | 0 | 0.9372 | 0 | 0 | 0 | 0 | 0 | 0 | 0 | 0 | 0 | 0 | 0 | 0 | 0 | 0 | 0 | 0 | 0 | 0 | 0 | 0.0628 | 0 | 0 | 0 | 0 | 0 | 0 | 0 | 0 | 0 | 1
BENSHAM | 0 | 0 | 0 | 0 | 0 | 0 | 0 | 0 | 0 | 0 | 1 | 0 | 0 | 0 | 0 | 0 | 0 | 0 | 0 | 0 | 0 | 0 | 0 | 0 | 0 | 0 | 0 | 0 | 0 | 0 | 0 | 0 | 0 | 0 | 0 | 0 | 0 | 0 | 0 | 1
BENTLEY | 0 | 0 | 0 | 0 | 0 | 0 | 0 | 1 | 0 | 0 | 0 | 0 | 0 | 0 | 0 | 0 | 0 | 0 | 0 | 0 | 0 | 0 | 0 | 0 | 0 | 0 | 0 | 0 | 0 | 0 | 0 | 0 | 0 | 0 | 0 | 0 | 0 | 0 | 0 | 1
BENTON SQUARE | 0 | 0 | 0 | 0 | 0 | 0 | 0 | 0 | 0 | 0 | 0 | 0 | 0 | 0 | 0 | 0 | 0 | 0 | 0 | 0 | 0 | 0 | 0 | 0.9909 | 0.0091 | 0 | 0 | 0 | 0 | 0 | 0 | 0 | 0 | 0 | 0 | 0 | 0 | 0 | 0 | 1
BENWELL | 0 | 0 | 0 | 0 | 0 | 0 | 0 | 0 | 0 | 0 | 0 | 0 | 0 | 0 | 0 | 0 | 0 | 0 | 0 | 1 | 0 | 0 | 0 | 0 | 0 | 0 | 0 | 0 | 0 | 0 | 0 | 0 | 0 | 0 | 0 | 0 | 0 | 0 | 0 | 1
BILLET LANE | 0 | 0 | 0 | 0 | 0 | 0 | 0 | 0 | 0 | 0 | 0 | 0 | 0 | 0 | 0 | 0 | 0 | 0 | 0 | 0 | 0 | 0 | 1 | 0 | 0 | 0 | 0 | 0 | 0 | 0 | 0 | 0 | 0 | 0 | 0 | 0 | 0 | 0 | 0 | 1
BILLINGHAM MARSH HOUSE | 0 | 0 | 0 | 0 | 0 | 0 | 0 | 0 | 0 | 0 | 0 | 0 | 0 | 0 | 0 | 0 | 0 | 0 | 0 | 0 | 0 | 0 | 0 | 0 | 0 | 0 | 0 | 0 | 0 | 0 | 0 | 0 | 0 | 0 | 1 | 0 | 0 | 0 | 0 | 1
BILLY MILL | 0 | 0 | 0 | 0 | 0 | 0 | 0 | 0 | 0 | 0 | 0 | 0 | 0 | 0 | 0 | 0 | 0 | 0 | 0 | 0 | 0 | 0 | 0 | 1 | 0 | 0 | 0 | 0 | 0 | 0 | 0 | 0 | 0 | 0 | 0 | 0 | 0 | 0 | 0 | 1
BINBROOK | 0 | 0 | 0 | 0 | 0 | 0 | 0 | 0 | 0.6352 | 0 | 0 | 0 | 0 | 0 | 0 | 0 | 0 | 0 | 0 | 0 | 0 | 0.0266 | 0 | 0 | 0 | 0 | 0 | 0 | 0 | 0 | 0 | 0 | 0 | 0 | 0 | 0 | 0 | 0.3382 | 0 | 1
BINGLEY 33/11KV | 0 | 0 | 1 | 0 | 0 | 0 | 0 | 0 | 0 | 0 | 0 | 0 | 0 | 0 | 0 | 0 | 0 | 0 | 0 | 0 | 0 | 0 | 0 | 0 | 0 | 0 | 0 | 0 | 0 | 0 | 0 | 0 | 0 | 0 | 0 | 0 | 0 | 0 | 0 | 1
BIRKBY | 0 | 0 | 0 | 0 | 0 | 0 | 0 | 0 | 0 | 0 | 0 | 0 | 0 | 0 | 0 | 0 | 1 | 0 | 0 | 0 | 0 | 0 | 0 | 0 | 0 | 0 | 0 | 0 | 0 | 0 | 0 | 0 | 0 | 0 | 0 | 0 | 0 | 0 | 0 | 1
BIRTLEY GROVE 66/11KV | 0 | 0 | 0 | 0 | 0.5509 | 0 | 0 | 0 | 0 | 0 | 0.2228 | 0 | 0 | 0 | 0 | 0 | 0 | 0 | 0 | 0 | 0 | 0 | 0 | 0 | 0 | 0 | 0 | 0 | 0 | 0 | 0 | 0 | 0 | 0 | 0 | 0.2263 | 0 | 0 | 0 | 1
BIRTLEY GROVE 66/20KV | 0 | 0 | 0 | 0 | 0.2415 | 0 | 0 | 0 | 0 | 0 | 0.7585 | 0 | 0 | 0 | 0 | 0 | 0 | 0 | 0 | 0 | 0 | 0 | 0 | 0 | 0 | 0 | 0 | 0 | 0 | 0 | 0 | 0 | 0 | 0 | 0 | 0 | 0 | 0 | 0 | 1
BLACKBURN MEADOWS 33/11KV | 0 | 0 | 0 | 0 | 0 | 0 | 0 | 0 | 0 | 0 | 0 | 0 | 0 | 0 | 0 | 0 | 0 | 0 | 0 | 0 | 0 | 0 | 0 | 0 | 0 | 0 | 0 | 0 | 0 | 0 | 0 | 0 | 1 | 0 | 0 | 0 | 0 | 0 | 0 | 1
BLAYDON BURN | 0 | 0 | 0 | 0 | 0 | 0 | 0 | 0 | 0 | 0 | 1 | 0 | 0 | 0 | 0 | 0 | 0 | 0 | 0 | 0 | 0 | 0 | 0 | 0 | 0 | 0 | 0 | 0 | 0 | 0 | 0 | 0 | 0 | 0 | 0 | 0 | 0 | 0 | 0 | 1
BLUCHER 33/11KV | 0 | 0 | 0 | 0 | 0 | 0 | 0 | 0 | 0 | 0 | 0 | 0 | 0 | 0 | 0 | 0 | 0 | 0 | 0 | 0.9971 | 0 | 0 | 0 | 0 | 0.0029 | 0 | 0 | 0 | 0 | 0 | 0 | 0 | 0 | 0 | 0 | 0 | 0 | 0 | 0 | 1
BLUE BOY STREET | 0 | 0 | 0 | 0 | 0 | 0 | 0 | 0 | 0 | 0 | 0 | 0 | 0 | 0 | 0 | 0 | 0 | 0 | 0 | 0 | 0 | 0 | 0 | 0 | 0 | 0 | 0 | 0 | 0 | 0 | 0 | 0 | 1 | 0 | 0 | 0 | 0 | 0 | 0 | 1
BOC BRINSWORTH | 0 | 0 | 0 | 0 | 0 | 0 | 0 | 0 | 0 | 0 | 0 | 0 | 0 | 0 | 0 | 0 | 0 | 0 | 0 | 0 | 0 | 0 | 0 | 0 | 0 | 0 | 0 | 0 | 1 | 0 | 0 | 0 | 0 | 0 | 0 | 0 | 0 | 0 | 0 | 1
BOLDON DOWNHILL | 0 | 0 | 0 | 0 | 0 | 0 | 0 | 0 | 0 | 0 | 0.0181 | 0 | 0 | 0 | 0 | 0 | 0 | 0 | 0 | 0 | 0 | 0 | 0 | 0 | 0 | 0 | 0 | 0 | 0 | 0 | 0 | 0 | 0 | 0.4145 | 0 | 0.5674 | 0 | 0 | 0 | 1
BOLTON ROAD | 0 | 0 | 0.9656 | 0 | 0 | 0 | 0 | 0 | 0 | 0 | 0 | 0 | 0 | 0 | 0 | 0 | 0 | 0 | 0 | 0 | 0 | 0 | 0.0344 | 0 | 0 | 0 | 0 | 0 | 0 | 0 | 0 | 0 | 0 | 0 | 0 | 0 | 0 | 0 | 0 | 1
BOROUGHBRIDGE/ROECLIFFE INDUSTRIAL | 0 | 0 | 0 | 0 | 0 | 0 | 0 | 0 | 0 | 0 | 0 | 0 | 1 | 0 | 0 | 0 | 0 | 0 | 0 | 0 | 0 | 0 | 0 | 0 | 0 | 0 | 0 | 0 | 0 | 0 | 0 | 0 | 0 | 0 | 0 | 0 | 0 | 0 | 0 | 1
BOTTESFORD | 0 | 0 | 0 | 0 | 0 | 0 | 0 | 0 | 0 | 0 | 0 | 0 | 0 | 0 | 0 | 0 | 0 | 0 | 0 | 0 | 0 | 0 | 1 | 0 | 0 | 0 | 0 | 0 | 0 | 0 | 0 | 0 | 0 | 0 | 0 | 0 | 0 | 0 | 0 | 1
BOWESFIELD 33/11KV | 0 | 0 | 0 | 0 | 0 | 0 | 0 | 0 | 0 | 0 | 0 | 0 | 0 | 0 | 0 | 0 | 0 | 0 | 0 | 0 | 0 | 0 | 0 | 0 | 0 | 0 | 0 | 0 | 0 | 0 | 0 | 0 | 0 | 0 | 1 | 0 | 0 | 0 | 0 | 1
BOWESFIELD 66/11KV | 0 | 0 | 0 | 0 | 0 | 0 | 0 | 0 | 0 | 0 | 0 | 0 | 0 | 0 | 0 | 0 | 0 | 0 | 0 | 0 | 0 | 0 | 0 | 0 | 0 | 0 | 0 | 0 | 0 | 0 | 0 | 0 | 0 | 0 | 1 | 0 | 0 | 0 | 0 | 1
BRAMHOPE | 0 | 0 | 0 | 0 | 0 | 0 | 0 | 0 | 0 | 0 | 0 | 0 | 0 | 0 | 0 | 0 | 0 | 1 | 0 | 0 | 0 | 0 | 0 | 0 | 0 | 0 | 0 | 0 | 0 | 0 | 0 | 0 | 0 | 0 | 0 | 0 | 0 | 0 | 0 | 1
BRAMLEY | 0 | 0 | 0 | 0 | 0 | 0 | 0 | 0 | 0 | 0 | 0 | 0 | 0 | 0 | 0 | 0 | 0 | 1 | 0 | 0 | 0 | 0 | 0 | 0 | 0 | 0 | 0 | 0 | 0 | 0 | 0 | 0 | 0 | 0 | 0 | 0 | 0 | 0 | 0 | 1
BRANCEPETH | 0 | 0 | 0 | 0 | 1 | 0 | 0 | 0 | 0 | 0 | 0 | 0 | 0 | 0 | 0 | 0 | 0 | 0 | 0 | 0 | 0 | 0 | 0 | 0 | 0 | 0 | 0 | 0 | 0 | 0 | 0 | 0 | 0 | 0 | 0 | 0 | 0 | 0 | 0 | 1
BREAMISH STREET | 0 | 0 | 0 | 0 | 0 | 0 | 0 | 0 | 0 | 0 | 0 | 0 | 0 | 0 | 0 | 0 | 0 | 0 | 0 | 1 | 0 | 0 | 0 | 0 | 0 | 0 | 0 | 0 | 0 | 0 | 0 | 0 | 0 | 0 | 0 | 0 | 0 | 0 | 0 | 1
BRENDA TRADING | 0 | 0 | 0 | 0 | 0 | 0 | 0 | 0 | 0 | 0 | 0 | 0 | 0 | 1 | 0 | 0 | 0 | 0 | 0 | 0 | 0 | 0 | 0 | 0 | 0 | 0 | 0 | 0 | 0 | 0 | 0 | 0 | 0 | 0 | 0 | 0 | 0 | 0 | 0 | 1
BRETT STREET | 0 | 0 | 0 | 0 | 0 | 0 | 0 | 0 | 0 | 1 | 0 | 0 | 0 | 0 | 0 | 0 | 0 | 0 | 0 | 0 | 0 | 0 | 0 | 0 | 0 | 0 | 0 | 0 | 0 | 0 | 0 | 0 | 0 | 0 | 0 | 0 | 0 | 0 | 0 | 1
BRIDGES ROAD | 0 | 0 | 0 | 0 | 0 | 0 | 0 | 0 | 0 | 0 | 0 | 0 | 0 | 0 | 0 | 0 | 0 | 0 | 0 | 0 | 0 | 0 | 1 | 0 | 0 | 0 | 0 | 0 | 0 | 0 | 0 | 0 | 0 | 0 | 0 | 0 | 0 | 0 | 0 | 1
BRIGHOUSE 33/11KV | 0 | 0 | 0 | 1 | 0 | 0 | 0 | 0 | 0 | 0 | 0 | 0 | 0 | 0 | 0 | 0 | 0 | 0 | 0 | 0 | 0 | 0 | 0 | 0 | 0 | 0 | 0 | 0 | 0 | 0 | 0 | 0 | 0 | 0 | 0 | 0 | 0 | 0 | 0 | 1
BRODSWORTH | 0 | 0 | 0 | 0 | 0 | 0 | 0 | 0.9956 | 0 | 0 | 0 | 0 | 0 | 0 | 0 | 0 | 0.0044 | 0 | 0 | 0 | 0 | 0 | 0 | 0 | 0 | 0 | 0 | 0 | 0 | 0 | 0 | 0 | 0 | 0 | 0 | 0 | 0 | 0 | 0 | 1
BROOKFIELD STREET | 0 | 0 | 0 | 0 | 0 | 0 | 0 | 0 | 0 | 0 | 0 | 0 | 0 | 0 | 0 | 0 | 0 | 1 | 0 | 0 | 0 | 0 | 0 | 0 | 0 | 0 | 0 | 0 | 0 | 0 | 0 | 0 | 0 | 0 | 0 | 0 | 0 | 0 | 0 | 1
BTP | 0 | 0 | 0 | 0 | 0 | 0 | 0 | 0 | 0 | 0 | 0 | 0 | 0 | 0 | 0 | 0 | 0 | 0 | 0 | 0 | 0 | 1 | 0 | 0 | 0 | 0 | 0 | 0 | 0 | 0 | 0 | 0 | 0 | 0 | 0 | 0 | 0 | 0 | 0 | 1
BURLEY STREET | 0 | 0 | 0 | 0 | 0 | 0 | 0 | 0 | 0 | 0 | 0 | 0 | 0 | 0 | 0 | 0 | 0 | 1 | 0 | 0 | 0 | 0 | 0 | 0 | 0 | 0 | 0 | 0 | 0 | 0 | 0 | 0 | 0 | 0 | 0 | 0 | 0 | 0 | 0 | 1
BURMANTOFTS | 0 | 0 | 0 | 0 | 0 | 0 | 0 | 0 | 0 | 0 | 0 | 0 | 0 | 0 | 0 | 0 | 0 | 1 | 0 | 0 | 0 | 0 | 0 | 0 | 0 | 0 | 0 | 0 | 0 | 0 | 0 | 0 | 0 | 0 | 0 | 0 | 0 | 0 | 0 | 1
BURNLEYVILLE | 0 | 0 | 0.1714 | 0.0257 | 0 | 0 | 0 | 0 | 0 | 0 | 0 | 0 | 0 | 0 | 0 | 0 | 0.7748 | 0.0281 | 0 | 0 | 0 | 0 | 0 | 0 | 0 | 0 | 0 | 0 | 0 | 0 | 0 | 0 | 0 | 0 | 0 | 0 | 0 | 0 | 0 | 1
BURTON PIDSEA | 0 | 0 | 0 | 0 | 0 | 0 | 0 | 0 | 0 | 1 | 0 | 0 | 0 | 0 | 0 | 0 | 0 | 0 | 0 | 0 | 0 | 0 | 0 | 0 | 0 | 0 | 0 | 0 | 0 | 0 | 0 | 0 | 0 | 0 | 0 | 0 | 0 | 0 | 0 | 1
BURTON ROAD | 1 | 0 | 0 | 0 | 0 | 0 | 0 | 0 | 0 | 0 | 0 | 0 | 0 | 0 | 0 | 0 | 0 | 0 | 0 | 0 | 0 | 0 | 0 | 0 | 0 | 0 | 0 | 0 | 0 | 0 | 0 | 0 | 0 | 0 | 0 | 0 | 0 | 0 | 0 | 1
BUSLINGTHORPE GREEN | 0 | 0 | 0 | 0 | 0 | 0 | 0 | 0 | 0 | 0 | 0 | 0 | 0 | 0 | 0 | 0 | 0 | 1 | 0 | 0 | 0 | 0 | 0 | 0 | 0 | 0 | 0 | 0 | 0 | 0 | 0 | 0 | 0 | 0 | 0 | 0 | 0 | 0 | 0 | 1
BUTTERWICK | 0 | 0 | 0 | 0 | 0 | 0 | 0 | 0 | 0 | 0.6078 | 0 | 0 | 0 | 0 | 0 | 0 | 0 | 0 | 0 | 0 | 0 | 0 | 0 | 0 | 0 | 0 | 0 | 0 | 0 | 0.3922 | 0 | 0 | 0 | 0 | 0 | 0 | 0 | 0 | 0 | 1
CAISTOR | 0 | 0 | 0 | 0 | 0 | 0 | 0 | 0 | 0 | 0 | 0 | 0 | 0 | 0 | 0 | 0 | 0 | 0 | 0 | 0 | 0 | 0.0224 | 0.0326 | 0 | 0 | 0 | 0 | 0 | 0 | 0 | 0 | 0 | 0 | 0 | 0 | 0 | 0 | 0.945 | 0 | 1
CALDER WHARF | 0 | 0 | 0 | 0.0051 | 0 | 0 | 0 | 0 | 0 | 0 | 0 | 0 | 0 | 0 | 0 | 0 | 0.9949 | 0 | 0 | 0 | 0 | 0 | 0 | 0 | 0 | 0 | 0 | 0 | 0 | 0 | 0 | 0 | 0 | 0 | 0 | 0 | 0 | 0 | 0 | 1
CAMPLESHON ROAD | 0 | 0 | 0 | 0 | 0 | 0 | 0 | 0 | 0 | 0 | 0 | 0 | 0 | 0 | 0 | 0 | 0 | 0 | 0 | 0 | 0 | 0 | 0 | 0 | 0 | 0 | 0 | 0 | 0 | 0 | 0 | 0.0242 | 0 | 0 | 0 | 0 | 0 | 0 | 0.9758 | 1
CARLEY HILL | 0 | 0 | 0 | 0 | 0 | 0 | 0 | 0 | 0 | 0 | 0 | 0 | 0 | 0 | 0 | 0 | 0 | 0 | 0 | 0 | 0 | 0 | 0 | 0 | 0 | 0 | 0 | 0 | 0 | 0 | 0 | 0 | 0 | 0.0439 | 0 | 0.9561 | 0 | 0 | 0 | 1
CARLIN HOW T3 T4 | 0 | 0 | 0 | 0 | 0 | 0 | 0 | 0 | 0 | 0 | 0 | 0 | 0 | 0 | 0 | 0 | 0 | 0 | 0 | 0 | 0 | 0 | 0 | 0 | 0 | 0 | 0.8985 | 0 | 0 | 0 | 0.1015 | 0 | 0 | 0 | 0 | 0 | 0 | 0 | 0 | 1
CARLTON HILL | 0 | 0 | 0 | 0 | 0 | 0 | 0 | 0 | 0 | 0 | 0 | 0 | 0 | 0 | 0 | 0 | 0 | 1 | 0 | 0 | 0 | 0 | 0 | 0 | 0 | 0 | 0 | 0 | 0 | 0 | 0 | 0 | 0 | 0 | 0 | 0 | 0 | 0 | 0 | 1
CARR HILL | 0 | 0 | 0 | 0 | 0 | 0 | 0 | 0 | 0 | 0 | 1 | 0 | 0 | 0 | 0 | 0 | 0 | 0 | 0 | 0 | 0 | 0 | 0 | 0 | 0 | 0 | 0 | 0 | 0 | 0 | 0 | 0 | 0 | 0 | 0 | 0 | 0 | 0 | 0 | 1
CARR LANE | 0 | 0 | 0 | 0 | 0 | 0 | 0 | 0 | 0 | 0 | 0 | 0 | 0 | 0 | 0 | 0 | 0 | 0 | 0 | 0 | 0 | 0 | 0 | 0 | 0 | 0 | 0 | 0 | 0 | 0 | 0 | 0 | 0 | 0 | 0 | 0 | 1 | 0 | 0 | 1
CATTERICK CAMP | 0 | 0 | 0 | 0 | 0 | 0 | 0 | 0 | 0 | 0 | 0 | 0.009 | 0.0067 | 0 | 0 | 0 | 0 | 0 | 0 | 0 | 0 | 0 | 0 | 0 | 0 | 0 | 0 | 0.9843 | 0 | 0 | 0 | 0 | 0 | 0 | 0 | 0 | 0 | 0 | 0 | 1
CHELKER RESERVOIR | 0 | 0 | 0.1103 | 0 | 0 | 0.8362 | 0 | 0 | 0 | 0 | 0 | 0 | 0.0535 | 0 | 0 | 0 | 0 | 0 | 0 | 0 | 0 | 0 | 0 | 0 | 0 | 0 | 0 | 0 | 0 | 0 | 0 | 0 | 0 | 0 | 0 | 0 | 0 | 0 | 0 | 1
CHEVIN END | 0 | 0 | 0.7434 | 0 | 0 | 0 | 0 | 0 | 0 | 0 | 0 | 0 | 0 | 0 | 0 | 0 | 0 | 0.2566 | 0 | 0 | 0 | 0 | 0 | 0 | 0 | 0 | 0 | 0 | 0 | 0 | 0 | 0 | 0 | 0 | 0 | 0 | 0 | 0 | 0 | 1
CLARENCE ROAD | 0 | 0 | 0 | 0 | 0 | 0.0492 | 0 | 0 | 0 | 0 | 0 | 0 | 0 | 0 | 0 | 0 | 0 | 0.9508 | 0 | 0 | 0 | 0 | 0 | 0 | 0 | 0 | 0 | 0 | 0 | 0 | 0 | 0 | 0 | 0 | 0 | 0 | 0 | 0 | 0 | 1
CLARENDON ROAD | 0 | 0 | 0 | 0 | 0 | 0 | 0 | 0 | 0 | 0 | 0 | 0 | 0 | 0 | 0 | 0 | 0 | 1 | 0 | 0 | 0 | 0 | 0 | 0 | 0 | 0 | 0 | 0 | 0 | 0 | 0 | 0 | 0 | 0 | 0 | 0 | 0 | 0 | 0 | 1
CLARENDON STREET | 0 | 0 | 0 | 0 | 0 | 0 | 0 | 0 | 0 | 0 | 0 | 0 | 0 | 0 | 0 | 1 | 0 | 0 | 0 | 0 | 0 | 0 | 0 | 0 | 0 | 0 | 0 | 0 | 0 | 0 | 0 | 0 | 0 | 0 | 0 | 0 | 0 | 0 | 0 | 1
CLAYWHEELS LANE | 0 | 0 | 0 | 0 | 0 | 0 | 0 | 0 | 0 | 0 | 0 | 0 | 0 | 0 | 0 | 0 | 0 | 0 | 0 | 0 | 0 | 0 | 0 | 0 | 0 | 0 | 0 | 0 | 0 | 0 | 0 | 0 | 1 | 0 | 0 | 0 | 0 | 0 | 0 | 1
CLOSE | 0 | 0 | 0 | 0 | 0 | 0 | 0 | 0 | 0 | 0 | 0 | 0 | 0 | 0 | 0 | 0 | 0 | 0 | 0 | 1 | 0 | 0 | 0 | 0 | 0 | 0 | 0 | 0 | 0 | 0 | 0 | 0 | 0 | 0 | 0 | 0 | 0 | 0 | 0 | 1
CLOUGH LANE | 0 | 0 | 0 | 0 | 0 | 0 | 0 | 0 | 0 | 0 | 0 | 0 | 0 | 0 | 0 | 0 | 0 | 0 | 0 | 0 | 0 | 0 | 1 | 0 | 0 | 0 | 0 | 0 | 0 | 0 | 0 | 0 | 0 | 0 | 0 | 0 | 0 | 0 | 0 | 1
COMMONSIDE LANE | 0 | 0 | 0 | 0 | 0 | 0 | 0 | 0 | 0 | 0 | 0 | 0 | 0 | 0 | 0 | 0 | 0 | 0 | 0 | 0 | 0 | 0 | 0 | 0 | 0 | 0 | 0 | 0 | 0 | 0 | 0 | 0 | 0 | 0 | 0 | 0 | 1 | 0 | 0 | 1
CONEYTHORPE | 0 | 0 | 0 | 0 | 0 | 0 | 0 | 0 | 0 | 0 | 0 | 0 | 1 | 0 | 0 | 0 | 0 | 0 | 0 | 0 | 0 | 0 | 0 | 0 | 0 | 0 | 0 | 0 | 0 | 0 | 0 | 0 | 0 | 0 | 0 | 0 | 0 | 0 | 0 | 1
CONSETT | 0 | 0 | 0 | 0 | 0.944 | 0 | 0 | 0 | 0 | 0 | 0.0424 | 0 | 0 | 0 | 0 | 0 | 0 | 0 | 0 | 0 | 0 | 0 | 0 | 0 | 0.0136 | 0 | 0 | 0 | 0 | 0 | 0 | 0 | 0 | 0 | 0 | 0 | 0 | 0 | 0 | 1
CONVAMORE ROAD | 0 | 0 | 0 | 0 | 0 | 0 | 0 | 0 | 0 | 0 | 0 | 0 | 0 | 0 | 0 | 0 | 0 | 0 | 0 | 0 | 0 | 1 | 0 | 0 | 0 | 0 | 0 | 0 | 0 | 0 | 0 | 0 | 0 | 0 | 0 | 0 | 0 | 0 | 0 | 1
CONYARD ROAD | 0 | 0 | 0 | 0 | 0 | 0 | 0 | 0 | 0 | 0 | 0 | 0 | 0 | 0 | 0 | 0 | 0 | 0 | 0 | 0 | 0 | 1 | 0 | 0 | 0 | 0 | 0 | 0 | 0 | 0 | 0 | 0 | 0 | 0 | 0 | 0 | 0 | 0 | 0 | 1
CORNWALL STREET | 0 | 0 | 0 | 0 | 0 | 0 | 0 | 0 | 0 | 0 | 0 | 0 | 0 | 0 | 0 | 1 | 0 | 0 | 0 | 0 | 0 | 0 | 0 | 0 | 0 | 0 | 0 | 0 | 0 | 0 | 0 | 0 | 0 | 0 | 0 | 0 | 0 | 0 | 0 | 1
CORPORATION STREET | 0 | 0 | 0 | 0 | 0 | 0 | 0 | 0 | 0 | 0 | 0 | 0 | 0 | 0 | 0 | 0 | 0 | 0 | 0 | 1 | 0 | 0 | 0 | 0 | 0 | 0 | 0 | 0 | 0 | 0 | 0 | 0 | 0 | 0 | 0 | 0 | 0 | 0 | 0 | 1
CORRINGHAM ROAD | 0 | 0 | 0 | 0 | 0 | 0 | 0 | 0 | 0 | 0 | 0 | 0 | 0 | 0 | 0 | 0 | 0 | 0 | 0 | 0 | 0 | 0 | 0 | 0 | 0 | 0 | 0 | 0 | 0 | 0 | 0 | 0 | 0 | 0 | 0 | 0 | 0 | 1 | 0 | 1
COSTHORPE | 0 | 0.987 | 0 | 0 | 0 | 0 | 0 | 0 | 0 | 0 | 0 | 0 | 0 | 0 | 0 | 0 | 0 | 0 | 0 | 0 | 0 | 0 | 0 | 0 | 0 | 0 | 0 | 0 | 0.013 | 0 | 0 | 0 | 0 | 0 | 0 | 0 | 0 | 0 | 0 | 1
COUNTY ROAD NORTH | 0 | 0 | 0 | 0 | 0 | 0 | 0 | 0 | 0 | 0.2896 | 0 | 0 | 0 | 0 | 0 | 0.7104 | 0 | 0 | 0 | 0 | 0 | 0 | 0 | 0 | 0 | 0 | 0 | 0 | 0 | 0 | 0 | 0 | 0 | 0 | 0 | 0 | 0 | 0 | 0 | 1
COWTON | 0 | 0 | 0 | 0 | 0 | 0 | 0 | 0 | 0 | 0 | 0 | 0.7242 | 0 | 0 | 0 | 0 | 0 | 0 | 0 | 0 | 0 | 0 | 0 | 0 | 0 | 0 | 0 | 0.2758 | 0 | 0 | 0 | 0 | 0 | 0 | 0 | 0 | 0 | 0 | 0 | 1
CRACOE | 0 | 0 | 0 | 0 | 0 | 1 | 0 | 0 | 0 | 0 | 0 | 0 | 0 | 0 | 0 | 0 | 0 | 0 | 0 | 0 | 0 | 0 | 0 | 0 | 0 | 0 | 0 | 0 | 0 | 0 | 0 | 0 | 0 | 0 | 0 | 0 | 0 | 0 | 0 | 1
CRAMLINGTON T1 T3 | 0 | 0 | 0 | 0 | 0 | 0 | 0 | 0 | 0 | 0 | 0 | 0 | 0 | 0 | 0 | 0 | 0 | 0 | 0 | 0 | 0 | 0 | 0 | 0 | 1 | 0 | 0 | 0 | 0 | 0 | 0 | 0 | 0 | 0 | 0 | 0 | 0 | 0 | 0 | 1
CRAMLINGTON T2 T4 | 0 | 0 | 0 | 0 | 0 | 0 | 0 | 0 | 0 | 0 | 0 | 0 | 0 | 0 | 0 | 0 | 0 | 0 | 0 | 0 | 0 | 0 | 0 | 0 | 1 | 0 | 0 | 0 | 0 | 0 | 0 | 0 | 0 | 0 | 0 | 0 | 0 | 0 | 0 | 1
CROOKESMOOR ROAD | 0 | 0 | 0 | 0 | 0 | 0 | 0 | 0 | 0 | 0 | 0 | 0 | 0 | 0 | 0 | 0 | 0 | 0 | 0 | 0 | 0 | 0 | 0 | 0 | 0 | 0 | 0 | 0 | 0 | 0 | 0 | 0 | 1 | 0 | 0 | 0 | 0 | 0 | 0 | 1
CROSSHILLS | 0 | 0 | 0.2803 | 0 | 0 | 0.7197 | 0 | 0 | 0 | 0 | 0 | 0 | 0 | 0 | 0 | 0 | 0 | 0 | 0 | 0 | 0 | 0 | 0 | 0 | 0 | 0 | 0 | 0 | 0 | 0 | 0 | 0 | 0 | 0 | 0 | 0 | 0 | 0 | 0 | 1
CROWLE | 0 | 0 | 0 | 0 | 0 | 0 | 0 | 0 | 0 | 0 | 0 | 0 | 0 | 0 | 0 | 0 | 0 | 0 | 0 | 0 | 0 | 0 | 0.9547 | 0 | 0 | 0 | 0 | 0 | 0.0453 | 0 | 0 | 0 | 0 | 0 | 0 | 0 | 0 | 0 | 0 | 1
CROWN STREET | 0 | 0 | 1 | 0 | 0 | 0 | 0 | 0 | 0 | 0 | 0 | 0 | 0 | 0 | 0 | 0 | 0 | 0 | 0 | 0 | 0 | 0 | 0 | 0 | 0 | 0 | 0 | 0 | 0 | 0 | 0 | 0 | 0 | 0 | 0 | 0 | 0 | 0 | 0 | 1
DALTON | 0 | 0 | 0 | 0 | 0 | 0 | 0 | 0 | 0 | 0 | 0 | 0 | 0 | 0 | 0 | 0 | 1 | 0 | 0 | 0 | 0 | 0 | 0 | 0 | 0 | 0 | 0 | 0 | 0 | 0 | 0 | 0 | 0 | 0 | 0 | 0 | 0 | 0 | 0 | 1
DARLEY | 0 | 0 | 0 | 0 | 0 | 0 | 0 | 0 | 0 | 0 | 0 | 0 | 1 | 0 | 0 | 0 | 0 | 0 | 0 | 0 | 0 | 0 | 0 | 0 | 0 | 0 | 0 | 0 | 0 | 0 | 0 | 0 | 0 | 0 | 0 | 0 | 0 | 0 | 0 | 1
DARLINGTON 132/6KV | 0 | 0 | 0 | 0 | 0 | 0 | 1 | 0 | 0 | 0 | 0 | 0 | 0 | 0 | 0 | 0 | 0 | 0 | 0 | 0 | 0 | 0 | 0 | 0 | 0 | 0 | 0 | 0 | 0 | 0 | 0 | 0 | 0 | 0 | 0 | 0 | 0 | 0 | 0 | 1
DARLINGTON 33/11KV | 0 | 0 | 0 | 0 | 0 | 0 | 0.9725 | 0 | 0 | 0 | 0 | 0 | 0 | 0 | 0 | 0 | 0 | 0 | 0 | 0 | 0 | 0 | 0 | 0 | 0 | 0 | 0 | 0.0275 | 0 | 0 | 0 | 0 | 0 | 0 | 0 | 0 | 0 | 0 | 0 | 1
DARLINGTON CENTRAL 33/11KV | 0 | 0 | 0 | 0 | 0 | 0 | 1 | 0 | 0 | 0 | 0 | 0 | 0 | 0 | 0 | 0 | 0 | 0 | 0 | 0 | 0 | 0 | 0 | 0 | 0 | 0 | 0 | 0 | 0 | 0 | 0 | 0 | 0 | 0 | 0 | 0 | 0 | 0 | 0 | 1
DARLINGTON EAST | 0 | 0 | 0 | 0 | 0 | 0 | 0.983 | 0 | 0 | 0 | 0 | 0.0079 | 0 | 0 | 0 | 0 | 0 | 0 | 0 | 0 | 0 | 0 | 0 | 0 | 0 | 0 | 0 | 0.0051 | 0 | 0 | 0 | 0 | 0 | 0 | 0.004 | 0 | 0 | 0 | 0 | 1
DARLINGTON WEST | 0 | 0 | 0 | 0 | 0 | 0 | 1 | 0 | 0 | 0 | 0 | 0 | 0 | 0 | 0 | 0 | 0 | 0 | 0 | 0 | 0 | 0 | 0 | 0 | 0 | 0 | 0 | 0 | 0 | 0 | 0 | 0 | 0 | 0 | 0 | 0 | 0 | 0 | 0 | 1
DARNALL | 0 | 0 | 0 | 0 | 0 | 0 | 0 | 0 | 0 | 0 | 0 | 0 | 0 | 0 | 0 | 0 | 0 | 0 | 0 | 0 | 0 | 0 | 0 | 0 | 0 | 0 | 0 | 0 | 0 | 0 | 0 | 0 | 1 | 0 | 0 | 0 | 0 | 0 | 0 | 1
DEARNE ROAD | 0.0544 | 0 | 0 | 0 | 0 | 0 | 0 | 0 | 0 | 0 | 0 | 0 | 0 | 0 | 0 | 0 | 0 | 0 | 0 | 0 | 0 | 0 | 0 | 0 | 0 | 0 | 0 | 0 | 0.9456 | 0 | 0 | 0 | 0 | 0 | 0 | 0 | 0 | 0 | 0 | 1
DEIGHTON | 0 | 0 | 0 | 0 | 0 | 0 | 0 | 0 | 0 | 0 | 0 | 0 | 0 | 0 | 0 | 0 | 1 | 0 | 0 | 0 | 0 | 0 | 0 | 0 | 0 | 0 | 0 | 0 | 0 | 0 | 0 | 0 | 0 | 0 | 0 | 0 | 0 | 0 | 0 | 1
DENBY DALE ROAD | 0 | 0 | 0 | 0 | 0 | 0 | 0 | 0 | 0 | 0 | 0 | 0 | 0 | 0 | 0 | 0 | 0 | 0 | 0 | 0 | 0 | 0 | 0 | 0 | 0 | 0 | 0 | 0 | 0 | 0 | 0 | 0 | 0 | 0 | 0 | 0 | 1 | 0 | 0 | 1
DENBY GRANGE | 0 | 0 | 0 | 0 | 0 | 0 | 0 | 0 | 0 | 0 | 0 | 0 | 0 | 0 | 0 | 0 | 0.3555 | 0 | 0 | 0 | 0 | 0 | 0 | 0 | 0 | 0 | 0 | 0 | 0 | 0 | 0 | 0 | 0 | 0 | 0 | 0 | 0.6445 | 0 | 0 | 1
DENHOLME | 0 | 0 | 0.988 | 0.012 | 0 | 0 | 0 | 0 | 0 | 0 | 0 | 0 | 0 | 0 | 0 | 0 | 0 | 0 | 0 | 0 | 0 | 0 | 0 | 0 | 0 | 0 | 0 | 0 | 0 | 0 | 0 | 0 | 0 | 0 | 0 | 0 | 0 | 0 | 0 | 1
DENWICK | 0 | 0 | 0 | 0 | 0 | 0 | 0 | 0 | 0 | 0 | 0 | 0 | 0 | 0 | 0 | 0 | 0 | 0 | 0 | 0 | 0 | 0 | 0 | 0 | 1 | 0 | 0 | 0 | 0 | 0 | 0 | 0 | 0 | 0 | 0 | 0 | 0 | 0 | 0 | 1
DINNINGTON | 0 | 0 | 0 | 0 | 0 | 0 | 0 | 0 | 0 | 0 | 0 | 0 | 0 | 0 | 0 | 0 | 0 | 0 | 0 | 0 | 0 | 0 | 0 | 0 | 0 | 0 | 0 | 0 | 1 | 0 | 0 | 0 | 0 | 0 | 0 | 0 | 0 | 0 | 0 | 1
DOUGHTY ROAD | 0 | 0 | 0 | 0 | 0 | 0 | 0 | 0 | 0 | 0 | 0 | 0 | 0 | 0 | 0 | 0 | 0 | 0 | 0 | 0 | 0 | 1 | 0 | 0 | 0 | 0 | 0 | 0 | 0 | 0 | 0 | 0 | 0 | 0 | 0 | 0 | 0 | 0 | 0 | 1
DOWKER STREET | 0 | 0 | 0 | 0 | 0 | 0 | 0 | 0 | 0 | 0 | 0 | 0 | 0 | 0 | 0 | 0 | 1 | 0 | 0 | 0 | 0 | 0 | 0 | 0 | 0 | 0 | 0 | 0 | 0 | 0 | 0 | 0 | 0 | 0 | 0 | 0 | 0 | 0 | 0 | 1
DRAX PRIMARY | 0 | 0 | 0 | 0 | 0 | 0 | 0 | 0 | 0 | 0 | 0 | 0 | 0 | 0 | 0 | 0 | 0 | 0 | 0 | 0 | 0 | 0 | 0 | 0 | 0 | 0 | 0 | 0 | 0 | 0 | 0 | 1 | 0 | 0 | 0 | 0 | 0 | 0 | 0 | 1
DRIFFIELD | 0 | 0 | 0 | 0 | 0 | 0 | 0 | 0 | 0 | 1 | 0 | 0 | 0 | 0 | 0 | 0 | 0 | 0 | 0 | 0 | 0 | 0 | 0 | 0 | 0 | 0 | 0 | 0 | 0 | 0 | 0 | 0 | 0 | 0 | 0 | 0 | 0 | 0 | 0 | 1
DRONFIELD | 0 | 0 | 0 | 0 | 0 | 0 | 0 | 0 | 0 | 0 | 0 | 0 | 0 | 0 | 0 | 0 | 0 | 0 | 0 | 0 | 0.8501 | 0 | 0 | 0 | 0 | 0 | 0 | 0 | 0 | 0 | 0 | 0 | 0.1379 | 0 | 0 | 0 | 0.012 | 0 | 0 | 1
DUDLEY HILL | 0 | 0 | 1 | 0 | 0 | 0 | 0 | 0 | 0 | 0 | 0 | 0 | 0 | 0 | 0 | 0 | 0 | 0 | 0 | 0 | 0 | 0 | 0 | 0 | 0 | 0 | 0 | 0 | 0 | 0 | 0 | 0 | 0 | 0 | 0 | 0 | 0 | 0 | 0 | 1
DUNKESWICK | 0 | 0 | 0 | 0 | 0 | 0 | 0 | 0 | 0 | 0 | 0 | 0 | 0.7433 | 0 | 0 | 0 | 0 | 0.2567 | 0 | 0 | 0 | 0 | 0 | 0 | 0 | 0 | 0 | 0 | 0 | 0 | 0 | 0 | 0 | 0 | 0 | 0 | 0 | 0 | 0 | 1
DUNSTON 66/11KV | 0 | 0 | 0 | 0 | 0 | 0 | 0 | 0 | 0 | 0 | 1 | 0 | 0 | 0 | 0 | 0 | 0 | 0 | 0 | 0 | 0 | 0 | 0 | 0 | 0 | 0 | 0 | 0 | 0 | 0 | 0 | 0 | 0 | 0 | 0 | 0 | 0 | 0 | 0 | 1
DUNSTON 66/20KV | 0 | 0 | 0 | 0 | 0.0029 | 0 | 0 | 0 | 0 | 0 | 0.9971 | 0 | 0 | 0 | 0 | 0 | 0 | 0 | 0 | 0 | 0 | 0 | 0 | 0 | 0 | 0 | 0 | 0 | 0 | 0 | 0 | 0 | 0 | 0 | 0 | 0 | 0 | 0 | 0 | 1
DURHAM EAST | 0 | 0 | 0 | 0 | 1 | 0 | 0 | 0 | 0 | 0 | 0 | 0 | 0 | 0 | 0 | 0 | 0 | 0 | 0 | 0 | 0 | 0 | 0 | 0 | 0 | 0 | 0 | 0 | 0 | 0 | 0 | 0 | 0 | 0 | 0 | 0 | 0 | 0 | 0 | 1
DURKAR LOW LANE | 0 | 0 | 0 | 0 | 0 | 0 | 0 | 0 | 0 | 0 | 0 | 0 | 0 | 0 | 0 | 0 | 0 | 0 | 0 | 0 | 0 | 0 | 0 | 0 | 0 | 0 | 0 | 0 | 0 | 0 | 0 | 0 | 0 | 0 | 0 | 0 | 1 | 0 | 0 | 1
EASINGTON | 0 | 0 | 0 | 0 | 0 | 0 | 0 | 0 | 0 | 1 | 0 | 0 | 0 | 0 | 0 | 0 | 0 | 0 | 0 | 0 | 0 | 0 | 0 | 0 | 0 | 0 | 0 | 0 | 0 | 0 | 0 | 0 | 0 | 0 | 0 | 0 | 0 | 0 | 0 | 1
EASTFIELD | 0 | 0 | 0 | 0 | 0 | 0 | 0 | 0 | 0 | 0 | 0 | 0 | 0 | 0 | 0 | 0 | 0 | 0 | 0 | 0 | 0 | 0 | 0 | 0 | 0 | 0 | 0 | 0 | 0 | 0 | 1 | 0 | 0 | 0 | 0 | 0 | 0 | 0 | 0 | 1
EASTFIELD ROAD | 0 | 0 | 0 | 0 | 0 | 0 | 0 | 0 | 0 | 0 | 0 | 0 | 0 | 0 | 0 | 0 | 0 | 0 | 0 | 0 | 0 | 0.6522 | 0.3008 | 0 | 0 | 0 | 0 | 0 | 0 | 0 | 0 | 0 | 0 | 0 | 0 | 0 | 0 | 0.047 | 0 | 1
EASTGATE CEMENT | 0 | 0 | 0 | 0 | 0.9832 | 0 | 0 | 0 | 0 | 0 | 0 | 0 | 0 | 0 | 0 | 0 | 0 | 0 | 0 | 0 | 0 | 0 | 0 | 0 | 0.0168 | 0 | 0 | 0 | 0 | 0 | 0 | 0 | 0 | 0 | 0 | 0 | 0 | 0 | 0 | 1
ECCLESFIELD | 0 | 0 | 0 | 0 | 0 | 0 | 0 | 0 | 0 | 0 | 0 | 0 | 0 | 0 | 0 | 0 | 0 | 0 | 0 | 0 | 0 | 0 | 0 | 0 | 0 | 0 | 0 | 0 | 0.022 | 0 | 0 | 0 | 0.9562 | 0 | 0 | 0 | 0.0218 | 0 | 0 | 1
EDLINGTON | 0.0276 | 0 | 0 | 0 | 0 | 0 | 0 | 0.9724 | 0 | 0 | 0 | 0 | 0 | 0 | 0 | 0 | 0 | 0 | 0 | 0 | 0 | 0 | 0 | 0 | 0 | 0 | 0 | 0 | 0 | 0 | 0 | 0 | 0 | 0 | 0 | 0 | 0 | 0 | 0 | 1
EDUCATIONAL PRECINCT | 0 | 0 | 0 | 0 | 0 | 0 | 0 | 0 | 0 | 0 | 0 | 0 | 0 | 0 | 0 | 0 | 0 | 0 | 0 | 1 | 0 | 0 | 0 | 0 | 0 | 0 | 0 | 0 | 0 | 0 | 0 | 0 | 0 | 0 | 0 | 0 | 0 | 0 | 0 | 1
EGGBOROUGH | 0 | 0 | 0 | 0 | 0 | 0 | 0 | 0 | 0 | 0 | 0 | 0 | 0 | 0 | 0 | 0 | 0 | 0 | 0 | 0 | 0 | 0 | 0 | 0 | 0 | 0 | 0 | 0 | 0 | 0 | 0 | 1 | 0 | 0 | 0 | 0 | 0 | 0 | 0 | 1
ELGAR ROAD | 0 | 0 | 0 | 0 | 0 | 0 | 0 | 0 | 0 | 0.6448 | 0 | 0 | 0 | 0 | 0 | 0.3552 | 0 | 0 | 0 | 0 | 0 | 0 | 0 | 0 | 0 | 0 | 0 | 0 | 0 | 0 | 0 | 0 | 0 | 0 | 0 | 0 | 0 | 0 | 0 | 1
ELLAND 33/11KV | 0 | 0 | 0 | 0.9855 | 0 | 0 | 0 | 0 | 0 | 0 | 0 | 0 | 0 | 0 | 0 | 0 | 0.0145 | 0 | 0 | 0 | 0 | 0 | 0 | 0 | 0 | 0 | 0 | 0 | 0 | 0 | 0 | 0 | 0 | 0 | 0 | 0 | 0 | 0 | 0 | 1
ELLIFOOT LANE | 0 | 0 | 0 | 0 | 0 | 0 | 0 | 0 | 0 | 1 | 0 | 0 | 0 | 0 | 0 | 0 | 0 | 0 | 0 | 0 | 0 | 0 | 0 | 0 | 0 | 0 | 0 | 0 | 0 | 0 | 0 | 0 | 0 | 0 | 0 | 0 | 0 | 0 | 0 | 1
ELLIN STREET 1/3 | 0 | 0 | 0 | 0 | 0 | 0 | 0 | 0 | 0 | 0 | 0 | 0 | 0 | 0 | 0 | 0 | 0 | 0 | 0 | 0 | 0 | 0 | 0 | 0 | 0 | 0 | 0 | 0 | 0 | 0 | 0 | 0 | 1 | 0 | 0 | 0 | 0 | 0 | 0 | 1
ELLIN STREET 2 | 0 | 0 | 0 | 0 | 0 | 0 | 0 | 0 | 0 | 0 | 0 | 0 | 0 | 0 | 0 | 0 | 0 | 0 | 0 | 0 | 0 | 0 | 0 | 0 | 0 | 0 | 0 | 0 | 0 | 0 | 0 | 0 | 1 | 0 | 0 | 0 | 0 | 0 | 0 | 1
ELMHIRST LANE 1 | 1 | 0 | 0 | 0 | 0 | 0 | 0 | 0 | 0 | 0 | 0 | 0 | 0 | 0 | 0 | 0 | 0 | 0 | 0 | 0 | 0 | 0 | 0 | 0 | 0 | 0 | 0 | 0 | 0 | 0 | 0 | 0 | 0 | 0 | 0 | 0 | 0 | 0 | 0 | 1
ELMHIRST LANE 2 | 0.9505 | 0 | 0 | 0 | 0 | 0 | 0 | 0.0495 | 0 | 0 | 0 | 0 | 0 | 0 | 0 | 0 | 0 | 0 | 0 | 0 | 0 | 0 | 0 | 0 | 0 | 0 | 0 | 0 | 0 | 0 | 0 | 0 | 0 | 0 | 0 | 0 | 0 | 0 | 0 | 1
ELSECAR | 0.7233 | 0 | 0 | 0 | 0 | 0 | 0 | 0 | 0 | 0 | 0 | 0 | 0 | 0 | 0 | 0 | 0 | 0 | 0 | 0 | 0 | 0 | 0 | 0 | 0 | 0 | 0 | 0 | 0.2767 | 0 | 0 | 0 | 0 | 0 | 0 | 0 | 0 | 0 | 0 | 1
ELVINGTON | 0 | 0 | 0 | 0 | 0 | 0 | 0 | 0 | 0 | 0 | 0 | 0 | 0 | 0 | 0 | 0 | 0 | 0 | 0 | 0 | 0 | 0 | 0 | 0 | 0 | 0 | 0 | 0 | 0 | 0 | 0 | 0.1718 | 0 | 0 | 0 | 0 | 0 | 0 | 0.8282 | 1
ENDIKE LANE | 0 | 0 | 0 | 0 | 0 | 0 | 0 | 0 | 0 | 0.242 | 0 | 0 | 0 | 0 | 0 | 0.758 | 0 | 0 | 0 | 0 | 0 | 0 | 0 | 0 | 0 | 0 | 0 | 0 | 0 | 0 | 0 | 0 | 0 | 0 | 0 | 0 | 0 | 0 | 0 | 1
EPWORTH | 0 | 0 | 0 | 0 | 0 | 0 | 0 | 0 | 0 | 0 | 0 | 0 | 0 | 0 | 0 | 0 | 0 | 0 | 0 | 0 | 0 | 0 | 1 | 0 | 0 | 0 | 0 | 0 | 0 | 0 | 0 | 0 | 0 | 0 | 0 | 0 | 0 | 0 | 0 | 1
FARADAY STREET | 0 | 0 | 0 | 0 | 0 | 0 | 0 | 0 | 0 | 0 | 0 | 0 | 0 | 0 | 0 | 0 | 0 | 0 | 1 | 0 | 0 | 0 | 0 | 0 | 0 | 0 | 0 | 0 | 0 | 0 | 0 | 0 | 0 | 0 | 0 | 0 | 0 | 0 | 0 | 1
FARNLEY CRESCENT | 0 | 0 | 0 | 0 | 0 | 0 | 0 | 0 | 0 | 0 | 0 | 0 | 0 | 0 | 0 | 0 | 0 | 1 | 0 | 0 | 0 | 0 | 0 | 0 | 0 | 0 | 0 | 0 | 0 | 0 | 0 | 0 | 0 | 0 | 0 | 0 | 0 | 0 | 0 | 1
FAWDON T1 & SEATON BURN T1 | 0 | 0 | 0 | 0 | 0 | 0 | 0 | 0 | 0 | 0 | 0 | 0 | 0 | 0 | 0 | 0 | 0 | 0 | 0 | 0.5139 | 0 | 0 | 0 | 0.31048 | 0.17561 | 0 | 0 | 0 | 0 | 0 | 0 | 0 | 0 | 0 | 0 | 0 | 0 | 0 | 0 | 1
FENTON LANE | 0 | 0 | 0 | 0 | 0 | 0 | 0 | 0 | 0 | 0 | 0 | 0 | 0 | 0 | 0 | 0 | 0 | 0 | 0 | 0 | 0 | 0 | 0 | 0 | 0 | 0 | 0 | 0 | 0 | 0 | 0 | 1 | 0 | 0 | 0 | 0 | 0 | 0 | 0 | 1
FERRYBRIDGE A 11KV | 0 | 0 | 0 | 0 | 0 | 0 | 0 | 0 | 0 | 0 | 0 | 0 | 0 | 0 | 0 | 0 | 0 | 0 | 0 | 0 | 0 | 0 | 0 | 0 | 0 | 0 | 0 | 0 | 0 | 0 | 0 | 0.1578 | 0 | 0 | 0 | 0 | 0.8422 | 0 | 0 | 1
FIR TREE LANE | 0 | 0 | 0 | 0 | 0 | 0 | 0 | 0 | 0 | 0 | 0 | 0 | 0 | 0 | 0 | 0 | 0 | 1 | 0 | 0 | 0 | 0 | 0 | 0 | 0 | 0 | 0 | 0 | 0 | 0 | 0 | 0 | 0 | 0 | 0 | 0 | 0 | 0 | 0 | 1
FIRST AVENUE | 0 | 0 | 0 | 0 | 0 | 0 | 0 | 0 | 0 | 0 | 0 | 0 | 0 | 0 | 0 | 1 | 0 | 0 | 0 | 0 | 0 | 0 | 0 | 0 | 0 | 0 | 0 | 0 | 0 | 0 | 0 | 0 | 0 | 0 | 0 | 0 | 0 | 0 | 0 | 1
FIRTH BROWN | 0 | 0 | 0 | 0 | 0 | 0 | 0 | 0 | 0 | 0 | 0 | 0 | 0 | 0 | 0 | 0 | 0 | 0 | 0 | 0 | 0 | 0 | 1 | 0 | 0 | 0 | 0 | 0 | 0 | 0 | 0 | 0 | 0 | 0 | 0 | 0 | 0 | 0 | 0 | 1
FISH DAM LANE | 1 | 0 | 0 | 0 | 0 | 0 | 0 | 0 | 0 | 0 | 0 | 0 | 0 | 0 | 0 | 0 | 0 | 0 | 0 | 0 | 0 | 0 | 0 | 0 | 0 | 0 | 0 | 0 | 0 | 0 | 0 | 0 | 0 | 0 | 0 | 0 | 0 | 0 | 0 | 1
FISHBURN | 0 | 0 | 0 | 0 | 1 | 0 | 0 | 0 | 0 | 0 | 0 | 0 | 0 | 0 | 0 | 0 | 0 | 0 | 0 | 0 | 0 | 0 | 0 | 0 | 0 | 0 | 0 | 0 | 0 | 0 | 0 | 0 | 0 | 0 | 0 | 0 | 0 | 0 | 0 | 1
FLATWORTH CENTRAL | 0 | 0 | 0 | 0 | 0 | 0 | 0 | 0 | 0 | 0 | 0 | 0 | 0 | 0 | 0 | 0 | 0 | 0 | 0 | 0 | 0 | 0 | 0 | 1 | 0 | 0 | 0 | 0 | 0 | 0 | 0 | 0 | 0 | 0 | 0 | 0 | 0 | 0 | 0 | 1
FLIXBOROUGH | 0 | 0 | 0 | 0 | 0 | 0 | 0 | 0 | 0 | 0 | 0 | 0 | 0 | 0 | 0 | 0 | 0 | 0 | 0 | 0 | 0 | 0 | 1 | 0 | 0 | 0 | 0 | 0 | 0 | 0 | 0 | 0 | 0 | 0 | 0 | 0 | 0 | 0 | 0 | 1
FOLLY HALL | 0 | 0 | 0 | 0 | 0 | 0 | 0 | 0 | 0 | 0 | 0 | 0 | 0 | 0 | 0 | 0 | 0.9898 | 0.0102 | 0 | 0 | 0 | 0 | 0 | 0 | 0 | 0 | 0 | 0 | 0 | 0 | 0 | 0 | 0 | 0 | 0 | 0 | 0 | 0 | 0 | 1
FOSS ISLANDS | 0 | 0 | 0 | 0 | 0 | 0 | 0 | 0 | 0 | 0 | 0 | 0 | 0 | 0 | 0 | 0 | 0 | 0 | 0 | 0 | 0 | 0 | 0 | 0 | 0 | 0 | 0 | 0 | 0 | 0 | 0 | 0 | 0 | 0 | 0 | 0 | 0 | 0 | 1 | 1
FOSSWAY 33/11KV | 0 | 0 | 0 | 0 | 0 | 0 | 0 | 0 | 0 | 0 | 0 | 0 | 0 | 0 | 0 | 0 | 0 | 0 | 0 | 0.995 | 0 | 0 | 0 | 0.005 | 0 | 0 | 0 | 0 | 0 | 0 | 0 | 0 | 0 | 0 | 0 | 0 | 0 | 0 | 0 | 1
FOUR LANE ENDS | 0 | 0 | 1 | 0 | 0 | 0 | 0 | 0 | 0 | 0 | 0 | 0 | 0 | 0 | 0 | 0 | 0 | 0 | 0 | 0 | 0 | 0 | 0 | 0 | 0 | 0 | 0 | 0 | 0 | 0 | 0 | 0 | 0 | 0 | 0 | 0 | 0 | 0 | 0 | 1
FOURSTONES 20KV | 0 | 0 | 0 | 0 | 0 | 0 | 0 | 0 | 0 | 0 | 0 | 0 | 0 | 0 | 0 | 0 | 0 | 0 | 0 | 0 | 0 | 0 | 0 | 0 | 1 | 0 | 0 | 0 | 0 | 0 | 0 | 0 | 0 | 0 | 0 | 0 | 0 | 0 | 0 | 1
FOXHILLS | 0 | 0 | 0 | 0 | 0 | 0 | 0 | 0 | 0 | 0 | 0 | 0 | 0 | 0 | 0 | 0 | 0 | 0 | 0 | 0 | 0 | 0 | 1 | 0 | 0 | 0 | 0 | 0 | 0 | 0 | 0 | 0 | 0 | 0 | 0 | 0 | 0 | 0 | 0 | 1
FULLERTON ROAD | 0 | 0 | 0 | 0 | 0 | 0 | 0 | 0 | 0 | 0 | 0 | 0 | 0 | 0 | 0 | 0 | 0 | 0 | 0 | 0 | 0 | 0 | 0 | 0 | 0 | 0 | 0 | 0 | 1 | 0 | 0 | 0 | 0 | 0 | 0 | 0 | 0 | 0 | 0 | 1
FURNESS AVENUE | 0 | 0 | 0 | 1 | 0 | 0 | 0 | 0 | 0 | 0 | 0 | 0 | 0 | 0 | 0 | 0 | 0 | 0 | 0 | 0 | 0 | 0 | 0 | 0 | 0 | 0 | 0 | 0 | 0 | 0 | 0 | 0 | 0 | 0 | 0 | 0 | 0 | 0 | 0 | 1
FYLANDS BRIDGE | 0 | 0 | 0 | 0 | 1 | 0 | 0 | 0 | 0 | 0 | 0 | 0 | 0 | 0 | 0 | 0 | 0 | 0 | 0 | 0 | 0 | 0 | 0 | 0 | 0 | 0 | 0 | 0 | 0 | 0 | 0 | 0 | 0 | 0 | 0 | 0 | 0 | 0 | 0 | 1
GAISBY LANE | 0 | 0 | 0.9797 | 0 | 0 | 0 | 0 | 0 | 0 | 0 | 0 | 0 | 0 | 0 | 0 | 0 | 0 | 0 | 0 | 0 | 0 | 0 | 0 | 0 | 0 | 0 | 0 | 0 | 0 | 0 | 0 | 0 | 0 | 0 | 0 | 0 | 0.0203 | 0 | 0 | 1
GALE LANE | 0 | 0 | 0 | 0 | 0 | 0 | 0 | 0 | 0 | 0 | 0 | 0 | 0 | 0 | 0 | 0 | 0 | 0 | 0 | 0 | 0 | 0 | 0 | 0 | 0 | 0 | 0 | 0 | 0 | 0 | 0 | 0 | 0 | 0 | 0 | 0 | 0 | 0 | 1 | 1
GARWOOD STREET | 0 | 0 | 0 | 0 | 0 | 0 | 0 | 0 | 0 | 0 | 0 | 0 | 0 | 0 | 0 | 0 | 0 | 0 | 0 | 0 | 0 | 0 | 0 | 0 | 0 | 0 | 0 | 0 | 0 | 0 | 0 | 0 | 0 | 1 | 0 | 0 | 0 | 0 | 0 | 1
GATESHEAD CENTRAL | 0 | 0 | 0 | 0 | 0 | 0 | 0 | 0 | 0 | 0 | 1 | 0 | 0 | 0 | 0 | 0 | 0 | 0 | 0 | 0 | 0 | 0 | 0 | 0 | 0 | 0 | 0 | 0 | 0 | 0 | 0 | 0 | 0 | 0 | 0 | 0 | 0 | 0 | 0 | 1
GATESHEAD EAST | 0 | 0 | 0 | 0 | 0 | 0 | 0 | 0 | 0 | 0 | 1 | 0 | 0 | 0 | 0 | 0 | 0 | 0 | 0 | 0 | 0 | 0 | 0 | 0 | 0 | 0 | 0 | 0 | 0 | 0 | 0 | 0 | 0 | 0 | 0 | 0 | 0 | 0 | 0 | 1
GIBRALTAR ROAD | 0 | 0 | 0 | 1 | 0 | 0 | 0 | 0 | 0 | 0 | 0 | 0 | 0 | 0 | 0 | 0 | 0 | 0 | 0 | 0 | 0 | 0 | 0 | 0 | 0 | 0 | 0 | 0 | 0 | 0 | 0 | 0 | 0 | 0 | 0 | 0 | 0 | 0 | 0 | 1
GIBSON LANE | 0 | 0 | 0 | 0 | 0 | 0 | 0 | 0 | 0 | 1 | 0 | 0 | 0 | 0 | 0 | 0 | 0 | 0 | 0 | 0 | 0 | 0 | 0 | 0 | 0 | 0 | 0 | 0 | 0 | 0 | 0 | 0 | 0 | 0 | 0 | 0 | 0 | 0 | 0 | 1
GILDERSOME | 0 | 0 | 0 | 0 | 0 | 0 | 0 | 0 | 0 | 0 | 0 | 0 | 0 | 0 | 0 | 0 | 0.0141 | 0.9859 | 0 | 0 | 0 | 0 | 0 | 0 | 0 | 0 | 0 | 0 | 0 | 0 | 0 | 0 | 0 | 0 | 0 | 0 | 0 | 0 | 0 | 1
GLEADLESS VALLEY | 0 | 0 | 0 | 0 | 0 | 0 | 0 | 0 | 0 | 0 | 0 | 0 | 0 | 0 | 0 | 0 | 0 | 0 | 0 | 0 | 0 | 0 | 0 | 0 | 0 | 0 | 0 | 0 | 0 | 0 | 0 | 0 | 1 | 0 | 0 | 0 | 0 | 0 | 0 | 1
GOOLE | 0 | 0 | 0 | 0 | 0 | 0 | 0 | 0 | 0 | 1 | 0 | 0 | 0 | 0 | 0 | 0 | 0 | 0 | 0 | 0 | 0 | 0 | 0 | 0 | 0 | 0 | 0 | 0 | 0 | 0 | 0 | 0 | 0 | 0 | 0 | 0 | 0 | 0 | 0 | 1
GOSFORTH 33/11KV | 0 | 0 | 0 | 0 | 0 | 0 | 0 | 0 | 0 | 0 | 0 | 0 | 0 | 0 | 0 | 0 | 0 | 0 | 0 | 0.9773 | 0 | 0 | 0 | 0.0227 | 0 | 0 | 0 | 0 | 0 | 0 | 0 | 0 | 0 | 0 | 0 | 0 | 0 | 0 | 0 | 1
GRAINTHORPE | 0 | 0 | 0 | 0 | 0 | 0 | 0 | 0 | 1 | 0 | 0 | 0 | 0 | 0 | 0 | 0 | 0 | 0 | 0 | 0 | 0 | 0 | 0 | 0 | 0 | 0 | 0 | 0 | 0 | 0 | 0 | 0 | 0 | 0 | 0 | 0 | 0 | 0 | 0 | 1
GRANGETOWN | 0 | 0 | 0 | 0 | 0 | 0 | 0 | 0 | 0 | 0 | 0 | 0 | 0 | 0 | 0 | 0 | 0 | 0 | 0 | 0 | 0 | 0 | 0 | 0 | 0 | 0 | 1 | 0 | 0 | 0 | 0 | 0 | 0 | 0 | 0 | 0 | 0 | 0 | 0 | 1
GREAT COATES | 0 | 0 | 0 | 0 | 0 | 0 | 0 | 0 | 0 | 0 | 0 | 0 | 0 | 0 | 0 | 0 | 0 | 0 | 0 | 0 | 0 | 0.8933 | 0 | 0 | 0 | 0 | 0 | 0 | 0 | 0 | 0 | 0 | 0 | 0 | 0 | 0 | 0 | 0.1067 | 0 | 1
GREATHAM | 0 | 0 | 0 | 0 | 0 | 0 | 0 | 0 | 0 | 0 | 0 | 0 | 0 | 0.9314 | 0 | 0 | 0 | 0 | 0 | 0 | 0 | 0 | 0 | 0 | 0 | 0 | 0 | 0 | 0 | 0 | 0 | 0 | 0 | 0 | 0.0686 | 0 | 0 | 0 | 0 | 1
GREENHILL | 0 | 0 | 0 | 0 | 0 | 0 | 0 | 0 | 0 | 0 | 0 | 0 | 0 | 0 | 0 | 0 | 0 | 0 | 0 | 0 | 0.1888 | 0 | 0 | 0 | 0 | 0 | 0 | 0 | 0 | 0 | 0 | 0 | 0.8112 | 0 | 0 | 0 | 0 | 0 | 0 | 1
GREYFRIARS RD | 0 | 0 | 0 | 0 | 0 | 0 | 0 | 1 | 0 | 0 | 0 | 0 | 0 | 0 | 0 | 0 | 0 | 0 | 0 | 0 | 0 | 0 | 0 | 0 | 0 | 0 | 0 | 0 | 0 | 0 | 0 | 0 | 0 | 0 | 0 | 0 | 0 | 0 | 0 | 1
GREYFRIARS ROAD 3/4 | 0 | 0 | 0 | 0 | 0 | 0 | 0 | 1 | 0 | 0 | 0 | 0 | 0 | 0 | 0 | 0 | 0 | 0 | 0 | 0 | 0 | 0 | 0 | 0 | 0 | 0 | 0 | 0 | 0 | 0 | 0 | 0 | 0 | 0 | 0 | 0 | 0 | 0 | 0 | 1
GRIMETHORPE | 0.9785 | 0 | 0.0129 | 0 | 0 | 0 | 0 | 0 | 0 | 0 | 0 | 0 | 0 | 0 | 0 | 0 | 0.0086 | 0 | 0 | 0 | 0 | 0 | 0 | 0 | 0 | 0 | 0 | 0 | 0 | 0 | 0 | 0 | 0 | 0 | 0 | 0 | 0 | 0 | 0 | 1
GROVE STREET | 0 | 0 | 0 | 0 | 0 | 0 | 0 | 0 | 0 | 0 | 0 | 0 | 0 | 0 | 0 | 0 | 1 | 0 | 0 | 0 | 0 | 0 | 0 | 0 | 0 | 0 | 0 | 0 | 0 | 0 | 0 | 0 | 0 | 0 | 0 | 0 | 0 | 0 | 0 | 1
GUARDIAN GLASS | 0 | 0 | 0 | 0 | 0 | 0 | 0 | 0 | 0 | 1 | 0 | 0 | 0 | 0 | 0 | 0 | 0 | 0 | 0 | 0 | 0 | 0 | 0 | 0 | 0 | 0 | 0 | 0 | 0 | 0 | 0 | 0 | 0 | 0 | 0 | 0 | 0 | 0 | 0 | 1
GUISBOROUGH T1 T2 | 0 | 0 | 0 | 0 | 0 | 0 | 0 | 0 | 0 | 0 | 0 | 0.1529 | 0 | 0 | 0 | 0 | 0 | 0 | 0 | 0 | 0 | 0 | 0 | 0 | 0 | 0 | 0.7566 | 0 | 0 | 0 | 0.0905 | 0 | 0 | 0 | 0 | 0 | 0 | 0 | 0 | 1
GUISBOROUGH T3 | 0 | 0 | 0 | 0 | 0 | 0 | 0 | 0 | 0 | 0 | 0 | 0 | 0 | 0 | 0 | 0 | 0 | 0 | 0 | 0 | 0 | 0 | 0 | 0 | 0 | 0 | 1 | 0 | 0 | 0 | 0 | 0 | 0 | 0 | 0 | 0 | 0 | 0 | 0 | 1
HACKENTHORPE | 0 | 0 | 0 | 0 | 0 | 0 | 0 | 0 | 0 | 0 | 0 | 0 | 0 | 0 | 0 | 0 | 0 | 0 | 0 | 0 | 0 | 0 | 0 | 0 | 0 | 0 | 0 | 0 | 0 | 0 | 0 | 0 | 1 | 0 | 0 | 0 | 0 | 0 | 0 | 1
HALIFAX 33/11KV | 0 | 0 | 0 | 0.997 | 0 | 0 | 0 | 0 | 0 | 0 | 0 | 0 | 0 | 0 | 0 | 0 | 0.003 | 0 | 0 | 0 | 0 | 0 | 0 | 0 | 0 | 0 | 0 | 0 | 0 | 0 | 0 | 0 | 0 | 0 | 0 | 0 | 0 | 0 | 0 | 1
HALLAM STREET | 0 | 0 | 0 | 0 | 0 | 0 | 0 | 0 | 0 | 0 | 0 | 0 | 0 | 0 | 0 | 0 | 0 | 1 | 0 | 0 | 0 | 0 | 0 | 0 | 0 | 0 | 0 | 0 | 0 | 0 | 0 | 0 | 0 | 0 | 0 | 0 | 0 | 0 | 0 | 1
HARDEN | 0 | 0 | 1 | 0 | 0 | 0 | 0 | 0 | 0 | 0 | 0 | 0 | 0 | 0 | 0 | 0 | 0 | 0 | 0 | 0 | 0 | 0 | 0 | 0 | 0 | 0 | 0 | 0 | 0 | 0 | 0 | 0 | 0 | 0 | 0 | 0 | 0 | 0 | 0 | 1
HARLOW GREEN | 0 | 0 | 0 | 0 | 0 | 0 | 0 | 0 | 0 | 0 | 0.9696 | 0 | 0 | 0 | 0 | 0 | 0 | 0 | 0 | 0 | 0 | 0 | 0 | 0 | 0 | 0 | 0 | 0 | 0 | 0 | 0 | 0 | 0 | 0 | 0 | 0.0304 | 0 | 0 | 0 | 1
HARMIRE BRIDGE | 0 | 0 | 0 | 0 | 0.9577 | 0 | 0 | 0 | 0 | 0 | 0 | 0 | 0 | 0 | 0 | 0 | 0 | 0 | 0 | 0 | 0 | 0 | 0 | 0 | 0 | 0 | 0 | 0.0423 | 0 | 0 | 0 | 0 | 0 | 0 | 0 | 0 | 0 | 0 | 0 | 1
HARPSWELL | 0 | 0 | 0 | 0 | 0 | 0 | 0 | 0 | 0 | 0 | 0 | 0 | 0 | 0 | 0 | 0 | 0 | 0 | 0 | 0 | 0 | 0 | 0 | 0 | 0 | 0 | 0 | 0 | 0 | 0 | 0 | 0 | 0 | 0 | 0 | 0 | 0 | 1 | 0 | 1
HARRATON | 0 | 0 | 0 | 0 | 0 | 0 | 0 | 0 | 0 | 0 | 0 | 0 | 0 | 0 | 0 | 0 | 0 | 0 | 0 | 0 | 0 | 0 | 0 | 0 | 0 | 0 | 0 | 0 | 0 | 0 | 0 | 0 | 0 | 0 | 0 | 1 | 0 | 0 | 0 | 1
HARROGATE 132/11KV | 0 | 0 | 0 | 0 | 0 | 0 | 0 | 0 | 0 | 0 | 0 | 0 | 1 | 0 | 0 | 0 | 0 | 0 | 0 | 0 | 0 | 0 | 0 | 0 | 0 | 0 | 0 | 0 | 0 | 0 | 0 | 0 | 0 | 0 | 0 | 0 | 0 | 0 | 0 | 1
HARROGATE WEST | 0 | 0 | 0 | 0 | 0 | 0 | 0 | 0 | 0 | 0 | 0 | 0 | 1 | 0 | 0 | 0 | 0 | 0 | 0 | 0 | 0 | 0 | 0 | 0 | 0 | 0 | 0 | 0 | 0 | 0 | 0 | 0 | 0 | 0 | 0 | 0 | 0 | 0 | 0 | 1
HARTMOOR 66/20KV | 0 | 0 | 0 | 0 | 0.3367 | 0 | 0 | 0 | 0 | 0 | 0 | 0 | 0 | 0.6518 | 0 | 0 | 0 | 0 | 0 | 0 | 0 | 0 | 0 | 0 | 0 | 0 | 0 | 0 | 0 | 0 | 0 | 0 | 0 | 0 | 0.0115 | 0 | 0 | 0 | 0 | 1
HARWORTH | 0 | 0.6369 | 0 | 0 | 0 | 0 | 0 | 0.3631 | 0 | 0 | 0 | 0 | 0 | 0 | 0 | 0 | 0 | 0 | 0 | 0 | 0 | 0 | 0 | 0 | 0 | 0 | 0 | 0 | 0 | 0 | 0 | 0 | 0 | 0 | 0 | 0 | 0 | 0 | 0 | 1
HAWORTH 1 | 0 | 0 | 1 | 0 | 0 | 0 | 0 | 0 | 0 | 0 | 0 | 0 | 0 | 0 | 0 | 0 | 0 | 0 | 0 | 0 | 0 | 0 | 0 | 0 | 0 | 0 | 0 | 0 | 0 | 0 | 0 | 0 | 0 | 0 | 0 | 0 | 0 | 0 | 0 | 1
HAWORTH 2 | 0 | 0 | 1 | 0 | 0 | 0 | 0 | 0 | 0 | 0 | 0 | 0 | 0 | 0 | 0 | 0 | 0 | 0 | 0 | 0 | 0 | 0 | 0 | 0 | 0 | 0 | 0 | 0 | 0 | 0 | 0 | 0 | 0 | 0 | 0 | 0 | 0 | 0 | 0 | 1
HAWTHORN PIT | 0 | 0 | 0 | 0 | 0.5544 | 0 | 0 | 0 | 0 | 0 | 0 | 0 | 0 | 0 | 0 | 0 | 0 | 0 | 0 | 0 | 0 | 0 | 0 | 0 | 0 | 0 | 0 | 0 | 0 | 0 | 0 | 0 | 0 | 0 | 0 | 0.4456 | 0 | 0 | 0 | 1
HAXBY ROAD T2 T3 | 0 | 0 | 0 | 0 | 0 | 0 | 0 | 0 | 0 | 0 | 0 | 0 | 0 | 0 | 0 | 0 | 0 | 0 | 0 | 0 | 0 | 0 | 0 | 0 | 0 | 0 | 0 | 0 | 0 | 0 | 0 | 0 | 0 | 0 | 0 | 0 | 0 | 0 | 1 | 1
HAXEY | 0 | 0 | 0 | 0 | 0 | 0 | 0 | 0 | 0 | 0 | 0 | 0 | 0 | 0 | 0 | 0 | 0 | 0 | 0 | 0 | 0 | 0 | 1 | 0 | 0 | 0 | 0 | 0 | 0 | 0 | 0 | 0 | 0 | 0 | 0 | 0 | 0 | 0 | 0 | 1
HAYTON | 0 | 0 | 0 | 0 | 0 | 0 | 0 | 0 | 0 | 1 | 0 | 0 | 0 | 0 | 0 | 0 | 0 | 0 | 0 | 0 | 0 | 0 | 0 | 0 | 0 | 0 | 0 | 0 | 0 | 0 | 0 | 0 | 0 | 0 | 0 | 0 | 0 | 0 | 0 | 1
HAZLEHEAD | 0.3529 | 0 | 0 | 0 | 0 | 0 | 0 | 0 | 0 | 0 | 0 | 0 | 0 | 0 | 0 | 0 | 0.6471 | 0 | 0 | 0 | 0 | 0 | 0 | 0 | 0 | 0 | 0 | 0 | 0 | 0 | 0 | 0 | 0 | 0 | 0 | 0 | 0 | 0 | 0 | 1
HEBBURN | 0 | 0 | 0 | 0 | 0 | 0 | 0 | 0 | 0 | 0 | 0 | 0 | 0 | 0 | 0 | 0 | 0 | 0 | 0 | 0 | 0 | 0 | 0 | 0 | 0 | 0 | 0 | 0 | 0 | 0 | 0 | 0 | 0 | 1 | 0 | 0 | 0 | 0 | 0 | 1
HEBBURN WEST | 0 | 0 | 0 | 0 | 0 | 0 | 0 | 0 | 0 | 0 | 0 | 0 | 0 | 0 | 0 | 0 | 0 | 0 | 0 | 0 | 0 | 0 | 0 | 0 | 0 | 0 | 0 | 0 | 0 | 0 | 0 | 0 | 0 | 1 | 0 | 0 | 0 | 0 | 0 | 1
HEBDEN BRIDGE | 0 | 0 | 0 | 1 | 0 | 0 | 0 | 0 | 0 | 0 | 0 | 0 | 0 | 0 | 0 | 0 | 0 | 0 | 0 | 0 | 0 | 0 | 0 | 0 | 0 | 0 | 0 | 0 | 0 | 0 | 0 | 0 | 0 | 0 | 0 | 0 | 0 | 0 | 0 | 1
HEDLEY CHASE | 0 | 0 | 0 | 0 | 0 | 0 | 0 | 0 | 0 | 0 | 0 | 0 | 0 | 0 | 0 | 0 | 0 | 1 | 0 | 0 | 0 | 0 | 0 | 0 | 0 | 0 | 0 | 0 | 0 | 0 | 0 | 0 | 0 | 0 | 0 | 0 | 0 | 0 | 0 | 1
HEDON ROAD | 0 | 0 | 0 | 0 | 0 | 0 | 0 | 0 | 0 | 0 | 0 | 0 | 0 | 0 | 0 | 1 | 0 | 0 | 0 | 0 | 0 | 0 | 0 | 0 | 0 | 0 | 0 | 0 | 0 | 0 | 0 | 0 | 0 | 0 | 0 | 0 | 0 | 0 | 0 | 1
HEDWORTH | 0 | 0 | 0 | 0 | 0 | 0 | 0 | 0 | 0 | 0 | 0 | 0 | 0 | 0 | 0 | 0 | 0 | 0 | 0 | 0 | 0 | 0 | 0 | 0 | 0 | 0 | 0 | 0 | 0 | 0 | 0 | 0 | 0 | 1 | 0 | 0 | 0 | 0 | 0 | 1
HEIGHINGTON | 0 | 0 | 0 | 0 | 1 | 0 | 0 | 0 | 0 | 0 | 0 | 0 | 0 | 0 | 0 | 0 | 0 | 0 | 0 | 0 | 0 | 0 | 0 | 0 | 0 | 0 | 0 | 0 | 0 | 0 | 0 | 0 | 0 | 0 | 0 | 0 | 0 | 0 | 0 | 1
HEMSWORTH | 0 | 0 | 0 | 0 | 0 | 0 | 0 | 0 | 0 | 0 | 0 | 0 | 0 | 0 | 0 | 0 | 0 | 0 | 0 | 0 | 0 | 0 | 0 | 0 | 0 | 0 | 0 | 0 | 0 | 0 | 0 | 0 | 0 | 0 | 0 | 0 | 1 | 0 | 0 | 1
HESSLE ROAD 1 | 0 | 0 | 0 | 0 | 0 | 0 | 0 | 0 | 0 | 0.5472 | 0 | 0 | 0 | 0 | 0 | 0.4528 | 0 | 0 | 0 | 0 | 0 | 0 | 0 | 0 | 0 | 0 | 0 | 0 | 0 | 0 | 0 | 0 | 0 | 0 | 0 | 0 | 0 | 0 | 0 | 1
HESSLE ROAD 2 | 0 | 0 | 0 | 0 | 0 | 0 | 0 | 0 | 0 | 0.4283 | 0 | 0 | 0 | 0 | 0 | 0.5717 | 0 | 0 | 0 | 0 | 0 | 0 | 0 | 0 | 0 | 0 | 0 | 0 | 0 | 0 | 0 | 0 | 0 | 0 | 0 | 0 | 0 | 0 | 0 | 1
HEXHAM | 0 | 0 | 0 | 0 | 0 | 0 | 0 | 0 | 0 | 0 | 0 | 0 | 0 | 0 | 0 | 0 | 0 | 0 | 0 | 0 | 0 | 0 | 0 | 0 | 1 | 0 | 0 | 0 | 0 | 0 | 0 | 0 | 0 | 0 | 0 | 0 | 0 | 0 | 0 | 1
HIBALDSTOW | 0 | 0 | 0 | 0 | 0 | 0 | 0 | 0 | 0 | 0 | 0 | 0 | 0 | 0 | 0 | 0 | 0 | 0 | 0 | 0 | 0 | 0 | 0.7431 | 0 | 0 | 0 | 0 | 0 | 0 | 0 | 0 | 0 | 0 | 0 | 0 | 0 | 0 | 0.2569 | 0 | 1
HICKLETON | 0.9565 | 0 | 0.0435 | 0 | 0 | 0 | 0 | 0 | 0 | 0 | 0 | 0 | 0 | 0 | 0 | 0 | 0 | 0 | 0 | 0 | 0 | 0 | 0 | 0 | 0 | 0 | 0 | 0 | 0 | 0 | 0 | 0 | 0 | 0 | 0 | 0 | 0 | 0 | 0 | 1
HIGH BARMSTON | 0 | 0 | 0 | 0 | 0 | 0 | 0 | 0 | 0 | 0 | 0 | 0 | 0 | 0 | 0 | 0 | 0 | 0 | 0 | 0 | 0 | 0 | 0 | 0 | 0 | 0 | 0 | 0 | 0 | 0 | 0 | 0 | 0 | 0 | 0 | 1 | 0 | 0 | 0 | 1
HIGH FLATTS | 0 | 0 | 0 | 0 | 0.9642 | 0 | 0 | 0 | 0 | 0 | 0.0358 | 0 | 0 | 0 | 0 | 0 | 0 | 0 | 0 | 0 | 0 | 0 | 0 | 0 | 0 | 0 | 0 | 0 | 0 | 0 | 0 | 0 | 0 | 0 | 0 | 0 | 0 | 0 | 0 | 1
HILLCREST | 0 | 0 | 0 | 0 | 0 | 0 | 0 | 0 | 0 | 0 | 0 | 0 | 0 | 0 | 0 | 0 | 0 | 1 | 0 | 0 | 0 | 0 | 0 | 0 | 0 | 0 | 0 | 0 | 0 | 0 | 0 | 0 | 0 | 0 | 0 | 0 | 0 | 0 | 0 | 1
HOLBECK | 0 | 0 | 0 | 0 | 0 | 0 | 0 | 0 | 0 | 0 | 0 | 0 | 0 | 0 | 0 | 0 | 0 | 1 | 0 | 0 | 0 | 0 | 0 | 0 | 0 | 0 | 0 | 0 | 0 | 0 | 0 | 0 | 0 | 0 | 0 | 0 | 0 | 0 | 0 | 1
HOLDERNESS | 0 | 0 | 0 | 0 | 0 | 0 | 0 | 0 | 0 | 0.148 | 0 | 0 | 0 | 0 | 0 | 0.852 | 0 | 0 | 0 | 0 | 0 | 0 | 0 | 0 | 0 | 0 | 0 | 0 | 0 | 0 | 0 | 0 | 0 | 0 | 0 | 0 | 0 | 0 | 0 | 1
HOLME UPON SPALDING MOOR | 0 | 0 | 0 | 0 | 0 | 0 | 0 | 0 | 0 | 1 | 0 | 0 | 0 | 0 | 0 | 0 | 0 | 0 | 0 | 0 | 0 | 0 | 0 | 0 | 0 | 0 | 0 | 0 | 0 | 0 | 0 | 0 | 0 | 0 | 0 | 0 | 0 | 0 | 0 | 1
HONLEY | 0 | 0 | 0 | 0 | 0 | 0 | 0 | 0 | 0 | 0 | 0 | 0 | 0 | 0 | 0 | 0 | 1 | 0 | 0 | 0 | 0 | 0 | 0 | 0 | 0 | 0 | 0 | 0 | 0 | 0 | 0 | 0 | 0 | 0 | 0 | 0 | 0 | 0 | 0 | 1
HOPE | 0 | 0 | 0 | 0 | 0 | 0 | 0 | 0 | 0 | 0 | 0 | 0 | 0 | 0 | 1 | 0 | 0 | 0 | 0 | 0 | 0 | 0 | 0 | 0 | 0 | 0 | 0 | 0 | 0 | 0 | 0 | 0 | 0 | 0 | 0 | 0 | 0 | 0 | 0 | 1
HORBURY | 0 | 0 | 0 | 0 | 0 | 0 | 0 | 0 | 0 | 0 | 0 | 0 | 0 | 0 | 0 | 0 | 0 | 0 | 0 | 0 | 0 | 0 | 0 | 0 | 0 | 0 | 0 | 0 | 0 | 0 | 0 | 0 | 0 | 0 | 0 | 0 | 1 | 0 | 0 | 1
HOUGHTON | 0 | 0 | 0 | 0 | 0.2744 | 0 | 0 | 0 | 0 | 0 | 0 | 0 | 0 | 0 | 0 | 0 | 0 | 0 | 0 | 0 | 0 | 0 | 0 | 0 | 0 | 0 | 0 | 0 | 0 | 0 | 0 | 0 | 0 | 0 | 0 | 0.7256 | 0 | 0 | 0 | 1
HOUGHTON MAIN | 1 | 0 | 0 | 0 | 0 | 0 | 0 | 0 | 0 | 0 | 0 | 0 | 0 | 0 | 0 | 0 | 0 | 0 | 0 | 0 | 0 | 0 | 0 | 0 | 0 | 0 | 0 | 0 | 0 | 0 | 0 | 0 | 0 | 0 | 0 | 0 | 0 | 0 | 0 | 1
HOWDON | 0 | 0 | 0 | 0 | 0 | 0 | 0 | 0 | 0 | 0 | 0 | 0 | 0 | 0 | 0 | 0 | 0 | 0 | 0 | 0 | 0 | 0 | 0 | 1 | 0 | 0 | 0 | 0 | 0 | 0 | 0 | 0 | 0 | 0 | 0 | 0 | 0 | 0 | 0 | 1
HULL EAST 33/11KV | 0 | 0 | 0 | 0 | 0 | 0 | 0 | 0 | 0 | 0.7577 | 0 | 0 | 0 | 0 | 0 | 0.2423 | 0 | 0 | 0 | 0 | 0 | 0 | 0 | 0 | 0 | 0 | 0 | 0 | 0 | 0 | 0 | 0 | 0 | 0 | 0 | 0 | 0 | 0 | 0 | 1
HUMBER ROAD | 0 | 0 | 0 | 0 | 0 | 0 | 0 | 0 | 0 | 0 | 0 | 0 | 0 | 0 | 0 | 0 | 0 | 0 | 0 | 0 | 0 | 0.3333 | 0.6667 | 0 | 0 | 0 | 0 | 0 | 0 | 0 | 0 | 0 | 0 | 0 | 0 | 0 | 0 | 0 | 0 | 1
HUNMANBY | 0 | 0 | 0 | 0 | 0 | 0 | 0 | 0 | 0 | 0 | 0 | 0 | 0 | 0 | 0 | 0 | 0 | 0 | 0 | 0 | 0 | 0 | 0 | 0 | 0 | 0 | 0 | 0 | 0 | 0.2053 | 0.7947 | 0 | 0 | 0 | 0 | 0 | 0 | 0 | 0 | 1
HUNTINGTON NEW LANE | 0 | 0 | 0 | 0 | 0 | 0 | 0 | 0 | 0 | 0.1871 | 0 | 0 | 0 | 0 | 0 | 0 | 0 | 0 | 0 | 0 | 0 | 0 | 0 | 0 | 0 | 0 | 0 | 0 | 0 | 0.0375 | 0 | 0 | 0 | 0 | 0 | 0 | 0 | 0 | 0.7754 | 1
HUSTHWAITE 33/11KV | 0 | 0 | 0 | 0 | 0 | 0 | 0 | 0 | 0 | 0 | 0 | 0.7856 | 0.0344 | 0 | 0 | 0 | 0 | 0 | 0 | 0 | 0 | 0 | 0 | 0 | 0 | 0 | 0 | 0 | 0 | 0.18 | 0 | 0 | 0 | 0 | 0 | 0 | 0 | 0 | 0 | 1
ICI FIBRES | 0 | 0 | 0 | 0 | 0 | 0 | 0 | 0.9184 | 0 | 0 | 0 | 0 | 0 | 0 | 0 | 0 | 0 | 0 | 0 | 0 | 0 | 0 | 0 | 0 | 0 | 0 | 0 | 0 | 0.0816 | 0 | 0 | 0 | 0 | 0 | 0 | 0 | 0 | 0 | 0 | 1
IDLE | 0 | 0 | 1 | 0 | 0 | 0 | 0 | 0 | 0 | 0 | 0 | 0 | 0 | 0 | 0 | 0 | 0 | 0 | 0 | 0 | 0 | 0 | 0 | 0 | 0 | 0 | 0 | 0 | 0 | 0 | 0 | 0 | 0 | 0 | 0 | 0 | 0 | 0 | 0 | 1
ILKLEY | 0 | 0 | 0.9812 | 0 | 0 | 0 | 0 | 0 | 0 | 0 | 0 | 0 | 0.0188 | 0 | 0 | 0 | 0 | 0 | 0 | 0 | 0 | 0 | 0 | 0 | 0 | 0 | 0 | 0 | 0 | 0 | 0 | 0 | 0 | 0 | 0 | 0 | 0 | 0 | 0 | 1
INGS LANE | 0 | 0 | 0 | 0 | 0 | 1 | 0 | 0 | 0 | 0 | 0 | 0 | 0 | 0 | 0 | 0 | 0 | 0 | 0 | 0 | 0 | 0 | 0 | 0 | 0 | 0 | 0 | 0 | 0 | 0 | 0 | 0 | 0 | 0 | 0 | 0 | 0 | 0 | 0 | 1
IVESON HOUSE | 0 | 0 | 0 | 0 | 0 | 0 | 0 | 0 | 0 | 0 | 0 | 0 | 0 | 0 | 0 | 0 | 0 | 1 | 0 | 0 | 0 | 0 | 0 | 0 | 0 | 0 | 0 | 0 | 0 | 0 | 0 | 0 | 0 | 0 | 0 | 0 | 0 | 0 | 0 | 1
JARRATT STREET | 0 | 0 | 0 | 0 | 0 | 0 | 0 | 1 | 0 | 0 | 0 | 0 | 0 | 0 | 0 | 0 | 0 | 0 | 0 | 0 | 0 | 0 | 0 | 0 | 0 | 0 | 0 | 0 | 0 | 0 | 0 | 0 | 0 | 0 | 0 | 0 | 0 | 0 | 0 | 1
JARROW | 0 | 0 | 0 | 0 | 0 | 0 | 0 | 0 | 0 | 0 | 0 | 0 | 0 | 0 | 0 | 0 | 0 | 0 | 0 | 0 | 0 | 0 | 0 | 0 | 0 | 0 | 0 | 0 | 0 | 0 | 0 | 0 | 0 | 1 | 0 | 0 | 0 | 0 | 0 | 1
KEDDINGTON ROAD | 0 | 0 | 0 | 0 | 0 | 0 | 0 | 0 | 1 | 0 | 0 | 0 | 0 | 0 | 0 | 0 | 0 | 0 | 0 | 0 | 0 | 0 | 0 | 0 | 0 | 0 | 0 | 0 | 0 | 0 | 0 | 0 | 0 | 0 | 0 | 0 | 0 | 0 | 0 | 1
KEIGHLEY | 0 | 0 | 1 | 0 | 0 | 0 | 0 | 0 | 0 | 0 | 0 | 0 | 0 | 0 | 0 | 0 | 0 | 0 | 0 | 0 | 0 | 0 | 0 | 0 | 0 | 0 | 0 | 0 | 0 | 0 | 0 | 0 | 0 | 0 | 0 | 0 | 0 | 0 | 0 | 1
KENMORE ROAD | 0 | 0 | 0 | 0 | 0 | 0 | 0 | 0 | 0 | 0 | 0 | 0 | 0 | 0 | 0 | 0 | 0 | 0 | 0 | 0 | 0 | 0 | 0 | 0 | 0 | 0 | 0 | 0 | 0 | 0 | 0 | 0 | 0 | 0 | 0 | 0 | 1 | 0 | 0 | 1
KENTON | 0 | 0 | 0 | 0 | 0 | 0 | 0 | 0 | 0 | 0 | 0 | 0 | 0 | 0 | 0 | 0 | 0 | 0 | 0 | 1 | 0 | 0 | 0 | 0 | 0 | 0 | 0 | 0 | 0 | 0 | 0 | 0 | 0 | 0 | 0 | 0 | 0 | 0 | 0 | 1
KIELDER | 0 | 0 | 0 | 0 | 0 | 0 | 0 | 0 | 0 | 0 | 0 | 0 | 0 | 0 | 0 | 0 | 0 | 0 | 0 | 0 | 0 | 0 | 0 | 0 | 1 | 0 | 0 | 0 | 0 | 0 | 0 | 0 | 0 | 0 | 0 | 0 | 0 | 0 | 0 | 1
KILLINGHALL ROAD | 0 | 0 | 1 | 0 | 0 | 0 | 0 | 0 | 0 | 0 | 0 | 0 | 0 | 0 | 0 | 0 | 0 | 0 | 0 | 0 | 0 | 0 | 0 | 0 | 0 | 0 | 0 | 0 | 0 | 0 | 0 | 0 | 0 | 0 | 0 | 0 | 0 | 0 | 0 | 1
KILLINGWORTH | 0 | 0 | 0 | 0 | 0 | 0 | 0 | 0 | 0 | 0 | 0 | 0 | 0 | 0 | 0 | 0 | 0 | 0 | 0 | 0 | 0 | 0 | 0 | 1 | 0 | 0 | 0 | 0 | 0 | 0 | 0 | 0 | 0 | 0 | 0 | 0 | 0 | 0 | 0 | 1
KILNHURST | 0 | 0 | 0 | 0 | 0 | 0 | 0 | 0.0095 | 0 | 0 | 0 | 0 | 0 | 0 | 0 | 0 | 0 | 0 | 0 | 0 | 0 | 0 | 0.0071 | 0 | 0 | 0 | 0 | 0 | 0.9834 | 0 | 0 | 0 | 0 | 0 | 0 | 0 | 0 | 0 | 0 | 1
KING GEORGE DOCK | 0 | 0 | 0 | 0 | 0 | 0 | 0 | 0 | 0 | 0 | 0 | 0 | 0 | 0 | 0 | 1 | 0 | 0 | 0 | 0 | 0 | 0 | 0 | 0 | 0 | 0 | 0 | 0 | 0 | 0 | 0 | 0 | 0 | 0 | 0 | 0 | 0 | 0 | 0 | 1
KIRBYMOORSIDE | 0 | 0 | 0 | 0 | 0 | 0 | 0 | 0 | 0 | 0 | 0 | 0 | 0 | 0 | 0 | 0 | 0 | 0 | 0 | 0 | 0 | 0 | 0 | 0 | 0 | 0 | 0 | 0 | 0 | 1 | 0 | 0 | 0 | 0 | 0 | 0 | 0 | 0 | 0 | 1
KIRK DRIVE | 0.0457 | 0 | 0.9543 | 0 | 0 | 0 | 0 | 0 | 0 | 0 | 0 | 0 | 0 | 0 | 0 | 0 | 0 | 0 | 0 | 0 | 0 | 0 | 0 | 0 | 0 | 0 | 0 | 0 | 0 | 0 | 0 | 0 | 0 | 0 | 0 | 0 | 0 | 0 | 0 | 1
KIRK SANDALL | 0 | 0 | 0 | 0 | 0 | 0 | 0 | 1 | 0 | 0 | 0 | 0 | 0 | 0 | 0 | 0 | 0 | 0 | 0 | 0 | 0 | 0 | 0 | 0 | 0 | 0 | 0 | 0 | 0 | 0 | 0 | 0 | 0 | 0 | 0 | 0 | 0 | 0 | 0 | 1
KIRKBURN | 0 | 0 | 0 | 0 | 0 | 0 | 0 | 0 | 0 | 0.976 | 0 | 0 | 0 | 0 | 0 | 0 | 0 | 0 | 0 | 0 | 0 | 0 | 0 | 0 | 0 | 0 | 0 | 0 | 0 | 0.024 | 0 | 0 | 0 | 0 | 0 | 0 | 0 | 0 | 0 | 1
KIVETON PARK | 0 | 0 | 0 | 0 | 0 | 0 | 0 | 0 | 0 | 0 | 0 | 0 | 0 | 0 | 0 | 0 | 0 | 0 | 0 | 0 | 0 | 0 | 0 | 0 | 0 | 0 | 0 | 0 | 1 | 0 | 0 | 0 | 0 | 0 | 0 | 0 | 0 | 0 | 0 | 1
KNOSTROP | 0 | 0 | 0 | 0 | 0 | 0 | 0 | 0 | 0 | 0 | 0 | 0 | 0 | 0 | 0 | 0 | 0 | 0 | 0 | 0 | 0 | 0 | 0 | 0 | 0 | 0 | 0 | 0 | 0 | 0 | 0 | 0 | 0 | 0 | 0 | 0 | 0 | 0 | 0 | 0
LEA ROAD | 0 | 0 | 0 | 0 | 0 | 0 | 0 | 0 | 0 | 0 | 0 | 0 | 0 | 0 | 0 | 0 | 0 | 0 | 0 | 0 | 0 | 0 | 0 | 0 | 0 | 0 | 0 | 0 | 0 | 0 | 0 | 0 | 0 | 0 | 0 | 0 | 0 | 1 | 0 | 1
LEAM CENTRAL | 0 | 0 | 0 | 0 | 0 | 0 | 0 | 0 | 0 | 0 | 1 | 0 | 0 | 0 | 0 | 0 | 0 | 0 | 0 | 0 | 0 | 0 | 0 | 0 | 0 | 0 | 0 | 0 | 0 | 0 | 0 | 0 | 0 | 0 | 0 | 0 | 0 | 0 | 0 | 1
LEASOWE ROAD | 0 | 0 | 0 | 0 | 0 | 0 | 0 | 0 | 0 | 0 | 0 | 0 | 0 | 0 | 0 | 0 | 0 | 1 | 0 | 0 | 0 | 0 | 0 | 0 | 0 | 0 | 0 | 0 | 0 | 0 | 0 | 0 | 0 | 0 | 0 | 0 | 0 | 0 | 0 | 1
LEDSTON | 0 | 0 | 0 | 0 | 0 | 0 | 0 | 0 | 0 | 0 | 0 | 0 | 0 | 0 | 0 | 0 | 0 | 0.9878 | 0 | 0 | 0 | 0 | 0 | 0 | 0 | 0 | 0 | 0 | 0 | 0 | 0 | 0.0122 | 0 | 0 | 0 | 0 | 0 | 0 | 0 | 1
LEEDS ROAD | 0 | 0 | 0 | 0 | 0 | 0 | 0 | 0 | 0 | 0 | 0 | 0 | 0 | 0 | 0 | 0 | 0 | 1 | 0 | 0 | 0 | 0 | 0 | 0 | 0 | 0 | 0 | 0 | 0 | 0 | 0 | 0 | 0 | 0 | 0 | 0 | 0 | 0 | 0 | 1
LEGRAMS MILL LANE | 0 | 0 | 1 | 0 | 0 | 0 | 0 | 0 | 0 | 0 | 0 | 0 | 0 | 0 | 0 | 0 | 0 | 0 | 0 | 0 | 0 | 0 | 0 | 0 | 0 | 0 | 0 | 0 | 0 | 0 | 0 | 0 | 0 | 0 | 0 | 0 | 0 | 0 | 0 | 1
LEYLANDS ROAD | 0 | 0 | 0 | 0 | 0 | 0 | 0 | 0 | 0 | 0 | 0 | 0 | 0 | 0 | 0 | 0 | 0 | 1 | 0 | 0 | 0 | 0 | 0 | 0 | 0 | 0 | 0 | 0 | 0 | 0 | 0 | 0 | 0 | 0 | 0 | 0 | 0 | 0 | 0 | 1
LINTON 66/20KV | 0 | 0 | 0 | 0 | 0 | 0 | 0 | 0 | 0 | 0 | 0 | 0 | 0 | 0 | 0 | 0 | 0 | 0 | 0 | 0 | 0 | 0 | 0 | 0 | 1 | 0 | 0 | 0 | 0 | 0 | 0 | 0 | 0 | 0 | 0 | 0 | 0 | 0 | 0 | 1
LIVERSEDGE | 0 | 0 | 0 | 0 | 0 | 0 | 0 | 0 | 0 | 0 | 0 | 0 | 0 | 0 | 0 | 0 | 1 | 0 | 0 | 0 | 0 | 0 | 0 | 0 | 0 | 0 | 0 | 0 | 0 | 0 | 0 | 0 | 0 | 0 | 0 | 0 | 0 | 0 | 0 | 1
LONGBENTON | 0 | 0 | 0 | 0 | 0 | 0 | 0 | 0 | 0 | 0 | 0 | 0 | 0 | 0 | 0 | 0 | 0 | 0 | 0 | 0.5924 | 0 | 0 | 0 | 0.4076 | 0 | 0 | 0 | 0 | 0 | 0 | 0 | 0 | 0 | 0 | 0 | 0 | 0 | 0 | 0 | 1
LOUTH | 0 | 0 | 0 | 0 | 0 | 0 | 0 | 0 | 1 | 0 | 0 | 0 | 0 | 0 | 0 | 0 | 0 | 0 | 0 | 0 | 0 | 0 | 0 | 0 | 0 | 0 | 0 | 0 | 0 | 0 | 0 | 0 | 0 | 0 | 0 | 0 | 0 | 0 | 0 | 1
LOW MOOR | 0 | 0 | 1 | 0 | 0 | 0 | 0 | 0 | 0 | 0 | 0 | 0 | 0 | 0 | 0 | 0 | 0 | 0 | 0 | 0 | 0 | 0 | 0 | 0 | 0 | 0 | 0 | 0 | 0 | 0 | 0 | 0 | 0 | 0 | 0 | 0 | 0 | 0 | 0 | 1
LOW SPENNYMOOR | 0 | 0 | 0 | 0 | 1 | 0 | 0 | 0 | 0 | 0 | 0 | 0 | 0 | 0 | 0 | 0 | 0 | 0 | 0 | 0 | 0 | 0 | 0 | 0 | 0 | 0 | 0 | 0 | 0 | 0 | 0 | 0 | 0 | 0 | 0 | 0 | 0 | 0 | 0 | 1
LOWFIELDS | 0 | 0 | 0 | 1 | 0 | 0 | 0 | 0 | 0 | 0 | 0 | 0 | 0 | 0 | 0 | 0 | 0 | 0 | 0 | 0 | 0 | 0 | 0 | 0 | 0 | 0 | 0 | 0 | 0 | 0 | 0 | 0 | 0 | 0 | 0 | 0 | 0 | 0 | 0 | 1
LOXLEY ROAD | 0 | 0 | 0 | 0 | 0 | 0 | 0 | 0 | 0 | 0 | 0 | 0 | 0 | 0 | 0 | 0 | 0 | 0 | 0 | 0 | 0 | 0 | 0 | 0 | 0 | 0 | 0 | 0 | 0 | 0 | 0 | 0 | 1 | 0 | 0 | 0 | 0 | 0 | 0 | 1
LYNEMOUTH | 0 | 0 | 0 | 0 | 0 | 0 | 0 | 0 | 0 | 0 | 0 | 0 | 0 | 0 | 0 | 0 | 0 | 0 | 0 | 0 | 0 | 0 | 0 | 0 | 1 | 0 | 0 | 0 | 0 | 0 | 0 | 0 | 0 | 0 | 0 | 0 | 0 | 0 | 0 | 1
MADDISON STREET | 0 | 0 | 0 | 0 | 0 | 0 | 0 | 0 | 0 | 0 | 0 | 0 | 0 | 0 | 0 | 0 | 0 | 0 | 0 | 0 | 0 | 0 | 0 | 0 | 1 | 0 | 0 | 0 | 0 | 0 | 0 | 0 | 0 | 0 | 0 | 0 | 0 | 0 | 0 | 1
MALLEABLE | 0 | 0 | 0 | 0 | 0 | 0 | 0 | 0 | 0 | 0 | 0 | 0 | 0 | 0 | 0 | 0 | 0 | 0 | 0 | 0 | 0 | 0 | 0 | 0 | 0 | 0 | 0 | 0 | 0 | 0 | 0 | 0 | 0 | 0 | 1 | 0 | 0 | 0 | 0 | 1
MALTON | 0 | 0 | 0 | 0 | 0 | 0 | 0 | 0 | 0 | 0 | 0 | 0 | 0 | 0 | 0 | 0 | 0 | 0 | 0 | 0 | 0 | 0 | 0 | 0 | 0 | 0 | 0 | 0 | 0 | 1 | 0 | 0 | 0 | 0 | 0 | 0 | 0 | 0 | 0 | 1
MANCHESTER ROAD | 0 | 0 | 1 | 0 | 0 | 0 | 0 | 0 | 0 | 0 | 0 | 0 | 0 | 0 | 0 | 0 | 0 | 0 | 0 | 0 | 0 | 0 | 0 | 0 | 0 | 0 | 0 | 0 | 0 | 0 | 0 | 0 | 0 | 0 | 0 | 0 | 0 | 0 | 0 | 1
MANSFIELD ROAD 1 | 0 | 0 | 0 | 0 | 0 | 0 | 0 | 0 | 0 | 0 | 0 | 0 | 0 | 0 | 0 | 0 | 0 | 0 | 0 | 0 | 0 | 0 | 0 | 0 | 0 | 0 | 0 | 0 | 0 | 0 | 0 | 0 | 1 | 0 | 0 | 0 | 0 | 0 | 0 | 1
MANSFIELD ROAD 2 | 0 | 0 | 0 | 0 | 0 | 0 | 0 | 0 | 0 | 0 | 0 | 0 | 0 | 0 | 0 | 0 | 0 | 0 | 0 | 0 | 0 | 0 | 0 | 0 | 0 | 0 | 0 | 0 | 0 | 0 | 0 | 0 | 1 | 0 | 0 | 0 | 0 | 0 | 0 | 1
MARKHAM GATES | 0 | 0 | 0 | 0 | 0 | 0 | 0 | 1 | 0 | 0 | 0 | 0 | 0 | 0 | 0 | 0 | 0 | 0 | 0 | 0 | 0 | 0 | 0 | 0 | 0 | 0 | 0 | 0 | 0 | 0 | 0 | 0 | 0 | 0 | 0 | 0 | 0 | 0 | 0 | 1
MARMION ROAD | 0 | 0 | 0 | 0 | 0 | 0 | 0 | 0 | 0 | 0 | 0 | 0 | 0 | 0 | 0 | 0 | 0 | 0 | 0 | 0 | 0 | 0 | 0 | 0 | 0 | 0 | 0 | 0 | 0 | 0 | 0 | 0 | 1 | 0 | 0 | 0 | 0 | 0 | 0 | 1
MARSDEN ROAD | 0 | 0 | 0 | 0 | 0 | 0 | 0 | 0 | 0 | 0 | 0 | 0 | 0 | 0 | 0 | 0 | 0 | 0 | 0 | 0 | 0 | 1 | 0 | 0 | 0 | 0 | 0 | 0 | 0 | 0 | 0 | 0 | 0 | 0 | 0 | 0 | 0 | 0 | 0 | 1
MARTONGATE | 0 | 0 | 0 | 0 | 0 | 0 | 0 | 0 | 0 | 1 | 0 | 0 | 0 | 0 | 0 | 0 | 0 | 0 | 0 | 0 | 0 | 0 | 0 | 0 | 0 | 0 | 0 | 0 | 0 | 0 | 0 | 0 | 0 | 0 | 0 | 0 | 0 | 0 | 0 | 1
MEADOWFIELD | 0 | 0 | 0 | 0 | 1 | 0 | 0 | 0 | 0 | 0 | 0 | 0 | 0 | 0 | 0 | 0 | 0 | 0 | 0 | 0 | 0 | 0 | 0 | 0 | 0 | 0 | 0 | 0 | 0 | 0 | 0 | 0 | 0 | 0 | 0 | 0 | 0 | 0 | 0 | 1
MELROSEGATE 33/11KV | 0 | 0 | 0 | 0 | 0 | 0 | 0 | 0 | 0 | 0 | 0 | 0 | 0 | 0 | 0 | 0 | 0 | 0 | 0 | 0 | 0 | 0 | 0 | 0 | 0 | 0 | 0 | 0 | 0 | 0 | 0 | 0 | 0 | 0 | 0 | 0 | 0 | 0 | 1 | 1
MELTHAM | 0 | 0 | 0 | 0 | 0 | 0 | 0 | 0 | 0 | 0 | 0 | 0 | 0 | 0 | 0 | 0 | 1 | 0 | 0 | 0 | 0 | 0 | 0 | 0 | 0 | 0 | 0 | 0 | 0 | 0 | 0 | 0 | 0 | 0 | 0 | 0 | 0 | 0 | 0 | 1
MEXBOROUGH 1_2 | 0 | 0 | 0 | 0 | 0 | 0 | 0 | 0.9942 | 0 | 0 | 0 | 0 | 0 | 0 | 0 | 0 | 0 | 0 | 0 | 0 | 0 | 0 | 0 | 0 | 0 | 0 | 0 | 0 | 0.0058 | 0 | 0 | 0 | 0 | 0 | 0 | 0 | 0 | 0 | 0 | 1
MIDDLETON TOWN STREET | 0 | 0 | 0 | 0 | 0 | 0 | 0 | 0 | 0 | 0 | 0 | 0 | 0 | 0 | 0 | 0 | 0 | 1 | 0 | 0 | 0 | 0 | 0 | 0 | 0 | 0 | 0 | 0 | 0 | 0 | 0 | 0 | 0 | 0 | 0 | 0 | 0 | 0 | 0 | 1
MILLBANK LANE | 0 | 0 | 0 | 0 | 0 | 0 | 0 | 0 | 0 | 0 | 0 | 0.0185 | 0 | 0 | 0 | 0 | 0 | 0 | 0.1258 | 0 | 0 | 0 | 0 | 0 | 0 | 0 | 0 | 0 | 0 | 0 | 0 | 0 | 0 | 0 | 0.8557 | 0 | 0 | 0 | 0 | 1
MILLHOUSES | 0 | 0 | 0 | 0 | 0 | 0 | 0 | 0 | 0 | 0 | 0 | 0 | 0 | 0 | 0 | 0 | 0 | 0 | 0 | 0 | 0 | 0 | 0 | 0 | 0 | 0 | 0 | 0 | 0 | 0 | 0 | 0 | 1 | 0 | 0 | 0 | 0 | 0 | 0 | 1
MILLROYD STREET | 0 | 0 | 0 | 0.9162 | 0 | 0 | 0 | 0 | 0 | 0 | 0 | 0 | 0 | 0 | 0 | 0 | 0.0838 | 0 | 0 | 0 | 0 | 0 | 0 | 0 | 0 | 0 | 0 | 0 | 0 | 0 | 0 | 0 | 0 | 0 | 0 | 0 | 0 | 0 | 0 | 1
MILTON PLACE | 0 | 0 | 0 | 0 | 0 | 0 | 0 | 0 | 0 | 0 | 0 | 0 | 0 | 0 | 0 | 0 | 0.1748 | 0 | 0 | 0 | 0 | 0 | 0 | 0 | 0 | 0 | 0 | 0 | 0 | 0 | 0 | 0 | 0 | 0 | 0 | 0 | 0.8252 | 0 | 0 | 1
MIRFIELD | 0 | 0 | 0 | 0 | 0 | 0 | 0 | 0 | 0 | 0 | 0 | 0 | 0 | 0 | 0 | 0 | 1 | 0 | 0 | 0 | 0 | 0 | 0 | 0 | 0 | 0 | 0 | 0 | 0 | 0 | 0 | 0 | 0 | 0 | 0 | 0 | 0 | 0 | 0 | 1
MONCKTON | 0.4986 | 0 | 0 | 0 | 0 | 0 | 0 | 0 | 0 | 0 | 0 | 0 | 0 | 0 | 0 | 0 | 0.005 | 0 | 0 | 0 | 0 | 0 | 0 | 0 | 0 | 0 | 0 | 0 | 0 | 0 | 0 | 0 | 0 | 0 | 0 | 0 | 0.4964 | 0 | 0 | 1
MONKSEATON | 0 | 0 | 0 | 0 | 0 | 0 | 0 | 0 | 0 | 0 | 0 | 0 | 0 | 0 | 0 | 0 | 0 | 0 | 0 | 0 | 0 | 0 | 0 | 0.8957 | 0.1043 | 0 | 0 | 0 | 0 | 0 | 0 | 0 | 0 | 0 | 0 | 0 | 0 | 0 | 0 | 1
MOOR MONKTON PUMPS | 0 | 0 | 0 | 0 | 0 | 0 | 0 | 0 | 0 | 0 | 0 | 0.7502 | 0.2498 | 0 | 0 | 0 | 0 | 0 | 0 | 0 | 0 | 0 | 0 | 0 | 0 | 0 | 0 | 0 | 0 | 0 | 0 | 0 | 0 | 0 | 0 | 0 | 0 | 0 | 0 | 1
MOOR ROAD | 0 | 0 | 0 | 0 | 0 | 0 | 0 | 0 | 0 | 0 | 0 | 0 | 0 | 0 | 0 | 0 | 0 | 1 | 0 | 0 | 0 | 0 | 0 | 0 | 0 | 0 | 0 | 0 | 0 | 0 | 0 | 0 | 0 | 0 | 0 | 0 | 0 | 0 | 0 | 1
MOORSIDE ROAD | 0 | 0 | 1 | 0 | 0 | 0 | 0 | 0 | 0 | 0 | 0 | 0 | 0 | 0 | 0 | 0 | 0 | 0 | 0 | 0 | 0 | 0 | 0 | 0 | 0 | 0 | 0 | 0 | 0 | 0 | 0 | 0 | 0 | 0 | 0 | 0 | 0 | 0 | 0 | 1
MORLEY | 0 | 0 | 0 | 0 | 0 | 0 | 0 | 0 | 0 | 0 | 0 | 0 | 0 | 0 | 0 | 0 | 0 | 1 | 0 | 0 | 0 | 0 | 0 | 0 | 0 | 0 | 0 | 0 | 0 | 0 | 0 | 0 | 0 | 0 | 0 | 0 | 0 | 0 | 0 | 1
MORPETH | 0 | 0 | 0 | 0 | 0 | 0 | 0 | 0 | 0 | 0 | 0 | 0 | 0 | 0 | 0 | 0 | 0 | 0 | 0 | 0 | 0 | 0 | 0 | 0 | 1 | 0 | 0 | 0 | 0 | 0 | 0 | 0 | 0 | 0 | 0 | 0 | 0 | 0 | 0 | 1
MOUNT ROAD | 0 | 0 | 0 | 0 | 0 | 0 | 0 | 0 | 0 | 0 | 0 | 0 | 0 | 0 | 0 | 0 | 0 | 0 | 0 | 0 | 0 | 0 | 0 | 0 | 0 | 0 | 0 | 0 | 0 | 0 | 0 | 0 | 0 | 0 | 0 | 1 | 0 | 0 | 0 | 1
MOUNT STREET | 0 | 0 | 1 | 0 | 0 | 0 | 0 | 0 | 0 | 0 | 0 | 0 | 0 | 0 | 0 | 0 | 0 | 0 | 0 | 0 | 0 | 0 | 0 | 0 | 0 | 0 | 0 | 0 | 0 | 0 | 0 | 0 | 0 | 0 | 0 | 0 | 0 | 0 | 0 | 1
MYTHOLMROYD | 0 | 0 | 0 | 0.9715 | 0 | 0 | 0 | 0 | 0 | 0 | 0 | 0 | 0 | 0 | 0 | 0 | 0.0071 | 0.0214 | 0 | 0 | 0 | 0 | 0 | 0 | 0 | 0 | 0 | 0 | 0 | 0 | 0 | 0 | 0 | 0 | 0 | 0 | 0 | 0 | 0 | 1
NAB LANE | 0 | 0 | 0 | 0 | 0 | 0 | 0 | 0 | 0 | 0 | 0 | 0 | 0 | 0 | 0 | 0 | 0.9797 | 0.0203 | 0 | 0 | 0 | 0 | 0 | 0 | 0 | 0 | 0 | 0 | 0 | 0 | 0 | 0 | 0 | 0 | 0 | 0 | 0 | 0 | 0 | 1
NABWOOD | 0 | 0 | 1 | 0 | 0 | 0 | 0 | 0 | 0 | 0 | 0 | 0 | 0 | 0 | 0 | 0 | 0 | 0 | 0 | 0 | 0 | 0 | 0 | 0 | 0 | 0 | 0 | 0 | 0 | 0 | 0 | 0 | 0 | 0 | 0 | 0 | 0 | 0 | 0 | 1
NATIONAL AVENUE | 0 | 0 | 0 | 0 | 0 | 0 | 0 | 0 | 0 | 0 | 0 | 0 | 0 | 0 | 0 | 1 | 0 | 0 | 0 | 0 | 0 | 0 | 0 | 0 | 0 | 0 | 0 | 0 | 0 | 0 | 0 | 0 | 0 | 0 | 0 | 0 | 0 | 0 | 0 | 1
NEW DROPPINGWELL ROAD | 0 | 0 | 0 | 0 | 0 | 0 | 0 | 0 | 0 | 0 | 0 | 0 | 0 | 0 | 0 | 0 | 0 | 0 | 0 | 0 | 0 | 0 | 0 | 0 | 0 | 0 | 0 | 0 | 0.9843 | 0 | 0 | 0 | 0.0157 | 0 | 0 | 0 | 0 | 0 | 0 | 1
NEW ORCHARD LANE | 0 | 0 | 0 | 0 | 0 | 0 | 0 | 0 | 0 | 0 | 0 | 0 | 0 | 0 | 0 | 0 | 0 | 0 | 0 | 0 | 0 | 0 | 0 | 0 | 0 | 0 | 0 | 0 | 1 | 0 | 0 | 0 | 0 | 0 | 0 | 0 | 0 | 0 | 0 | 1
NEWBURN HAUGH | 0 | 0 | 0 | 0 | 0 | 0 | 0 | 0 | 0 | 0 | 0 | 0 | 0 | 0 | 0 | 0 | 0 | 0 | 0 | 1 | 0 | 0 | 0 | 0 | 0 | 0 | 0 | 0 | 0 | 0 | 0 | 0 | 0 | 0 | 0 | 0 | 0 | 0 | 0 | 1
NEWBY | 0 | 0 | 0 | 0 | 0 | 0 | 0 | 0 | 0 | 0 | 0 | 0 | 0 | 0 | 0 | 0 | 0 | 0 | 0 | 0 | 0 | 0 | 0 | 0 | 0 | 0 | 0 | 0 | 0 | 0 | 1 | 0 | 0 | 0 | 0 | 0 | 0 | 0 | 0 | 1
NEWCASTLE AIRPORT | 0 | 0 | 0 | 0 | 0 | 0 | 0 | 0 | 0 | 0 | 0 | 0 | 0 | 0 | 0 | 0 | 0 | 0 | 0 | 0.6109 | 0 | 0 | 0 | 0 | 0.3891 | 0 | 0 | 0 | 0 | 0 | 0 | 0 | 0 | 0 | 0 | 0 | 0 | 0 | 0 | 1
NEWHALL ROAD | 0 | 0 | 0 | 0 | 0 | 0 | 0 | 0 | 0 | 0 | 0 | 0 | 0 | 0 | 0 | 0 | 0 | 0 | 0 | 0 | 0 | 0 | 0 | 0 | 0 | 0 | 0 | 0 | 0 | 0 | 0 | 0 | 1 | 0 | 0 | 0 | 0 | 0 | 0 | 1
NEWPORT 1 | 0 | 0 | 0 | 0 | 0 | 0 | 0 | 0 | 0 | 1 | 0 | 0 | 0 | 0 | 0 | 0 | 0 | 0 | 0 | 0 | 0 | 0 | 0 | 0 | 0 | 0 | 0 | 0 | 0 | 0 | 0 | 0 | 0 | 0 | 0 | 0 | 0 | 0 | 0 | 1
NEWPORT 2 | 0 | 0 | 0 | 0 | 0 | 0 | 0 | 0 | 0 | 1 | 0 | 0 | 0 | 0 | 0 | 0 | 0 | 0 | 0 | 0 | 0 | 0 | 0 | 0 | 0 | 0 | 0 | 0 | 0 | 0 | 0 | 0 | 0 | 0 | 0 | 0 | 0 | 0 | 0 | 1
NEWTON AYCLIFFE SOUTH | 0 | 0 | 0 | 0 | 0.937 | 0 | 0.063 | 0 | 0 | 0 | 0 | 0 | 0 | 0 | 0 | 0 | 0 | 0 | 0 | 0 | 0 | 0 | 0 | 0 | 0 | 0 | 0 | 0 | 0 | 0 | 0 | 0 | 0 | 0 | 0 | 0 | 0 | 0 | 0 | 1
NINELANDS LANE | 0 | 0 | 0 | 0 | 0 | 0 | 0 | 0 | 0 | 0 | 0 | 0 | 0 | 0 | 0 | 0 | 0 | 0.983 | 0 | 0 | 0 | 0 | 0 | 0 | 0 | 0 | 0 | 0 | 0 | 0 | 0 | 0.017 | 0 | 0 | 0 | 0 | 0 | 0 | 0 | 1
NORFOLK PARK | 0 | 0 | 0 | 0 | 0 | 0 | 0 | 0 | 0 | 0 | 0 | 0 | 0 | 0 | 0 | 0 | 0 | 0 | 0 | 0 | 0 | 0 | 0 | 0 | 0 | 0 | 0 | 0 | 0 | 0 | 0 | 0 | 1 | 0 | 0 | 0 | 0 | 0 | 0 | 1
NORMANBY | 0 | 0 | 0 | 0 | 0 | 0 | 0 | 0 | 0 | 0 | 0 | 0 | 0 | 0 | 0 | 0 | 0 | 0 | 0 | 0 | 0 | 0 | 0 | 0 | 0 | 0 | 0 | 0 | 0 | 0 | 0 | 0 | 0 | 0 | 0 | 0 | 0 | 1 | 0 | 1
NORMANTON | 0 | 0 | 0 | 0 | 0 | 0 | 0 | 0 | 0 | 0 | 0 | 0 | 0 | 0 | 0 | 0 | 0 | 0 | 0 | 0 | 0 | 0 | 0 | 0 | 0 | 0 | 0 | 0 | 0 | 0 | 0 | 0 | 0 | 0 | 0 | 0 | 1 | 0 | 0 | 1
NORTH AVENUE | 0 | 0 | 0.1505 | 0 | 0 | 0 | 0 | 0 | 0 | 0 | 0 | 0 | 0.0664 | 0 | 0 | 0 | 0 | 0.7831 | 0 | 0 | 0 | 0 | 0 | 0 | 0 | 0 | 0 | 0 | 0 | 0 | 0 | 0 | 0 | 0 | 0 | 0 | 0 | 0 | 0 | 1
NORTH STREET | 0 | 0 | 0 | 0 | 0 | 0 | 0 | 0 | 0 | 0 | 0 | 0 | 0 | 0 | 0 | 0 | 0 | 0 | 0 | 0 | 0 | 0 | 0 | 0 | 0 | 0 | 0 | 0 | 0 | 0 | 1 | 0 | 0 | 0 | 0 | 0 | 0 | 0 | 0 | 1
NORTH TEES T1 T2 | 0 | 0 | 0 | 0 | 0 | 0 | 0 | 0 | 0 | 0 | 0 | 0 | 0 | 0 | 0 | 0 | 0 | 0 | 0.8204 | 0 | 0 | 0 | 0 | 0 | 0 | 0 | 0 | 0 | 0 | 0 | 0 | 0 | 0 | 0 | 0.1796 | 0 | 0 | 0 | 0 | 1
NORTH TEES T3 T4 | 0 | 0 | 0 | 0 | 0 | 0 | 0 | 0 | 0 | 0 | 0 | 0 | 0 | 0 | 0 | 0 | 0 | 0 | 0.4285 | 0 | 0 | 0 | 0 | 0 | 0 | 0 | 0 | 0 | 0 | 0 | 0 | 0 | 0 | 0 | 0.5715 | 0 | 0 | 0 | 0 | 1
NORTH THORESBY | 0 | 0 | 0 | 0 | 0 | 0 | 0 | 0 | 1 | 0 | 0 | 0 | 0 | 0 | 0 | 0 | 0 | 0 | 0 | 0 | 0 | 0 | 0 | 0 | 0 | 0 | 0 | 0 | 0 | 0 | 0 | 0 | 0 | 0 | 0 | 0 | 0 | 0 | 0 | 1
NORTHALLERTON | 0 | 0 | 0 | 0 | 0 | 0 | 0 | 0 | 0 | 0 | 0 | 0.9933 | 0 | 0 | 0 | 0 | 0 | 0 | 0 | 0 | 0 | 0 | 0 | 0 | 0 | 0 | 0 | 0.0067 | 0 | 0 | 0 | 0 | 0 | 0 | 0 | 0 | 0 | 0 | 0 | 1
NORTON 132/11KV | 0 | 0 | 0 | 0 | 0 | 0 | 0 | 0 | 0 | 0 | 0 | 0 | 0 | 0 | 0 | 0 | 0 | 0 | 0 | 0 | 0 | 0 | 0 | 0 | 0 | 0 | 0 | 0 | 0 | 0 | 0 | 0 | 0 | 0 | 1 | 0 | 0 | 0 | 0 | 1
NORWOOD | 0 | 0 | 0 | 0 | 0 | 0 | 0 | 0 | 0 | 1 | 0 | 0 | 0 | 0 | 0 | 0 | 0 | 0 | 0 | 0 | 0 | 0 | 0 | 0 | 0 | 0 | 0 | 0 | 0 | 0 | 0 | 0 | 0 | 0 | 0 | 0 | 0 | 0 | 0 | 1
OAKES ROAD | 0 | 0 | 0 | 0 | 0 | 0 | 0 | 0 | 0 | 0 | 0 | 0 | 0 | 0 | 0 | 0 | 1 | 0 | 0 | 0 | 0 | 0 | 0 | 0 | 0 | 0 | 0 | 0 | 0 | 0 | 0 | 0 | 0 | 0 | 0 | 0 | 0 | 0 | 0 | 1
OAKWOOD LANE | 0 | 0 | 0 | 0 | 0 | 0 | 0 | 0 | 0 | 0 | 0 | 0 | 0 | 0 | 0 | 0 | 0 | 1 | 0 | 0 | 0 | 0 | 0 | 0 | 0 | 0 | 0 | 0 | 0 | 0 | 0 | 0 | 0 | 0 | 0 | 0 | 0 | 0 | 0 | 1
OATLANDS | 0 | 0 | 0 | 0 | 0 | 0 | 0 | 0 | 0 | 0 | 0 | 0 | 1 | 0 | 0 | 0 | 0 | 0 | 0 | 0 | 0 | 0 | 0 | 0 | 0 | 0 | 0 | 0 | 0 | 0 | 0 | 0 | 0 | 0 | 0 | 0 | 0 | 0 | 0 | 1
ODSAL | 0 | 0 | 1 | 0 | 0 | 0 | 0 | 0 | 0 | 0 | 0 | 0 | 0 | 0 | 0 | 0 | 0 | 0 | 0 | 0 | 0 | 0 | 0 | 0 | 0 | 0 | 0 | 0 | 0 | 0 | 0 | 0 | 0 | 0 | 0 | 0 | 0 | 0 | 0 | 1
OFFERTON 33/11KV | 0 | 0 | 0 | 0 | 0.0768 | 0 | 0 | 0 | 0 | 0 | 0 | 0 | 0 | 0 | 0 | 0 | 0 | 0 | 0 | 0 | 0 | 0 | 0 | 0 | 0 | 0 | 0 | 0 | 0 | 0 | 0 | 0 | 0 | 0 | 0 | 0.9232 | 0 | 0 | 0 | 1
OLYMPIA MILLS | 0 | 0 | 0 | 0 | 0 | 0 | 0 | 0 | 0 | 0.0251 | 0 | 0 | 0 | 0 | 0 | 0 | 0 | 0 | 0 | 0 | 0 | 0 | 0 | 0 | 0 | 0 | 0 | 0 | 0 | 0 | 0 | 0.9749 | 0 | 0 | 0 | 0 | 0 | 0 | 0 | 1
ORGREAVE | 0 | 0 | 0 | 0 | 0 | 0 | 0 | 0 | 0 | 0 | 0 | 0 | 0 | 0 | 0 | 0 | 0 | 0 | 0 | 0 | 0 | 0 | 0 | 0 | 0 | 0 | 0 | 0 | 0.9191 | 0 | 0 | 0 | 0.0809 | 0 | 0 | 0 | 0 | 0 | 0 | 1
OUTWOOD | 0 | 0 | 0 | 0 | 0 | 0 | 0 | 0 | 0 | 0 | 0 | 0 | 0 | 0 | 0 | 0 | 0 | 0.2656 | 0 | 0 | 0 | 0 | 0 | 0 | 0 | 0 | 0 | 0 | 0 | 0 | 0 | 0 | 0 | 0 | 0 | 0 | 0.7344 | 0 | 0 | 1
PALLION TRADING | 0 | 0 | 0 | 0 | 0 | 0 | 0 | 0 | 0 | 0 | 0 | 0 | 0 | 0 | 0 | 0 | 0 | 0 | 0 | 0 | 0 | 0 | 0 | 0 | 0 | 0 | 0 | 0 | 0 | 0 | 0 | 0 | 0 | 0 | 0 | 1 | 0 | 0 | 0 | 1
PARK HILL | 0 | 0 | 0 | 0 | 0 | 0 | 0 | 0 | 0 | 0 | 0 | 0 | 0 | 0 | 0 | 0 | 0 | 0 | 0 | 0 | 0 | 0 | 0 | 0 | 0 | 0 | 0 | 0 | 0 | 0 | 0 | 0 | 1 | 0 | 0 | 0 | 0 | 0 | 0 | 1
PARK ROAD | 0 | 0 | 0 | 0 | 0 | 0 | 0 | 0 | 0 | 0 | 0 | 0 | 0 | 0 | 0 | 0 | 1 | 0 | 0 | 0 | 0 | 0 | 0 | 0 | 0 | 0 | 0 | 0 | 0 | 0 | 0 | 0 | 0 | 0 | 0 | 0 | 0 | 0 | 0 | 1
PARK STREET | 0 | 0 | 0 | 0 | 0 | 0 | 0 | 0 | 0 | 0 | 0 | 0 | 0 | 0 | 0 | 0 | 0 | 0 | 0 | 0 | 0 | 0 | 0 | 0 | 0 | 0 | 0 | 0 | 1 | 0 | 0 | 0 | 0 | 0 | 0 | 0 | 0 | 0 | 0 | 1
PASTURE ROAD SOUTH | 0 | 0 | 0 | 0 | 0 | 0 | 0 | 0 | 0 | 0 | 0 | 0 | 0 | 0 | 0 | 0 | 0 | 0 | 0 | 0 | 0 | 0 | 1 | 0 | 0 | 0 | 0 | 0 | 0 | 0 | 0 | 0 | 0 | 0 | 0 | 0 | 0 | 0 | 0 | 1
PATRINGTON ROAD | 0 | 0 | 0 | 0 | 0 | 0 | 0 | 0 | 0 | 1 | 0 | 0 | 0 | 0 | 0 | 0 | 0 | 0 | 0 | 0 | 0 | 0 | 0 | 0 | 0 | 0 | 0 | 0 | 0 | 0 | 0 | 0 | 0 | 0 | 0 | 0 | 0 | 0 | 0 | 1
PENISTONE | 1 | 0 | 0 | 0 | 0 | 0 | 0 | 0 | 0 | 0 | 0 | 0 | 0 | 0 | 0 | 0 | 0 | 0 | 0 | 0 | 0 | 0 | 0 | 0 | 0 | 0 | 0 | 0 | 0 | 0 | 0 | 0 | 0 | 0 | 0 | 0 | 0 | 0 | 0 | 1
PENISTONE ROAD | 0 | 0 | 0 | 0 | 0 | 0 | 0 | 0 | 0 | 0 | 0 | 0 | 0 | 0 | 0 | 0 | 0 | 0 | 0 | 0 | 0 | 0 | 0 | 0 | 0 | 0 | 0 | 0 | 0 | 0 | 0 | 0 | 1 | 0 | 0 | 0 | 0 | 0 | 0 | 1
PETERLEE INDUSTRIAL | 0 | 0 | 0 | 0 | 1 | 0 | 0 | 0 | 0 | 0 | 0 | 0 | 0 | 0 | 0 | 0 | 0 | 0 | 0 | 0 | 0 | 0 | 0 | 0 | 0 | 0 | 0 | 0 | 0 | 0 | 0 | 0 | 0 | 0 | 0 | 0 | 0 | 0 | 0 | 1
PETERLEE WEST | 0 | 0 | 0 | 0 | 1 | 0 | 0 | 0 | 0 | 0 | 0 | 0 | 0 | 0 | 0 | 0 | 0 | 0 | 0 | 0 | 0 | 0 | 0 | 0 | 0 | 0 | 0 | 0 | 0 | 0 | 0 | 0 | 0 | 0 | 0 | 0 | 0 | 0 | 0 | 1
PILGRIM | 0 | 0 | 0 | 0 | 0 | 0 | 0 | 0 | 0 | 0 | 0 | 0 | 0 | 0 | 0 | 0 | 0 | 0 | 0 | 1 | 0 | 0 | 0 | 0 | 0 | 0 | 0 | 0 | 0 | 0 | 0 | 0 | 0 | 0 | 0 | 0 | 0 | 0 | 0 | 1
PLANGEO | 0 | 0 | 0 | 0 | 0 | 0 | 0 | 0 | 0 | 0 | 0 | 0 | 0 | 0 | 0 | 1 | 0 | 0 | 0 | 0 | 0 | 0 | 0 | 0 | 0 | 0 | 0 | 0 | 0 | 0 | 0 | 0 | 0 | 0 | 0 | 0 | 0 | 0 | 0 | 1
POLLINGTON | 0 | 0 | 0 | 0 | 0 | 0 | 0 | 0 | 0 | 0.7326 | 0 | 0 | 0 | 0 | 0 | 0 | 0 | 0 | 0 | 0 | 0 | 0 | 0 | 0 | 0 | 0 | 0 | 0 | 0 | 0 | 0 | 0.2674 | 0 | 0 | 0 | 0 | 0 | 0 | 0 | 1
PONTEFRACT LANE 1/2 | 0 | 0 | 0 | 0 | 0 | 0 | 0 | 0 | 0 | 0 | 0 | 0 | 0 | 0 | 0 | 0 | 0 | 1 | 0 | 0 | 0 | 0 | 0 | 0 | 0 | 0 | 0 | 0 | 0 | 0 | 0 | 0 | 0 | 0 | 0 | 0 | 0 | 0 | 0 | 1
POOL | 0 | 0 | 0.0885 | 0 | 0 | 0 | 0 | 0 | 0 | 0 | 0 | 0 | 0.2099 | 0 | 0 | 0 | 0 | 0.7016 | 0 | 0 | 0 | 0 | 0 | 0 | 0 | 0 | 0 | 0 | 0 | 0 | 0 | 0 | 0 | 0 | 0 | 0 | 0 | 0 | 0 | 1
POTTER HOUSE T1 T3 | 0 | 0 | 0 | 0 | 1 | 0 | 0 | 0 | 0 | 0 | 0 | 0 | 0 | 0 | 0 | 0 | 0 | 0 | 0 | 0 | 0 | 0 | 0 | 0 | 0 | 0 | 0 | 0 | 0 | 0 | 0 | 0 | 0 | 0 | 0 | 0 | 0 | 0 | 0 | 1
POTTER HOUSE T4 T5 | 0 | 0 | 0 | 0 | 1 | 0 | 0 | 0 | 0 | 0 | 0 | 0 | 0 | 0 | 0 | 0 | 0 | 0 | 0 | 0 | 0 | 0 | 0 | 0 | 0 | 0 | 0 | 0 | 0 | 0 | 0 | 0 | 0 | 0 | 0 | 0 | 0 | 0 | 0 | 1
PRINCE OF WALES | 0 | 0 | 0 | 0 | 0 | 0 | 0 | 0 | 0 | 0 | 0 | 0 | 0 | 0 | 0 | 0 | 0 | 0.0098 | 0 | 0 | 0 | 0 | 0 | 0 | 0 | 0 | 0 | 0 | 0 | 0 | 0 | 0 | 0 | 0 | 0 | 0 | 0.9902 | 0 | 0 | 1
PRISSICK | 0 | 0 | 0 | 0 | 0 | 0 | 0 | 0 | 0 | 0 | 0 | 0 | 0 | 0 | 0 | 0 | 0 | 0 | 0.9583 | 0 | 0 | 0 | 0 | 0 | 0 | 0 | 0.0417 | 0 | 0 | 0 | 0 | 0 | 0 | 0 | 0 | 0 | 0 | 0 | 0 | 1
PROSPECT ROAD | 0 | 0 | 0 | 0 | 0 | 0 | 0 | 0 | 0 | 0 | 0 | 0 | 0 | 0 | 0 | 0 | 1 | 0 | 0 | 0 | 0 | 0 | 0 | 0 | 0 | 0 | 0 | 0 | 0 | 0 | 0 | 0 | 0 | 0 | 0 | 0 | 0 | 0 | 0 | 1
QUEENS ROAD | 0 | 0 | 0 | 0 | 0 | 0 | 0 | 0 | 0 | 0 | 0 | 0 | 0 | 0 | 0 | 0 | 0 | 0 | 0 | 0 | 0 | 1 | 0 | 0 | 0 | 0 | 0 | 0 | 0 | 0 | 0 | 0 | 0 | 0 | 0 | 0 | 0 | 0 | 0 | 1
QUEENSBURY | 0 | 0 | 0.5048 | 0.4952 | 0 | 0 | 0 | 0 | 0 | 0 | 0 | 0 | 0 | 0 | 0 | 0 | 0 | 0 | 0 | 0 | 0 | 0 | 0 | 0 | 0 | 0 | 0 | 0 | 0 | 0 | 0 | 0 | 0 | 0 | 0 | 0 | 0 | 0 | 0 | 1
RAVENSCAR | 0 | 0 | 0 | 0 | 0 | 0 | 0 | 0 | 0 | 0 | 0 | 0 | 0 | 0 | 0 | 0 | 0 | 0 | 0 | 0 | 0 | 0 | 0 | 0 | 0 | 0 | 0 | 0 | 0 | 0 | 1 | 0 | 0 | 0 | 0 | 0 | 0 | 0 | 0 | 1
RAWCLIFFE | 0 | 0 | 0 | 0 | 0 | 0 | 0 | 0 | 0 | 1 | 0 | 0 | 0 | 0 | 0 | 0 | 0 | 0 | 0 | 0 | 0 | 0 | 0 | 0 | 0 | 0 | 0 | 0 | 0 | 0 | 0 | 0 | 0 | 0 | 0 | 0 | 0 | 0 | 0 | 1
RAWCLIFFE LANE | 0 | 0 | 0 | 0 | 0 | 0 | 0 | 0 | 0 | 0 | 0 | 0.034 | 0 | 0 | 0 | 0 | 0 | 0 | 0 | 0 | 0 | 0 | 0 | 0 | 0 | 0 | 0 | 0 | 0 | 0 | 0 | 0 | 0 | 0 | 0 | 0 | 0 | 0 | 0.966 | 1
RAWDON | 0 | 0 | 0.0101 | 0 | 0 | 0 | 0 | 0 | 0 | 0 | 0 | 0 | 0 | 0 | 0 | 0 | 0.0168 | 0.9731 | 0 | 0 | 0 | 0 | 0 | 0 | 0 | 0 | 0 | 0 | 0 | 0 | 0 | 0 | 0 | 0 | 0 | 0 | 0 | 0 | 0 | 1
RAWMARSH ROAD 1_2 | 0 | 0 | 0 | 0 | 0 | 0 | 0 | 0 | 0 | 0 | 0 | 0 | 0 | 0 | 0 | 0 | 0 | 0 | 0 | 0 | 0 | 0 | 0 | 0 | 0 | 0 | 0 | 0 | 1 | 0 | 0 | 0 | 0 | 0 | 0 | 0 | 0 | 0 | 0 | 1
RAWMARSH ROAD 3_4 | 0 | 0 | 0 | 0 | 0 | 0 | 0 | 0 | 0 | 0 | 0 | 0 | 0 | 0 | 0 | 0 | 0 | 0 | 0 | 0 | 0 | 0 | 0 | 0 | 0 | 0 | 0 | 0 | 1 | 0 | 0 | 0 | 0 | 0 | 0 | 0 | 0 | 0 | 0 | 1
RAWSON ROAD | 0 | 0 | 1 | 0 | 0 | 0 | 0 | 0 | 0 | 0 | 0 | 0 | 0 | 0 | 0 | 0 | 0 | 0 | 0 | 0 | 0 | 0 | 0 | 0 | 0 | 0 | 0 | 0 | 0 | 0 | 0 | 0 | 0 | 0 | 0 | 0 | 0 | 0 | 0 | 1
RAWSON SPRING ROAD | 0 | 0 | 0 | 0 | 0 | 0 | 0 | 0 | 0 | 0 | 0 | 0 | 0 | 0 | 0 | 0 | 0 | 0 | 0 | 0 | 0 | 0 | 0 | 0 | 0 | 0 | 0 | 0 | 0 | 0 | 0 | 0 | 1 | 0 | 0 | 0 | 0 | 0 | 0 | 1
REDCAR | 0 | 0 | 0 | 0 | 0 | 0 | 0 | 0 | 0 | 0 | 0 | 0 | 0 | 0 | 0 | 0 | 0 | 0 | 0 | 0 | 0 | 0 | 0 | 0 | 0 | 0 | 1 | 0 | 0 | 0 | 0 | 0 | 0 | 0 | 0 | 0 | 0 | 0 | 0 | 1
RESERVOIR | 0 | 0 | 0 | 0 | 0 | 0 | 0 | 0 | 0 | 0 | 0 | 0 | 0 | 0 | 0 | 0 | 0 | 0 | 0 | 0 | 0 | 0 | 0 | 0 | 1 | 0 | 0 | 0 | 0 | 0 | 0 | 0 | 0 | 0 | 0 | 0 | 0 | 0 | 0 | 1
REVILL LANE | 0 | 0 | 0 | 0 | 0 | 0 | 0 | 0 | 0 | 0 | 0 | 0 | 0 | 0 | 0 | 0 | 0 | 0 | 0 | 0 | 0 | 0 | 0 | 0 | 0 | 0 | 0 | 0 | 0 | 0 | 0 | 0 | 1 | 0 | 0 | 0 | 0 | 0 | 0 | 1
RICHMOND T1 | 0 | 0 | 0 | 0 | 0 | 0 | 0 | 0 | 0 | 0 | 0 | 0 | 0 | 0 | 0 | 0 | 0 | 0 | 0 | 0 | 0 | 0 | 0 | 0 | 0 | 0 | 0 | 1 | 0 | 0 | 0 | 0 | 0 | 0 | 0 | 0 | 0 | 0 | 0 | 1
RICHMOND T2 | 0 | 0 | 0 | 0 | 0 | 0 | 0 | 0 | 0 | 0 | 0 | 0 | 0 | 0 | 0 | 0 | 0 | 0 | 0 | 0 | 0 | 0 | 0 | 0 | 0 | 0 | 0 | 1 | 0 | 0 | 0 | 0 | 0 | 0 | 0 | 0 | 0 | 0 | 0 | 1
RIPON | 0 | 0 | 0 | 0 | 0 | 0 | 0 | 0 | 0 | 0 | 0 | 0.0337 | 0.9663 | 0 | 0 | 0 | 0 | 0 | 0 | 0 | 0 | 0 | 0 | 0 | 0 | 0 | 0 | 0 | 0 | 0 | 0 | 0 | 0 | 0 | 0 | 0 | 0 | 0 | 0 | 1
RISE CARR | 0 | 0 | 0 | 0 | 0 | 0 | 1 | 0 | 0 | 0 | 0 | 0 | 0 | 0 | 0 | 0 | 0 | 0 | 0 | 0 | 0 | 0 | 0 | 0 | 0 | 0 | 0 | 0 | 0 | 0 | 0 | 0 | 0 | 0 | 0 | 0 | 0 | 0 | 0 | 1
ROCKWARE | 0 | 0 | 0 | 0 | 0 | 0 | 0 | 1 | 0 | 0 | 0 | 0 | 0 | 0 | 0 | 0 | 0 | 0 | 0 | 0 | 0 | 0 | 0 | 0 | 0 | 0 | 0 | 0 | 0 | 0 | 0 | 0 | 0 | 0 | 0 | 0 | 0 | 0 | 0 | 1
RODLEY LANE | 0 | 0 | 0.0586 | 0 | 0 | 0 | 0 | 0 | 0 | 0 | 0 | 0 | 0 | 0 | 0 | 0 | 0 | 0.9414 | 0 | 0 | 0 | 0 | 0 | 0 | 0 | 0 | 0 | 0 | 0 | 0 | 0 | 0 | 0 | 0 | 0 | 0 | 0 | 0 | 0 | 1
ROMAN AVENUE | 0 | 0 | 0 | 0 | 0 | 0 | 0 | 0 | 0 | 0 | 0 | 0 | 0 | 0 | 0 | 0 | 0 | 1 | 0 | 0 | 0 | 0 | 0 | 0 | 0 | 0 | 0 | 0 | 0 | 0 | 0 | 0 | 0 | 0 | 0 | 0 | 0 | 0 | 0 | 1
ROMANBY | 0 | 0 | 0 | 0 | 0 | 0 | 0 | 0 | 0 | 0 | 0 | 1 | 0 | 0 | 0 | 0 | 0 | 0 | 0 | 0 | 0 | 0 | 0 | 0 | 0 | 0 | 0 | 0 | 0 | 0 | 0 | 0 | 0 | 0 | 0 | 0 | 0 | 0 | 0 | 1
ROYDS LANE | 0 | 0 | 0 | 0 | 0 | 0 | 0 | 0 | 0 | 0 | 0 | 0 | 0 | 0 | 0 | 0 | 0 | 0.853 | 0 | 0 | 0 | 0 | 0 | 0 | 0 | 0 | 0 | 0 | 0 | 0 | 0 | 0 | 0 | 0 | 0 | 0 | 0.147 | 0 | 0 | 1
RUDBY | 0 | 0 | 0 | 0 | 0 | 0 | 0 | 0 | 0 | 0 | 0 | 0.9825 | 0 | 0 | 0 | 0 | 0 | 0 | 0 | 0 | 0 | 0 | 0 | 0 | 0 | 0 | 0 | 0 | 0 | 0 | 0 | 0 | 0 | 0 | 0.0175 | 0 | 0 | 0 | 0 | 1
SAINT ANDREWS ROAD 33/11KV | 0 | 0 | 0 | 0 | 0 | 0 | 0 | 0 | 0 | 0 | 0 | 0 | 0 | 0 | 0 | 0 | 1 | 0 | 0 | 0 | 0 | 0 | 0 | 0 | 0 | 0 | 0 | 0 | 0 | 0 | 0 | 0 | 0 | 0 | 0 | 0 | 0 | 0 | 0 | 1
SAINT STREET | 0 | 0 | 1 | 0 | 0 | 0 | 0 | 0 | 0 | 0 | 0 | 0 | 0 | 0 | 0 | 0 | 0 | 0 | 0 | 0 | 0 | 0 | 0 | 0 | 0 | 0 | 0 | 0 | 0 | 0 | 0 | 0 | 0 | 0 | 0 | 0 | 0 | 0 | 0 | 1
SALTERFORTH | 0 | 0 | 0 | 0 | 0 | 0.074 | 0 | 0 | 0 | 0 | 0 | 0 | 0 | 0 | 0 | 0 | 0 | 0 | 0 | 0 | 0 | 0 | 0 | 0 | 0 | 0.926 | 0 | 0 | 0 | 0 | 0 | 0 | 0 | 0 | 0 | 0 | 0 | 0 | 0 | 1
SALTERHEBBLE | 0.0163 | 0 | 0 | 0.9837 | 0 | 0 | 0 | 0 | 0 | 0 | 0 | 0 | 0 | 0 | 0 | 0 | 0 | 0 | 0 | 0 | 0 | 0 | 0 | 0 | 0 | 0 | 0 | 0 | 0 | 0 | 0 | 0 | 0 | 0 | 0 | 0 | 0 | 0 | 0 | 1
SALTSHOUSE ROAD | 0 | 0 | 0 | 0 | 0 | 0 | 0 | 0 | 0 | 0 | 0 | 0 | 0 | 0 | 0 | 1 | 0 | 0 | 0 | 0 | 0 | 0 | 0 | 0 | 0 | 0 | 0 | 0 | 0 | 0 | 0 | 0 | 0 | 0 | 0 | 0 | 0 | 0 | 0 | 1
SANDHILL LANE | 0 | 0 | 0 | 0 | 0 | 0 | 0 | 0 | 0 | 0.9145 | 0 | 0 | 0 | 0 | 0 | 0 | 0 | 0 | 0 | 0 | 0 | 0 | 0 | 0 | 0 | 0 | 0 | 0 | 0 | 0 | 0 | 0.0855 | 0 | 0 | 0 | 0 | 0 | 0 | 0 | 1
SAXON ROAD | 0 | 0 | 0 | 0 | 0 | 0 | 0 | 0 | 0 | 0 | 0 | 0 | 0 | 0 | 0 | 0 | 0 | 0 | 0 | 0 | 0 | 0 | 0 | 0 | 0 | 0 | 0 | 0 | 0 | 0 | 0 | 0 | 0.9793 | 0 | 0 | 0 | 0.0207 | 0 | 0 | 1
SCARBOROUGH 33/11KV | 0 | 0 | 0 | 0 | 0 | 0 | 0 | 0 | 0 | 0 | 0 | 0 | 0 | 0 | 0 | 0 | 0 | 0 | 0 | 0 | 0 | 0 | 0 | 0 | 0 | 0 | 0 | 0 | 0 | 0 | 1 | 0 | 0 | 0 | 0 | 0 | 0 | 0 | 0 | 1
SCARBOROUGH 66/11KV | 0 | 0 | 0 | 0 | 0 | 0 | 0 | 0 | 0 | 0 | 0 | 0 | 0 | 0 | 0 | 0 | 0 | 0 | 0 | 0 | 0 | 0 | 0 | 0 | 0 | 0 | 0 | 0 | 0 | 0 | 1 | 0 | 0 | 0 | 0 | 0 | 0 | 0 | 0 | 1
SCARTHO | 0 | 0 | 0 | 0 | 0 | 0 | 0 | 0 | 0.0513 | 0 | 0 | 0 | 0 | 0 | 0 | 0 | 0 | 0 | 0 | 0 | 0 | 0.9487 | 0 | 0 | 0 | 0 | 0 | 0 | 0 | 0 | 0 | 0 | 0 | 0 | 0 | 0 | 0 | 0 | 0 | 1
SCHOLES | 0.0229 | 0 | 0 | 0 | 0 | 0 | 0 | 0 | 0 | 0 | 0 | 0 | 0 | 0 | 0 | 0 | 0.9771 | 0 | 0 | 0 | 0 | 0 | 0 | 0 | 0 | 0 | 0 | 0 | 0 | 0 | 0 | 0 | 0 | 0 | 0 | 0 | 0 | 0 | 0 | 1
SCISSETT | 0.0061 | 0 | 0 | 0 | 0 | 0 | 0 | 0 | 0 | 0 | 0 | 0 | 0 | 0 | 0 | 0 | 0.9939 | 0 | 0 | 0 | 0 | 0 | 0 | 0 | 0 | 0 | 0 | 0 | 0 | 0 | 0 | 0 | 0 | 0 | 0 | 0 | 0 | 0 | 0 | 1
SCULCOATES A | 0 | 0 | 0 | 0 | 0 | 0 | 0 | 0 | 0 | 0 | 0 | 0 | 0 | 0 | 0 | 0.9936 | 0 | 0.0064 | 0 | 0 | 0 | 0 | 0 | 0 | 0 | 0 | 0 | 0 | 0 | 0 | 0 | 0 | 0 | 0 | 0 | 0 | 0 | 0 | 0 | 1
SEACROFT | 0 | 0 | 0 | 0 | 0 | 0 | 0 | 0 | 0 | 0 | 0 | 0 | 0 | 0 | 0 | 0 | 0 | 1 | 0 | 0 | 0 | 0 | 0 | 0 | 0 | 0 | 0 | 0 | 0 | 0 | 0 | 0 | 0 | 0 | 0 | 0 | 0 | 0 | 0 | 1
SEATON | 0 | 0 | 0 | 0 | 0 | 0 | 0 | 0 | 0 | 1 | 0 | 0 | 0 | 0 | 0 | 0 | 0 | 0 | 0 | 0 | 0 | 0 | 0 | 0 | 0 | 0 | 0 | 0 | 0 | 0 | 0 | 0 | 0 | 0 | 0 | 0 | 0 | 0 | 0 | 1
SEGHILL | 0 | 0 | 0 | 0 | 0 | 0 | 0 | 0 | 0 | 0 | 0 | 0 | 0 | 0 | 0 | 0 | 0 | 0 | 0 | 0 | 0 | 0 | 0 | 0.1214 | 0.8786 | 0 | 0 | 0 | 0 | 0 | 0 | 0 | 0 | 0 | 0 | 0 | 0 | 0 | 0 | 1
SELBY | 0 | 0 | 0 | 0 | 0 | 0 | 0 | 0.0164 | 0 | 0 | 0 | 0 | 0 | 0 | 0 | 0 | 0 | 0 | 0 | 0 | 0 | 0 | 0 | 0 | 0 | 0 | 0 | 0 | 0 | 0 | 0 | 0.9836 | 0 | 0 | 0 | 0 | 0 | 0 | 0 | 1
SELBY ROAD | 0 | 0 | 0 | 0 | 0 | 0 | 0 | 0 | 0 | 0 | 0 | 0 | 0 | 0 | 0 | 0 | 0 | 1 | 0 | 0 | 0 | 0 | 0 | 0 | 0 | 0 | 0 | 0 | 0 | 0 | 0 | 0 | 0 | 0 | 0 | 0 | 0 | 0 | 0 | 1
SESSAY BRIDGE_SOWERBY | 0 | 0 | 0 | 0 | 0 | 0 | 0 | 0 | 0 | 0 | 0 | 0.9852 | 0.0148 | 0 | 0 | 0 | 0 | 0 | 0 | 0 | 0 | 0 | 0 | 0 | 0 | 0 | 0 | 0 | 0 | 0 | 0 | 0 | 0 | 0 | 0 | 0 | 0 | 0 | 0 | 1
SEVERUS HILL | 0 | 0 | 0 | 0 | 0 | 0 | 0 | 0 | 0 | 0 | 0 | 0 | 0.0081 | 0 | 0 | 0 | 0 | 0 | 0 | 0 | 0 | 0 | 0 | 0 | 0 | 0 | 0 | 0 | 0 | 0 | 0 | 0 | 0 | 0 | 0 | 0 | 0 | 0 | 0.9919 | 1
SHARLSTON | 0 | 0 | 0 | 0 | 0 | 0 | 0 | 0 | 0 | 0 | 0 | 0 | 0 | 0 | 0 | 0 | 0 | 0 | 0 | 0 | 0 | 0 | 0 | 0 | 0 | 0 | 0 | 0 | 0 | 0 | 0 | 0 | 0 | 0 | 0 | 0 | 1 | 0 | 0 | 1
SHEPCOTE TINSLEY | 0 | 0 | 0 | 0 | 0 | 0 | 0 | 0 | 0 | 0 | 0 | 0 | 0 | 0 | 0 | 0 | 0 | 0 | 0 | 0 | 0 | 0 | 0 | 0 | 0 | 0 | 0 | 0 | 0 | 0 | 0 | 0 | 1 | 0 | 0 | 0 | 0 | 0 | 0 | 1
SHERBURN | 0 | 0 | 0 | 0 | 0 | 0 | 0 | 0 | 0 | 0 | 0 | 0 | 0 | 0 | 0 | 0 | 0 | 0 | 0 | 0 | 0 | 0 | 0 | 0 | 0 | 0 | 0 | 0 | 0 | 0 | 0 | 1 | 0 | 0 | 0 | 0 | 0 | 0 | 0 | 1
SHERIFF HUTTON | 0 | 0 | 0 | 0 | 0 | 0 | 0 | 0 | 0 | 0 | 0 | 0.3326 | 0 | 0 | 0 | 0 | 0 | 0 | 0 | 0 | 0 | 0 | 0 | 0 | 0 | 0 | 0 | 0 | 0 | 0.307 | 0 | 0 | 0 | 0 | 0 | 0 | 0 | 0 | 0.3604 | 1
SHIPLEY | 0 | 0 | 1 | 0 | 0 | 0 | 0 | 0 | 0 | 0 | 0 | 0 | 0 | 0 | 0 | 0 | 0 | 0 | 0 | 0 | 0 | 0 | 0 | 0 | 0 | 0 | 0 | 0 | 0 | 0 | 0 | 0 | 0 | 0 | 0 | 0 | 0 | 0 | 0 | 1
SHIRLAND LANE | 0 | 0 | 0 | 0 | 0 | 0 | 0 | 0 | 0 | 0 | 0 | 0 | 0 | 0 | 0 | 0 | 0 | 0 | 0 | 0 | 0 | 0 | 0 | 0 | 0 | 0 | 0 | 0 | 0 | 0 | 0 | 0 | 1 | 0 | 0 | 0 | 0 | 0 | 0 | 1
SHOTTON | 0 | 0 | 0 | 0 | 1 | 0 | 0 | 0 | 0 | 0 | 0 | 0 | 0 | 0 | 0 | 0 | 0 | 0 | 0 | 0 | 0 | 0 | 0 | 0 | 0 | 0 | 0 | 0 | 0 | 0 | 0 | 0 | 0 | 0 | 0 | 0 | 0 | 0 | 0 | 1
SILVER STREET | 0 | 0 | 0 | 0 | 0 | 0 | 0 | 0 | 0 | 0 | 0 | 0 | 0 | 0 | 0 | 0 | 0 | 0 | 0 | 0 | 0 | 0 | 0 | 0 | 0 | 0 | 0 | 0 | 0 | 0 | 0 | 0 | 1 | 0 | 0 | 0 | 0 | 0 | 0 | 1
SILVERWOOD | 0 | 0 | 0 | 0 | 0 | 0 | 0 | 0.0413 | 0 | 0 | 0 | 0 | 0 | 0 | 0 | 0 | 0 | 0 | 0 | 0 | 0 | 0 | 0 | 0 | 0 | 0 | 0 | 0 | 0.9587 | 0 | 0 | 0 | 0 | 0 | 0 | 0 | 0 | 0 | 0 | 1
SIMONSIDE | 0 | 0 | 0 | 0 | 0 | 0 | 0 | 0 | 0 | 0 | 0 | 0 | 0 | 0 | 0 | 0 | 0 | 0 | 0 | 0 | 0 | 0 | 0 | 0 | 0 | 0 | 0 | 0 | 0 | 0 | 0 | 0 | 0 | 1 | 0 | 0 | 0 | 0 | 0 | 1
SKELDERGATE | 0 | 0 | 0 | 0 | 0 | 0 | 0 | 0 | 0 | 0 | 0 | 0 | 0 | 0 | 0 | 0 | 0 | 0 | 0 | 0 | 0 | 0 | 0 | 0 | 0 | 0 | 0 | 0 | 0 | 0 | 0 | 0 | 0 | 0 | 0 | 0 | 0 | 0 | 1 | 1
SKERNESIDE | 0 | 0 | 0 | 0 | 0.6117 | 0 | 0.1435 | 0 | 0 | 0 | 0 | 0 | 0 | 0 | 0 | 0 | 0 | 0 | 0 | 0 | 0 | 0 | 0 | 0 | 0 | 0 | 0 | 0.1699 | 0 | 0 | 0 | 0 | 0 | 0 | 0.0749 | 0 | 0 | 0 | 0 | 1
SKILLINGS LANE | 0 | 0 | 0 | 0 | 0 | 0 | 0 | 0 | 0 | 1 | 0 | 0 | 0 | 0 | 0 | 0 | 0 | 0 | 0 | 0 | 0 | 0 | 0 | 0 | 0 | 0 | 0 | 0 | 0 | 0 | 0 | 0 | 0 | 0 | 0 | 0 | 0 | 0 | 0 | 1
SKIPTON | 0 | 0 | 0 | 0 | 0 | 1 | 0 | 0 | 0 | 0 | 0 | 0 | 0 | 0 | 0 | 0 | 0 | 0 | 0 | 0 | 0 | 0 | 0 | 0 | 0 | 0 | 0 | 0 | 0 | 0 | 0 | 0 | 0 | 0 | 0 | 0 | 0 | 0 | 0 | 1
SLAITHWAITE | 0 | 0 | 0 | 0.0254 | 0 | 0 | 0 | 0 | 0 | 0 | 0 | 0 | 0 | 0 | 0 | 0 | 0.9746 | 0 | 0 | 0 | 0 | 0 | 0 | 0 | 0 | 0 | 0 | 0 | 0 | 0 | 0 | 0 | 0 | 0 | 0 | 0 | 0 | 0 | 0 | 1
SLEDMERE GARTH | 0 | 0 | 0 | 0 | 0 | 0 | 0 | 0 | 0 | 0 | 0 | 0 | 0 | 0 | 0 | 0 | 0 | 1 | 0 | 0 | 0 | 0 | 0 | 0 | 0 | 0 | 0 | 0 | 0 | 0 | 0 | 0 | 0 | 0 | 0 | 0 | 0 | 0 | 0 | 1
SMITH STREET | 0 | 0 | 0 | 0 | 0 | 0 | 0 | 0 | 0 | 0 | 0 | 0 | 0 | 0 | 0 | 0 | 0 | 0 | 0 | 0 | 0 | 0 | 0 | 0 | 0 | 0 | 0 | 0 | 0 | 0 | 0 | 0 | 0 | 0 | 0 | 0 | 1 | 0 | 0 | 1
SMITHY GREEN | 1 | 0 | 0 | 0 | 0 | 0 | 0 | 0 | 0 | 0 | 0 | 0 | 0 | 0 | 0 | 0 | 0 | 0 | 0 | 0 | 0 | 0 | 0 | 0 | 0 | 0 | 0 | 0 | 0 | 0 | 0 | 0 | 0 | 0 | 0 | 0 | 0 | 0 | 0 | 1
SNAITHING PARK ROAD | 0 | 0 | 0 | 0 | 0 | 0 | 0 | 0 | 0 | 0 | 0 | 0 | 0 | 0 | 0 | 0 | 0 | 0 | 0 | 0 | 0 | 0 | 0 | 0 | 0 | 0 | 0 | 0 | 0 | 0 | 0 | 0 | 1 | 0 | 0 | 0 | 0 | 0 | 0 | 1
SNELSINS LANE | 0 | 0 | 0.177 | 0 | 0 | 0 | 0 | 0 | 0 | 0 | 0 | 0 | 0 | 0 | 0 | 0 | 0.823 | 0 | 0 | 0 | 0 | 0 | 0 | 0 | 0 | 0 | 0 | 0 | 0 | 0 | 0 | 0 | 0 | 0 | 0 | 0 | 0 | 0 | 0 | 1
SOUTH ELMSALL | 0.0419 | 0 | 0 | 0 | 0 | 0 | 0 | 0.0382 | 0 | 0 | 0 | 0 | 0 | 0 | 0 | 0 | 0 | 0 | 0 | 0 | 0 | 0 | 0 | 0 | 0 | 0 | 0 | 0 | 0 | 0 | 0 | 0 | 0 | 0 | 0 | 0 | 0.9199 | 0 | 0 | 1
SOUTH FERRIBY | 0 | 0 | 0.0267 | 0 | 0 | 0 | 0 | 0 | 0 | 0 | 0 | 0 | 0 | 0 | 0 | 0 | 0 | 0 | 0 | 0 | 0 | 0 | 0.9733 | 0 | 0 | 0 | 0 | 0 | 0 | 0 | 0 | 0 | 0 | 0 | 0 | 0 | 0 | 0 | 0 | 1
SOUTH KIRKBY | 0 | 0 | 0 | 0 | 0 | 0 | 0 | 0 | 0 | 0 | 0 | 0 | 0 | 0 | 0 | 0 | 0 | 0 | 0 | 0 | 0 | 0 | 0 | 0 | 0 | 0 | 0 | 0 | 0 | 0 | 0 | 0 | 0 | 0 | 0 | 0 | 1 | 0 | 0 | 1
SOUTH RESTON | 0 | 0 | 0 | 0 | 0 | 0 | 0 | 0 | 1 | 0 | 0 | 0 | 0 | 0 | 0 | 0 | 0 | 0 | 0 | 0 | 0 | 0 | 0 | 0 | 0 | 0 | 0 | 0 | 0 | 0 | 0 | 0 | 0 | 0 | 0 | 0 | 0 | 0 | 0 | 1
SOUTH STREET | 0 | 0 | 1 | 0 | 0 | 0 | 0 | 0 | 0 | 0 | 0 | 0 | 0 | 0 | 0 | 0 | 0 | 0 | 0 | 0 | 0 | 0 | 0 | 0 | 0 | 0 | 0 | 0 | 0 | 0 | 0 | 0 | 0 | 0 | 0 | 0 | 0 | 0 | 0 | 1
SOUTHGATE | 0 | 0 | 0 | 0 | 0 | 0 | 0 | 0 | 0 | 1 | 0 | 0 | 0 | 0 | 0 | 0 | 0 | 0 | 0 | 0 | 0 | 0 | 0 | 0 | 0 | 0 | 0 | 0 | 0 | 0 | 0 | 0 | 0 | 0 | 0 | 0 | 0 | 0 | 0 | 1
SOUTHWOOD ROAD | 0 | 0 | 0 | 0 | 0 | 0 | 0 | 0 | 0 | 1 | 0 | 0 | 0 | 0 | 0 | 0 | 0 | 0 | 0 | 0 | 0 | 0 | 0 | 0 | 0 | 0 | 0 | 0 | 0 | 0 | 0 | 0 | 0 | 0 | 0 | 0 | 0 | 0 | 0 | 1
SOWERBY BRIDGE 33/11KV | 0 | 0 | 0 | 0.9923 | 0 | 0 | 0 | 0 | 0 | 0 | 0 | 0 | 0 | 0 | 0 | 0 | 0.0077 | 0 | 0 | 0 | 0 | 0 | 0 | 0 | 0 | 0 | 0 | 0 | 0 | 0 | 0 | 0 | 0 | 0 | 0 | 0 | 0 | 0 | 0 | 1
SPADEADAM 20KV | 0 | 0 | 0 | 0 | 0 | 0 | 0 | 0 | 0 | 0 | 0 | 0 | 0 | 0 | 0 | 0 | 0 | 0 | 0 | 0 | 0 | 0 | 0 | 0 | 1 | 0 | 0 | 0 | 0 | 0 | 0 | 0 | 0 | 0 | 0 | 0 | 0 | 0 | 0 | 1
SPARK MILL LANE | 0 | 0 | 0 | 0 | 0 | 0 | 0 | 0 | 0 | 0.9762 | 0 | 0 | 0 | 0 | 0 | 0.0238 | 0 | 0 | 0 | 0 | 0 | 0 | 0 | 0 | 0 | 0 | 0 | 0 | 0 | 0 | 0 | 0 | 0 | 0 | 0 | 0 | 0 | 0 | 0 | 1
SPENBOROUGH | 0 | 0 | 0.0152 | 0 | 0 | 0 | 0 | 0 | 0 | 0 | 0 | 0 | 0 | 0 | 0 | 0 | 0.9848 | 0 | 0 | 0 | 0 | 0 | 0 | 0 | 0 | 0 | 0 | 0 | 0 | 0 | 0 | 0 | 0 | 0 | 0 | 0 | 0 | 0 | 0 | 1
SPENCERBECK | 0 | 0 | 0 | 0 | 0 | 0 | 0 | 0 | 0 | 0 | 0 | 0 | 0 | 0 | 0 | 0 | 0 | 0 | 0.6516 | 0 | 0 | 0 | 0 | 0 | 0 | 0 | 0.3484 | 0 | 0 | 0 | 0 | 0 | 0 | 0 | 0 | 0 | 0 | 0 | 0 | 1
SPENNYMOOR 66/20KV | 0 | 0 | 0 | 0 | 1 | 0 | 0 | 0 | 0 | 0 | 0 | 0 | 0 | 0 | 0 | 0 | 0 | 0 | 0 | 0 | 0 | 0 | 0 | 0 | 0 | 0 | 0 | 0 | 0 | 0 | 0 | 0 | 0 | 0 | 0 | 0 | 0 | 0 | 0 | 1
SPRING MILL STREET | 0 | 0 | 1 | 0 | 0 | 0 | 0 | 0 | 0 | 0 | 0 | 0 | 0 | 0 | 0 | 0 | 0 | 0 | 0 | 0 | 0 | 0 | 0 | 0 | 0 | 0 | 0 | 0 | 0 | 0 | 0 | 0 | 0 | 0 | 0 | 0 | 0 | 0 | 0 | 1
STAINFORTH | 0 | 0 | 0 | 0 | 0 | 0 | 0 | 1 | 0 | 0 | 0 | 0 | 0 | 0 | 0 | 0 | 0 | 0 | 0 | 0 | 0 | 0 | 0 | 0 | 0 | 0 | 0 | 0 | 0 | 0 | 0 | 0 | 0 | 0 | 0 | 0 | 0 | 0 | 0 | 1
STAIRFOOT | 1 | 0 | 0 | 0 | 0 | 0 | 0 | 0 | 0 | 0 | 0 | 0 | 0 | 0 | 0 | 0 | 0 | 0 | 0 | 0 | 0 | 0 | 0 | 0 | 0 | 0 | 0 | 0 | 0 | 0 | 0 | 0 | 0 | 0 | 0 | 0 | 0 | 0 | 0 | 1
STANLEY STREET | 0 | 0 | 0 | 0 | 0 | 0 | 0 | 0 | 0 | 0 | 0 | 0 | 0 | 0 | 0 | 0 | 0 | 0 | 0 | 0 | 0 | 0 | 0 | 0 | 0 | 0 | 0 | 0 | 0 | 0 | 0 | 0 | 1 | 0 | 0 | 0 | 0 | 0 | 0 | 1
STANNINGTON ROAD | 0 | 0 | 0 | 0 | 0 | 0 | 0 | 0 | 0 | 0 | 0 | 0 | 0 | 0 | 0 | 0 | 0 | 0 | 0 | 0 | 0 | 0 | 0 | 0 | 0 | 0 | 0 | 0 | 0 | 0 | 0 | 0 | 1 | 0 | 0 | 0 | 0 | 0 | 0 | 1
STARBECK | 0 | 0 | 0 | 0 | 0 | 0 | 0 | 0 | 0 | 0 | 0 | 0 | 1 | 0 | 0 | 0 | 0 | 0 | 0 | 0 | 0 | 0 | 0 | 0 | 0 | 0 | 0 | 0 | 0 | 0 | 0 | 0 | 0 | 0 | 0 | 0 | 0 | 0 | 0 | 1
STATION ROAD | 0 | 0 | 0 | 0 | 0 | 0 | 0 | 0 | 0 | 0 | 0 | 0 | 0 | 0 | 0 | 0 | 0 | 0 | 0 | 0 | 0 | 0 | 1 | 0 | 0 | 0 | 0 | 0 | 0 | 0 | 0 | 0 | 0 | 0 | 0 | 0 | 0 | 0 | 0 | 1
STEVENSON ROAD | 0 | 0 | 0 | 0 | 0 | 0 | 0 | 0 | 0 | 0 | 0 | 0 | 0 | 0 | 0 | 0 | 0 | 0 | 0 | 0 | 0 | 0 | 0 | 0 | 0 | 0 | 0 | 0 | 0 | 0 | 0 | 0 | 1 | 0 | 0 | 0 | 0 | 0 | 0 | 1
STOBSWOOD COAL | 0 | 0 | 0 | 0 | 0 | 0 | 0 | 0 | 0 | 0 | 0 | 0 | 0 | 0 | 0 | 0 | 0 | 0 | 0 | 0 | 0 | 0 | 0 | 0 | 1 | 0 | 0 | 0 | 0 | 0 | 0 | 0 | 0 | 0 | 0 | 0 | 0 | 0 | 0 | 1
STOKE STREET | 0 | 0 | 0 | 0 | 0 | 0 | 0 | 0 | 0 | 0 | 0 | 0 | 0 | 0 | 0 | 0 | 0 | 0 | 0 | 0 | 0 | 0 | 0 | 0 | 0 | 0 | 0 | 0 | 0 | 0 | 0 | 0 | 1 | 0 | 0 | 0 | 0 | 0 | 0 | 1
STOKESLEY | 0 | 0 | 0 | 0 | 0 | 0 | 0 | 0 | 0 | 0 | 0 | 0.9793 | 0 | 0 | 0 | 0 | 0 | 0 | 0.0207 | 0 | 0 | 0 | 0 | 0 | 0 | 0 | 0 | 0 | 0 | 0 | 0 | 0 | 0 | 0 | 0 | 0 | 0 | 0 | 0 | 1
STONEY CUT | 0 | 0 | 0 | 0 | 1 | 0 | 0 | 0 | 0 | 0 | 0 | 0 | 0 | 0 | 0 | 0 | 0 | 0 | 0 | 0 | 0 | 0 | 0 | 0 | 0 | 0 | 0 | 0 | 0 | 0 | 0 | 0 | 0 | 0 | 0 | 0 | 0 | 0 | 0 | 1
STOURTON 132/11KV | 0 | 0 | 0 | 0 | 0 | 0 | 0 | 0 | 0 | 0 | 0 | 0 | 0 | 0 | 0 | 0 | 0 | 1 | 0 | 0 | 0 | 0 | 0 | 0 | 0 | 0 | 0 | 0 | 0 | 0 | 0 | 0 | 0 | 0 | 0 | 0 | 0 | 0 | 0 | 1
STOURTON 33/11KV | 0 | 0 | 0 | 0 | 0 | 0 | 0 | 0 | 0 | 0 | 0 | 0 | 0 | 0 | 0 | 0 | 0 | 1 | 0 | 0 | 0 | 0 | 0 | 0 | 0 | 0 | 0 | 0 | 0 | 0 | 0 | 0 | 0 | 0 | 0 | 0 | 0 | 0 | 0 | 1
STOW | 0 | 0 | 0 | 0 | 0 | 0 | 0 | 0 | 0 | 0 | 0 | 0 | 0 | 0 | 0 | 0 | 0 | 0 | 0 | 0 | 0 | 0 | 0 | 0 | 0 | 0 | 0 | 0 | 0 | 0 | 0 | 0 | 0 | 0 | 0 | 0 | 0 | 1 | 0 | 1
SUNDERLAND T1 T2 | 0 | 0 | 0 | 0 | 0 | 0 | 0 | 0 | 0 | 0 | 0 | 0 | 0 | 0 | 0 | 0 | 0 | 0 | 0 | 0 | 0 | 0 | 0 | 0 | 0 | 0 | 0 | 0 | 0 | 0 | 0 | 0 | 0 | 0 | 0 | 1 | 0 | 0 | 0 | 1
SUNDERLAND T5 T6 | 0 | 0 | 0 | 0 | 0 | 0 | 0 | 0 | 0 | 0 | 0 | 0 | 0 | 0 | 0 | 0 | 0 | 0 | 0 | 0 | 0 | 0 | 0 | 0 | 0 | 0 | 0 | 0 | 0 | 0 | 0 | 0 | 0 | 0 | 0 | 1 | 0 | 0 | 0 | 1
SWAN BANK LANE | 0 | 0 | 0 | 0.9646 | 0 | 0 | 0 | 0 | 0 | 0 | 0 | 0 | 0 | 0 | 0 | 0 | 0.0354 | 0 | 0 | 0 | 0 | 0 | 0 | 0 | 0 | 0 | 0 | 0 | 0 | 0 | 0 | 0 | 0 | 0 | 0 | 0 | 0 | 0 | 0 | 1
SWEET STREET | 0 | 0 | 0 | 0 | 0 | 0 | 0 | 0 | 0 | 0 | 0 | 0 | 0 | 0 | 0 | 0 | 0 | 1 | 0 | 0 | 0 | 0 | 0 | 0 | 0 | 0 | 0 | 0 | 0 | 0 | 0 | 0 | 0 | 0 | 0 | 0 | 0 | 0 | 0 | 1
SWINNOW MOOR | 0 | 0 | 0.0135 | 0.0031 | 0 | 0 | 0 | 0 | 0 | 0 | 0 | 0 | 0 | 0 | 0 | 0 | 0 | 0.9834 | 0 | 0 | 0 | 0 | 0 | 0 | 0 | 0 | 0 | 0 | 0 | 0 | 0 | 0 | 0 | 0 | 0 | 0 | 0 | 0 | 0 | 1
TADCASTER | 0 | 0 | 0 | 0 | 0 | 0 | 0 | 0 | 0 | 0 | 0 | 0 | 0.071 | 0 | 0 | 0 | 0 | 0 | 0 | 0 | 0 | 0 | 0 | 0 | 0 | 0 | 0 | 0 | 0 | 0 | 0 | 0.929 | 0 | 0 | 0 | 0 | 0 | 0 | 0 | 1
TANFIELD | 0 | 0 | 0 | 0 | 1 | 0 | 0 | 0 | 0 | 0 | 0 | 0 | 0 | 0 | 0 | 0 | 0 | 0 | 0 | 0 | 0 | 0 | 0 | 0 | 0 | 0 | 0 | 0 | 0 | 0 | 0 | 0 | 0 | 0 | 0 | 0 | 0 | 0 | 0 | 1
TANKERSLEY PARK | 0.0888 | 0 | 0 | 0 | 0 | 0 | 0 | 0 | 0 | 0 | 0 | 0 | 0 | 0 | 0 | 0 | 0 | 0 | 0 | 0 | 0 | 0 | 0 | 0 | 0 | 0 | 0 | 0 | 0.0466 | 0 | 0 | 0 | 0.8646 | 0 | 0 | 0 | 0 | 0 | 0 | 1
TEAM VALLEY | 0 | 0 | 0 | 0 | 0 | 0 | 0 | 0 | 0 | 0 | 1 | 0 | 0 | 0 | 0 | 0 | 0 | 0 | 0 | 0 | 0 | 0 | 0 | 0 | 0 | 0 | 0 | 0 | 0 | 0 | 0 | 0 | 0 | 0 | 0 | 0 | 0 | 0 | 0 | 1
TEES INDUSTRIAL T1 T2 | 0 | 0 | 0 | 0 | 0 | 0 | 0 | 0 | 0 | 0 | 0 | 0 | 0 | 0 | 0 | 0 | 0 | 0 | 0 | 0 | 0 | 0 | 0 | 0 | 0 | 0 | 0 | 0 | 0 | 0 | 0 | 0 | 0 | 0 | 1 | 0 | 0 | 0 | 0 | 1
TEMPLE PARK | 0 | 0 | 0 | 0 | 0 | 0 | 0 | 0 | 0 | 0 | 0 | 0 | 0 | 0 | 0 | 0 | 0 | 0 | 0 | 0 | 0 | 0 | 0 | 0 | 0 | 0 | 0 | 0 | 0 | 0 | 0 | 0 | 0 | 1 | 0 | 0 | 0 | 0 | 0 | 1
TEMPLEBOROUGH 33/11KV | 0 | 0 | 0 | 0 | 0 | 0 | 0 | 0 | 0 | 0 | 0 | 0 | 0 | 0 | 0 | 0 | 0 | 0 | 0 | 0 | 0 | 0 | 0 | 0 | 0 | 0 | 0 | 0 | 1 | 0 | 0 | 0 | 0 | 0 | 0 | 0 | 0 | 0 | 0 | 1
THIRSK | 0 | 0 | 0 | 0 | 0 | 0 | 0 | 0 | 0 | 0 | 0 | 0.9158 | 0.0842 | 0 | 0 | 0 | 0 | 0 | 0 | 0 | 0 | 0 | 0 | 0 | 0 | 0 | 0 | 0 | 0 | 0 | 0 | 0 | 0 | 0 | 0 | 0 | 0 | 0 | 0 | 1
THORNBURY | 0 | 0 | 0.8061 | 0 | 0 | 0 | 0 | 0 | 0 | 0 | 0 | 0 | 0 | 0 | 0 | 0 | 0 | 0.1939 | 0 | 0 | 0 | 0 | 0 | 0 | 0 | 0 | 0 | 0 | 0 | 0 | 0 | 0 | 0 | 0 | 0 | 0 | 0 | 0 | 0 | 1
THORNE | 0 | 0 | 0 | 0 | 0 | 0 | 0 | 1 | 0 | 0 | 0 | 0 | 0 | 0 | 0 | 0 | 0 | 0 | 0 | 0 | 0 | 0 | 0 | 0 | 0 | 0 | 0 | 0 | 0 | 0 | 0 | 0 | 0 | 0 | 0 | 0 | 0 | 0 | 0 | 1
THORNTON | 0.0086 | 0 | 0.9914 | 0 | 0 | 0 | 0 | 0 | 0 | 0 | 0 | 0 | 0 | 0 | 0 | 0 | 0 | 0 | 0 | 0 | 0 | 0 | 0 | 0 | 0 | 0 | 0 | 0 | 0 | 0 | 0 | 0 | 0 | 0 | 0 | 0 | 0 | 0 | 0 | 1
THORNTON DALE | 0 | 0 | 0 | 0 | 0 | 0 | 0 | 0 | 0 | 0 | 0 | 0 | 0 | 0 | 0 | 0 | 0 | 0 | 0 | 0 | 0 | 0 | 0 | 0 | 0 | 0 | 0 | 0 | 0 | 1 | 0 | 0 | 0 | 0 | 0 | 0 | 0 | 0 | 0 | 1
THORPE ROAD | 0 | 0 | 0 | 0 | 0 | 0 | 0 | 0 | 0 | 0.8987 | 0 | 0 | 0 | 0 | 0 | 0.1013 | 0 | 0 | 0 | 0 | 0 | 0 | 0 | 0 | 0 | 0 | 0 | 0 | 0 | 0 | 0 | 0 | 0 | 0 | 0 | 0 | 0 | 0 | 0 | 1
TICKHILL ROAD | 0 | 0.0189 | 0 | 0 | 0 | 0 | 0 | 0.3131 | 0 | 0 | 0 | 0 | 0 | 0 | 0 | 0 | 0 | 0 | 0 | 0 | 0 | 0 | 0 | 0 | 0 | 0 | 0 | 0 | 0.668 | 0 | 0 | 0 | 0 | 0 | 0 | 0 | 0 | 0 | 0 | 1
TINGLEY | 0 | 0 | 0 | 0 | 0 | 0 | 0 | 0 | 0 | 0 | 0 | 0 | 0 | 0 | 0 | 0 | 0.0169 | 0.9831 | 0 | 0 | 0 | 0 | 0 | 0 | 0 | 0 | 0 | 0 | 0 | 0 | 0 | 0 | 0 | 0 | 0 | 0 | 0 | 0 | 0 | 1
TINSLEY PARK ROAD | 0 | 0 | 0 | 0 | 0 | 0 | 0 | 0 | 0 | 0 | 0 | 0 | 0 | 0 | 0 | 0 | 0 | 0 | 0 | 0 | 0 | 0 | 0 | 0 | 0 | 0 | 0 | 0 | 0 | 0 | 0 | 0 | 1 | 0 | 0 | 0 | 0 | 0 | 0 | 1
TINSLEY WIRE INDUSTRIES | 0 | 0 | 0 | 0 | 0 | 0 | 0 | 0 | 0 | 0 | 0 | 0 | 0 | 0 | 0 | 0 | 0 | 0 | 0 | 0 | 0 | 0 | 0 | 0 | 0 | 0 | 0 | 0 | 0 | 0 | 0 | 0 | 1 | 0 | 0 | 0 | 0 | 0 | 0 | 1
TIVERTON ROAD | 0 | 0 | 0 | 0 | 0 | 0 | 0 | 0 | 0 | 0 | 0 | 0 | 0 | 0 | 0 | 1 | 0 | 0 | 0 | 0 | 0 | 0 | 0 | 0 | 0 | 0 | 0 | 0 | 0 | 0 | 0 | 0 | 0 | 0 | 0 | 0 | 0 | 0 | 0 | 1
TODMORDEN | 0 | 0 | 0 | 1 | 0 | 0 | 0 | 0 | 0 | 0 | 0 | 0 | 0 | 0 | 0 | 0 | 0 | 0 | 0 | 0 | 0 | 0 | 0 | 0 | 0 | 0 | 0 | 0 | 0 | 0 | 0 | 0 | 0 | 0 | 0 | 0 | 0 | 0 | 0 | 1
TOLLER LANE | 0 | 0 | 1 | 0 | 0 | 0 | 0 | 0 | 0 | 0 | 0 | 0 | 0 | 0 | 0 | 0 | 0 | 0 | 0 | 0 | 0 | 0 | 0 | 0 | 0 | 0 | 0 | 0 | 0 | 0 | 0 | 0 | 0 | 0 | 0 | 0 | 0 | 0 | 0 | 1
TONG STREET | 0 | 0 | 1 | 0 | 0 | 0 | 0 | 0 | 0 | 0 | 0 | 0 | 0 | 0 | 0 | 0 | 0 | 0 | 0 | 0 | 0 | 0 | 0 | 0 | 0 | 0 | 0 | 0 | 0 | 0 | 0 | 0 | 0 | 0 | 0 | 0 | 0 | 0 | 0 | 1
TORONTO 66/20KV | 0 | 0 | 0 | 0 | 1 | 0 | 0 | 0 | 0 | 0 | 0 | 0 | 0 | 0 | 0 | 0 | 0 | 0 | 0 | 0 | 0 | 0 | 0 | 0 | 0 | 0 | 0 | 0 | 0 | 0 | 0 | 0 | 0 | 0 | 0 | 0 | 0 | 0 | 0 | 1
TUNSTALL | 0 | 0 | 0 | 0 | 0 | 0 | 0 | 0 | 0 | 0 | 0 | 0 | 0 | 0 | 0 | 0 | 0 | 0 | 0 | 0 | 0 | 0 | 0 | 0 | 0 | 0 | 0 | 0 | 0 | 0 | 0 | 0 | 0 | 0 | 0 | 1 | 0 | 0 | 0 | 1
TYNEMOUTH CENTRAL | 0 | 0 | 0 | 0 | 0 | 0 | 0 | 0 | 0 | 0 | 0 | 0 | 0 | 0 | 0 | 0 | 0 | 0 | 0 | 0 | 0 | 0 | 0 | 1 | 0 | 0 | 0 | 0 | 0 | 0 | 0 | 0 | 0 | 0 | 0 | 0 | 0 | 0 | 0 | 1
UNIVERSITY | 0 | 0 | 0 | 0 | 0 | 0 | 0 | 0 | 0 | 0 | 0 | 0 | 0 | 0 | 0 | 0 | 0 | 0 | 0 | 1 | 0 | 0 | 0 | 0 | 0 | 0 | 0 | 0 | 0 | 0 | 0 | 0 | 0 | 0 | 0 | 0 | 0 | 0 | 0 | 1
UPPER BASINGHALL STREET | 0 | 0 | 0 | 0 | 0 | 0 | 0 | 0 | 0 | 0 | 0 | 0 | 0 | 0 | 0 | 0 | 0 | 1 | 0 | 0 | 0 | 0 | 0 | 0 | 0 | 0 | 0 | 0 | 0 | 0 | 0 | 0 | 0 | 0 | 0 | 0 | 0 | 0 | 0 | 1
URLAY NOOK | 0 | 0 | 0 | 0 | 0 | 0 | 0.0055 | 0 | 0 | 0 | 0 | 0.0101 | 0 | 0 | 0 | 0 | 0 | 0 | 0 | 0 | 0 | 0 | 0 | 0 | 0 | 0 | 0 | 0 | 0 | 0 | 0 | 0 | 0 | 0 | 0.9844 | 0 | 0 | 0 | 0 | 1
USWORTH | 0 | 0 | 0 | 0 | 0 | 0 | 0 | 0 | 0 | 0 | 0 | 0 | 0 | 0 | 0 | 0 | 0 | 0 | 0 | 0 | 0 | 0 | 0 | 0 | 0 | 0 | 0 | 0 | 0 | 0 | 0 | 0 | 0 | 0 | 0 | 1 | 0 | 0 | 0 | 1
VARLEY STREET | 0 | 0 | 0 | 0 | 0 | 0 | 0 | 0 | 0 | 0 | 0 | 0 | 0 | 0 | 0 | 0 | 0 | 1 | 0 | 0 | 0 | 0 | 0 | 0 | 0 | 0 | 0 | 0 | 0 | 0 | 0 | 0 | 0 | 0 | 0 | 0 | 0 | 0 | 0 | 1
VICTORIA STREET | 0 | 0 | 0 | 0 | 0 | 0 | 0 | 0 | 0 | 0 | 0 | 0 | 0 | 0 | 0 | 0 | 0 | 0 | 0 | 0 | 0 | 0 | 0 | 0 | 0 | 0 | 0 | 0 | 0 | 0 | 0 | 0 | 1 | 0 | 0 | 0 | 0 | 0 | 0 | 1
WALESBY | 0 | 0 | 0 | 0 | 0 | 0 | 0 | 0 | 0 | 0 | 0 | 0 | 0 | 0 | 0 | 0 | 0 | 0 | 0 | 0 | 0 | 0 | 0 | 0 | 0 | 0 | 0 | 0 | 0 | 0 | 0 | 0 | 0 | 0 | 0 | 0 | 0 | 1 | 0 | 1
WALKER | 0 | 0 | 0 | 0 | 0 | 0 | 0 | 0 | 0 | 0 | 0 | 0 | 0 | 0 | 0 | 0 | 0 | 0 | 0 | 0.742 | 0 | 0 | 0 | 0.258 | 0 | 0 | 0 | 0 | 0 | 0 | 0 | 0 | 0 | 0 | 0 | 0 | 0 | 0 | 0 | 1
WANSBECK | 0 | 0 | 0 | 0 | 0 | 0 | 0 | 0 | 0 | 0 | 0 | 0 | 0 | 0 | 0 | 0 | 0 | 0 | 0 | 0 | 0 | 0 | 0 | 0 | 1 | 0 | 0 | 0 | 0 | 0 | 0 | 0 | 0 | 0 | 0 | 0 | 0 | 0 | 0 | 1
WARDLEY | 0 | 0 | 0 | 0 | 0 | 0 | 0 | 0 | 0 | 0 | 0.6208 | 0 | 0 | 0 | 0 | 0 | 0 | 0 | 0 | 0 | 0 | 0 | 0 | 0 | 0 | 0 | 0 | 0 | 0 | 0 | 0 | 0 | 0 | 0.3792 | 0 | 0 | 0 | 0 | 0 | 1
WARKWORTH | 0 | 0 | 0 | 0 | 0 | 0 | 0 | 0 | 0 | 0 | 0 | 0 | 0 | 0 | 0 | 0 | 0 | 0 | 0 | 0 | 0 | 0 | 0 | 0 | 1 | 0 | 0 | 0 | 0 | 0 | 0 | 0 | 0 | 0 | 0 | 0 | 0 | 0 | 0 | 1
WARREN LANE | 0 | 0 | 0 | 0 | 0 | 0 | 0 | 0 | 0 | 0 | 0 | 0 | 0 | 0 | 0 | 0 | 0 | 0.951 | 0 | 0 | 0 | 0 | 0 | 0 | 0 | 0 | 0 | 0 | 0 | 0 | 0 | 0.049 | 0 | 0 | 0 | 0 | 0 | 0 | 0 | 1
WATH UPON DEARNE | 0.0795 | 0 | 0 | 0 | 0 | 0 | 0 | 0.2717 | 0 | 0 | 0 | 0 | 0 | 0 | 0 | 0 | 0 | 0 | 0 | 0 | 0 | 0 | 0 | 0 | 0 | 0 | 0 | 0 | 0.6488 | 0 | 0 | 0 | 0 | 0 | 0 | 0 | 0 | 0 | 0 | 1
WAVERLEY BUSINESS PARK | 0 | 0 | 0 | 0 | 0 | 0 | 0 | 0 | 0 | 0 | 0 | 0 | 0 | 0 | 0 | 0 | 0 | 0 | 0 | 0 | 0 | 0 | 0 | 0 | 0 | 0 | 0 | 0 | 0.6163 | 0 | 0 | 0 | 0 | 0 | 0 | 0 | 0.3837 | 0 | 0 | 1
WAWNE ROAD | 0 | 0 | 0 | 0 | 0 | 0 | 0 | 0 | 0 | 0.0718 | 0 | 0 | 0 | 0 | 0 | 0.9282 | 0 | 0 | 0 | 0 | 0 | 0 | 0 | 0 | 0 | 0 | 0 | 0 | 0 | 0 | 0 | 0 | 0 | 0 | 0 | 0 | 0 | 0 | 0 | 1
WEELAND ROAD | 0 | 0 | 0 | 0 | 0 | 0 | 0 | 0 | 0 | 0 | 0 | 0 | 0 | 0 | 0 | 0 | 0 | 0 | 0 | 0 | 0 | 0 | 0 | 0 | 0 | 0 | 0 | 0 | 0 | 0 | 0 | 0.0278 | 0 | 0 | 0 | 0 | 0.9722 | 0 | 0 | 1
WELLINGTON STREET | 0 | 0 | 0 | 0 | 0 | 0 | 0 | 0 | 0 | 0 | 0 | 0 | 0 | 0 | 0 | 0 | 0 | 0 | 0 | 0 | 0 | 0 | 0 | 0 | 0 | 0 | 0 | 0 | 0 | 0 | 0 | 0 | 0 | 0 | 0 | 0 | 1 | 0 | 0 | 1
WENSLEYDALE | 0 | 0 | 0 | 0 | 0 | 0 | 0 | 0 | 0 | 0 | 0 | 0 | 0 | 0 | 0 | 0 | 0 | 0 | 0 | 0 | 0 | 0 | 0 | 0 | 0 | 0 | 0 | 1 | 0 | 0 | 0 | 0 | 0 | 0 | 0 | 0 | 0 | 0 | 0 | 1
WESLEY CRESCENT | 0 | 0 | 0 | 0 | 0 | 0 | 0 | 0 | 0 | 0 | 0 | 0 | 0 | 0 | 0 | 0 | 0 | 0 | 0 | 0 | 0 | 1 | 0 | 0 | 0 | 0 | 0 | 0 | 0 | 0 | 0 | 0 | 0 | 0 | 0 | 0 | 0 | 0 | 0 | 1
WEST DOCKS | 0 | 0 | 0 | 0 | 0 | 0 | 0 | 0 | 0 | 0 | 0 | 0 | 0 | 0 | 0 | 1 | 0 | 0 | 0 | 0 | 0 | 0 | 0 | 0 | 0 | 0 | 0 | 0 | 0 | 0 | 0 | 0 | 0 | 0 | 0 | 0 | 0 | 0 | 0 | 1
WEST END LANE | 0 | 0 | 0 | 0 | 0 | 0 | 0 | 1 | 0 | 0 | 0 | 0 | 0 | 0 | 0 | 0 | 0 | 0 | 0 | 0 | 0 | 0 | 0 | 0 | 0 | 0 | 0 | 0 | 0 | 0 | 0 | 0 | 0 | 0 | 0 | 0 | 0 | 0 | 0 | 1
WEST HARTFORD | 0 | 0 | 0 | 0 | 0 | 0 | 0 | 0 | 0 | 0 | 0 | 0 | 0 | 0 | 0 | 0 | 0 | 0 | 0 | 0 | 0 | 0 | 0 | 0 | 1 | 0 | 0 | 0 | 0 | 0 | 0 | 0 | 0 | 0 | 0 | 0 | 0 | 0 | 0 | 1
WEST MOOR PARK | 0 | 0 | 0 | 0 | 0 | 0 | 0 | 0.9805 | 0 | 0 | 0 | 0 | 0 | 0 | 0 | 0 | 0.0195 | 0 | 0 | 0 | 0 | 0 | 0 | 0 | 0 | 0 | 0 | 0 | 0 | 0 | 0 | 0 | 0 | 0 | 0 | 0 | 0 | 0 | 0 | 1
WEST PARK | 0 | 0 | 0 | 0 | 0 | 0 | 0 | 0 | 0 | 0 | 0 | 0 | 0 | 0 | 0 | 0 | 0 | 1 | 0 | 0 | 0 | 0 | 0 | 0 | 0 | 0 | 0 | 0 | 0 | 0 | 0 | 0 | 0 | 0 | 0 | 0 | 0 | 0 | 0 | 1
WEST SOUTHWICK | 0 | 0 | 0 | 0 | 0 | 0 | 0 | 0 | 0 | 0 | 0 | 0 | 0 | 0 | 0 | 0 | 0 | 0 | 0 | 0 | 0 | 0 | 0 | 0 | 0 | 0 | 0 | 0 | 0 | 0 | 0 | 0 | 0 | 0 | 0 | 1 | 0 | 0 | 0 | 1
WEST WYLAM | 0 | 0 | 0 | 0 | 0 | 0 | 0 | 0 | 0 | 0 | 0.0238 | 0 | 0 | 0 | 0 | 0 | 0 | 0 | 0 | 0.0031 | 0 | 0 | 0 | 0 | 0.9731 | 0 | 0 | 0 | 0 | 0 | 0 | 0 | 0 | 0 | 0 | 0 | 0 | 0 | 0 | 1
WESTCOTT STREET | 0 | 0 | 0 | 0 | 0 | 0 | 0 | 0 | 0 | 0 | 0 | 0 | 0 | 0 | 0 | 1 | 0 | 0 | 0 | 0 | 0 | 0 | 0 | 0 | 0 | 0 | 0 | 0 | 0 | 0 | 0 | 0 | 0 | 0 | 0 | 0 | 0 | 0 | 0 | 1
WESTERHOPE | 0 | 0 | 0 | 0 | 0 | 0 | 0 | 0 | 0 | 0 | 0 | 0 | 0 | 0 | 0 | 0 | 0 | 0 | 0 | 1 | 0 | 0 | 0 | 0 | 0 | 0 | 0 | 0 | 0 | 0 | 0 | 0 | 0 | 0 | 0 | 0 | 0 | 0 | 0 | 1
WESTOE | 0 | 0 | 0 | 0 | 0 | 0 | 0 | 0 | 0 | 0 | 0 | 0 | 0 | 0 | 0 | 0 | 0 | 0 | 0 | 0 | 0 | 0 | 0 | 0 | 0 | 0 | 0 | 0 | 0 | 0 | 0 | 0 | 0 | 1 | 0 | 0 | 0 | 0 | 0 | 1
WHEATACRE ROAD | 0 | 0 | 0 | 0 | 0 | 0 | 0 | 0 | 0 | 0 | 0 | 0 | 0 | 0 | 0 | 0 | 0 | 0 | 0 | 0 | 0 | 0 | 0 | 0 | 0 | 0 | 0 | 0 | 0 | 0 | 0 | 0 | 1 | 0 | 0 | 0 | 0 | 0 | 0 | 1
WHEATLEY PARK | 0 | 0 | 0 | 0 | 0 | 0 | 0 | 1 | 0 | 0 | 0 | 0 | 0 | 0 | 0 | 0 | 0 | 0 | 0 | 0 | 0 | 0 | 0 | 0 | 0 | 0 | 0 | 0 | 0 | 0 | 0 | 0 | 0 | 0 | 0 | 0 | 0 | 0 | 0 | 1
WHINGATE | 0 | 0 | 0 | 0 | 0 | 0 | 0 | 0 | 0 | 0 | 0 | 0 | 0 | 0 | 0 | 0 | 0 | 1 | 0 | 0 | 0 | 0 | 0 | 0 | 0 | 0 | 0 | 0 | 0 | 0 | 0 | 0 | 0 | 0 | 0 | 0 | 0 | 0 | 0 | 1
WHITBY T1 | 0 | 0 | 0 | 0 | 0 | 0 | 0 | 0 | 0 | 0 | 0 | 0 | 0 | 0 | 0 | 0 | 0 | 0 | 0 | 0 | 0 | 0 | 0 | 0 | 0 | 0 | 0 | 0 | 0 | 0 | 1 | 0 | 0 | 0 | 0 | 0 | 0 | 0 | 0 | 1
WHITBY T2 | 0 | 0 | 0 | 0 | 0 | 0 | 0 | 0 | 0 | 0 | 0 | 0 | 0 | 0 | 0 | 0 | 0 | 0 | 0 | 0 | 0 | 0 | 0 | 0 | 0 | 0 | 0 | 0 | 0 | 0 | 1 | 0 | 0 | 0 | 0 | 0 | 0 | 0 | 0 | 1
WHITBY WEST T1 | 0 | 0 | 0 | 0 | 0 | 0 | 0 | 0 | 0 | 0 | 0 | 0 | 0 | 0 | 0 | 0 | 0 | 0 | 0 | 0 | 0 | 0 | 0 | 0 | 0 | 0 | 0 | 0 | 0 | 0 | 1 | 0 | 0 | 0 | 0 | 0 | 0 | 0 | 0 | 1
WHITBY WEST T2 | 0 | 0 | 0 | 0 | 0 | 0 | 0 | 0 | 0 | 0 | 0 | 0 | 0 | 0 | 0 | 0 | 0 | 0 | 0 | 0 | 0 | 0 | 0 | 0 | 0 | 0 | 0 | 0 | 0 | 0 | 1 | 0 | 0 | 0 | 0 | 0 | 0 | 0 | 0 | 1
WHITE LEE | 0 | 0 | 0 | 0 | 0 | 0 | 0 | 0 | 0 | 0 | 0 | 0 | 0 | 0 | 0 | 0 | 1 | 0 | 0 | 0 | 0 | 0 | 0 | 0 | 0 | 0 | 0 | 0 | 0 | 0 | 0 | 0 | 0 | 0 | 0 | 0 | 0 | 0 | 0 | 1
WHITEHALL ROAD 2/3 | 0 | 0 | 0 | 0 | 0 | 0 | 0 | 0 | 0 | 0 | 0 | 0 | 0 | 0 | 0 | 0 | 0 | 1 | 0 | 0 | 0 | 0 | 0 | 0 | 0 | 0 | 0 | 0 | 0 | 0 | 0 | 0 | 0 | 0 | 0 | 0 | 0 | 0 | 0 | 1
WHITEHALL ROAD 4/5 | 0 | 0 | 0 | 0 | 0 | 0 | 0 | 0 | 0 | 0 | 0 | 0 | 0 | 0 | 0 | 0 | 0 | 1 | 0 | 0 | 0 | 0 | 0 | 0 | 0 | 0 | 0 | 0 | 0 | 0 | 0 | 0 | 0 | 0 | 0 | 0 | 0 | 0 | 0 | 1
WIBSEY | 0 | 0 | 1 | 0 | 0 | 0 | 0 | 0 | 0 | 0 | 0 | 0 | 0 | 0 | 0 | 0 | 0 | 0 | 0 | 0 | 0 | 0 | 0 | 0 | 0 | 0 | 0 | 0 | 0 | 0 | 0 | 0 | 0 | 0 | 0 | 0 | 0 | 0 | 0 | 1
WILLINGTON | 0 | 0 | 0 | 0 | 0 | 0 | 0 | 0 | 0 | 0 | 0 | 0 | 0 | 0 | 0 | 0 | 0 | 0 | 0 | 0 | 0 | 0 | 0 | 1 | 0 | 0 | 0 | 0 | 0 | 0 | 0 | 0 | 0 | 0 | 0 | 0 | 0 | 0 | 0 | 1
WITHERNSEA | 0 | 0 | 0 | 0 | 0 | 0 | 0 | 0 | 0 | 1 | 0 | 0 | 0 | 0 | 0 | 0 | 0 | 0 | 0 | 0 | 0 | 0 | 0 | 0 | 0 | 0 | 0 | 0 | 0 | 0 | 0 | 0 | 0 | 0 | 0 | 0 | 0 | 0 | 0 | 1
WOODCOCK STREET | 0 | 0 | 0 | 0 | 0 | 0 | 0 | 0 | 0 | 0 | 0 | 0 | 0 | 0 | 0 | 0 | 0 | 0 | 0 | 0 | 0 | 0 | 0 | 0 | 0 | 0 | 0 | 0 | 0 | 0 | 0 | 0 | 0 | 0 | 0 | 0 | 1 | 0 | 0 | 1
WOODSEATS | 0 | 0 | 0 | 0 | 0 | 0 | 0 | 0 | 0 | 0 | 0 | 0 | 0 | 0 | 0 | 0 | 0 | 0 | 0 | 0 | 0 | 0 | 0 | 0 | 0 | 0 | 0 | 0 | 0 | 0 | 0 | 0 | 1 | 0 | 0 | 0 | 0 | 0 | 0 | 1
WOOLLEY | 0.8877 | 0 | 0 | 0 | 0 | 0 | 0 | 0 | 0 | 0 | 0 | 0 | 0 | 0 | 0 | 0 | 0 | 0 | 0 | 0 | 0 | 0 | 0 | 0 | 0 | 0 | 0 | 0 | 0 | 0 | 0 | 0 | 0 | 0 | 0 | 0 | 0.1123 | 0 | 0 | 1
WORMALD GREEN 132/11KV | 0 | 0 | 0 | 0 | 0 | 0 | 0 | 0 | 0 | 0 | 0 | 0 | 1 | 0 | 0 | 0 | 0 | 0 | 0 | 0 | 0 | 0 | 0 | 0 | 0 | 0 | 0 | 0 | 0 | 0 | 0 | 0 | 0 | 0 | 0 | 0 | 0 | 0 | 0 | 1
WORSBROUGH PARK | 1 | 0 | 0 | 0 | 0 | 0 | 0 | 0 | 0 | 0 | 0 | 0 | 0 | 0 | 0 | 0 | 0 | 0 | 0 | 0 | 0 | 0 | 0 | 0 | 0 | 0 | 0 | 0 | 0 | 0 | 0 | 0 | 0 | 0 | 0 | 0 | 0 | 0 | 0 | 1
WRAWBY | 0 | 0 | 0 | 0 | 0 | 0 | 0 | 0 | 0 | 0 | 0 | 0 | 0 | 0 | 0 | 0 | 0 | 0 | 0 | 0 | 0 | 0 | 0.9795 | 0 | 0 | 0 | 0 | 0 | 0 | 0 | 0 | 0 | 0 | 0 | 0 | 0 | 0 | 0.0205 | 0 | 1
WYNYARD | 0 | 0 | 0 | 0 | 0 | 0 | 0 | 0 | 0 | 0 | 0 | 0 | 0 | 0.1138 | 0 | 0 | 0 | 0 | 0 | 0 | 0 | 0 | 0 | 0 | 0 | 0 | 0 | 0 | 0 | 0 | 0 | 0 | 0 | 0 | 0.8862 | 0 | 0 | 0 | 0 | 1
YARBOROUGH ROAD 33/11KV | 0 | 0 | 0 | 0 | 0 | 0 | 0 | 0 | 0 | 0 | 0 | 0 | 0 | 0 | 0 | 0 | 0 | 0 | 0 | 0 | 0 | 1 | 0 | 0 | 0 | 0 | 0 | 0 | 0 | 0 | 0 | 0 | 0 | 0 | 0 | 0 | 0 | 0 | 0 | 1
YEDINGHAM | 0 | 0 | 0 | 0 | 0 | 0 | 0 | 0 | 0 | 0 | 0 | 0 | 0 | 0 | 0 | 0 | 0 | 0 | 0 | 0 | 0 | 0 | 0 | 0 | 0 | 0 | 0 | 0 | 0 | 0.4306 | 0.5694 | 0 | 0 | 0 | 0 | 0 | 0 | 0 | 0 | 1
YEW GREEN ROAD | 0 | 0 | 0 | 0.0076 | 0 | 0 | 0 | 0 | 0 | 0 | 0 | 0 | 0 | 0 | 0 | 0 | 0.9924 | 0 | 0 | 0 | 0 | 0 | 0 | 0 | 0 | 0 | 0 | 0 | 0 | 0 | 0 | 0 | 0 | 0 | 0 | 0 | 0 | 0 | 0 | 1
YORK ROAD | 0 | 0 | 0 | 0 | 0 | 0 | 0 | 0 | 0 | 0 | 0 | 0 | 0 | 0 | 0 | 0 | 0 | 1 | 0 | 0 | 0 | 0 | 0 | 0 | 0 | 0 | 0 | 0 | 0 | 0 | 0 | 0 | 0 | 0 | 0 | 0 | 0 | 0 | 0 | 1
YORK STREET | 0 | 0 | 0 | 0 | 0 | 0 | 0 | 0 | 0 | 0 | 0 | 0 | 0 | 0 | 0 | 0 | 0 | 0 | 0 | 0 | 0 | 0 | 0 | 0 | 0 | 0 | 0 | 0 | 0 | 0 | 0 | 0 | 0 | 0 | 0 | 0 | 1 | 0 | 0 | 1
YORK UNIVERSITY | 0 | 0 | 0 | 0 | 0 | 0 | 0 | 0 | 0 | 0 | 0 | 0 | 0 | 0 | 0 | 0 | 0 | 0 | 0 | 0 | 0 | 0 | 0 | 0 | 0 | 0 | 0 | 0 | 0 | 0 | 0 | 0 | 0 | 0 | 0 | 0 | 0 | 0 | 1 | 1
Barnsley Direct to Supply Points | 1 | 0 | 0 | 0 | 0 | 0 | 0 | 0 | 0 | 0 | 0 | 0 | 0 | 0 | 0 | 0 | 0 | 0 | 0 | 0 | 0 | 0 | 0 | 0 | 0 | 0 | 0 | 0 | 0 | 0 | 0 | 0 | 0 | 0 | 0 | 0 | 0 | 0 | 0 | 1
Bradford Direct to Supply Points | 0 | 0 | 1 | 0 | 0 | 0 | 0 | 0 | 0 | 0 | 0 | 0 | 0 | 0 | 0 | 0 | 0 | 0 | 0 | 0 | 0 | 0 | 0 | 0 | 0 | 0 | 0 | 0 | 0 | 0 | 0 | 0 | 0 | 0 | 0 | 0 | 0 | 0 | 0 | 1
Calderdale Direct to Supply Points | 0 | 0 | 0 | 1 | 0 | 0 | 0 | 0 | 0 | 0 | 0 | 0 | 0 | 0 | 0 | 0 | 0 | 0 | 0 | 0 | 0 | 0 | 0 | 0 | 0 | 0 | 0 | 0 | 0 | 0 | 0 | 0 | 0 | 0 | 0 | 0 | 0 | 0 | 0 | 1
County Durham Direct to Supply Points | 0 | 0 | 0 | 0 | 1 | 0 | 0 | 0 | 0 | 0 | 0 | 0 | 0 | 0 | 0 | 0 | 0 | 0 | 0 | 0 | 0 | 0 | 0 | 0 | 0 | 0 | 0 | 0 | 0 | 0 | 0 | 0 | 0 | 0 | 0 | 0 | 0 | 0 | 0 | 1
Darlington Direct to Supply Points | 0 | 0 | 0 | 0 | 0 | 0 | 1 | 0 | 0 | 0 | 0 | 0 | 0 | 0 | 0 | 0 | 0 | 0 | 0 | 0 | 0 | 0 | 0 | 0 | 0 | 0 | 0 | 0 | 0 | 0 | 0 | 0 | 0 | 0 | 0 | 0 | 0 | 0 | 0 | 1
Doncaster Direct to Supply Points | 0 | 0 | 0 | 0 | 0 | 0 | 0 | 1 | 0 | 0 | 0 | 0 | 0 | 0 | 0 | 0 | 0 | 0 | 0 | 0 | 0 | 0 | 0 | 0 | 0 | 0 | 0 | 0 | 0 | 0 | 0 | 0 | 0 | 0 | 0 | 0 | 0 | 0 | 0 | 1
East Riding of Yorkshire Direct to Supply Points | 0 | 0 | 0 | 0 | 0 | 0 | 0 | 0 | 0 | 1 | 0 | 0 | 0 | 0 | 0 | 0 | 0 | 0 | 0 | 0 | 0 | 0 | 0 | 0 | 0 | 0 | 0 | 0 | 0 | 0 | 0 | 0 | 0 | 0 | 0 | 0 | 0 | 0 | 0 | 1
Gateshead Direct to Supply Points | 0 | 0 | 0 | 0 | 0 | 0 | 0 | 0 | 0 | 0 | 1 | 0 | 0 | 0 | 0 | 0 | 0 | 0 | 0 | 0 | 0 | 0 | 0 | 0 | 0 | 0 | 0 | 0 | 0 | 0 | 0 | 0 | 0 | 0 | 0 | 0 | 0 | 0 | 0 | 1
Hambleton Direct to Supply Points | 0 | 0 | 0 | 0 | 0 | 0 | 0 | 0 | 0 | 0 | 0 | 1 | 0 | 0 | 0 | 0 | 0 | 0 | 0 | 0 | 0 | 0 | 0 | 0 | 0 | 0 | 0 | 0 | 0 | 0 | 0 | 0 | 0 | 0 | 0 | 0 | 0 | 0 | 0 | 1
Harrogate Direct to Supply Points | 0 | 0 | 0 | 0 | 0 | 0 | 0 | 0 | 0 | 0 | 0 | 0 | 1 | 0 | 0 | 0 | 0 | 0 | 0 | 0 | 0 | 0 | 0 | 0 | 0 | 0 | 0 | 0 | 0 | 0 | 0 | 0 | 0 | 0 | 0 | 0 | 0 | 0 | 0 | 1
Hartlepool Direct to Supply Points | 0 | 0 | 0 | 0 | 0 | 0 | 0 | 0 | 0 | 0 | 0 | 0 | 0 | 1 | 0 | 0 | 0 | 0 | 0 | 0 | 0 | 0 | 0 | 0 | 0 | 0 | 0 | 0 | 0 | 0 | 0 | 0 | 0 | 0 | 0 | 0 | 0 | 0 | 0 | 1
Kingston upon Hull, City of Direct to Supply Points | 0 | 0 | 0 | 0 | 0 | 0 | 0 | 0 | 0 | 0 | 0 | 0 | 0 | 0 | 0 | 1 | 0 | 0 | 0 | 0 | 0 | 0 | 0 | 0 | 0 | 0 | 0 | 0 | 0 | 0 | 0 | 0 | 0 | 0 | 0 | 0 | 0 | 0 | 0 | 1
Kirklees Direct to Supply Points | 0 | 0 | 0 | 0 | 0 | 0 | 0 | 0 | 0 | 0 | 0 | 0 | 0 | 0 | 0 | 0 | 1 | 0 | 0 | 0 | 0 | 0 | 0 | 0 | 0 | 0 | 0 | 0 | 0 | 0 | 0 | 0 | 0 | 0 | 0 | 0 | 0 | 0 | 0 | 1
Leeds Direct to Supply Points | 0 | 0 | 0 | 0 | 0 | 0 | 0 | 0 | 0 | 0 | 0 | 0 | 0 | 0 | 0 | 0 | 0 | 1 | 0 | 0 | 0 | 0 | 0 | 0 | 0 | 0 | 0 | 0 | 0 | 0 | 0 | 0 | 0 | 0 | 0 | 0 | 0 | 0 | 0 | 1
Newcastle upon Tyne Direct to Supply Points | 0 | 0 | 0 | 0 | 0 | 0 | 0 | 0 | 0 | 0 | 0 | 0 | 0 | 0 | 0 | 0 | 0 | 0 | 0 | 1 | 0 | 0 | 0 | 0 | 0 | 0 | 0 | 0 | 0 | 0 | 0 | 0 | 0 | 0 | 0 | 0 | 0 | 0 | 0 | 1
North East Lincolnshire Direct to Supply Points | 0 | 0 | 0 | 0 | 0 | 0 | 0 | 0 | 0 | 0 | 0 | 0 | 0 | 0 | 0 | 0 | 0 | 0 | 0 | 0 | 0 | 1 | 0 | 0 | 0 | 0 | 0 | 0 | 0 | 0 | 0 | 0 | 0 | 0 | 0 | 0 | 0 | 0 | 0 | 1
North Lincolnshire Direct to Supply Points | 0 | 0 | 0 | 0 | 0 | 0 | 0 | 0 | 0 | 0 | 0 | 0 | 0 | 0 | 0 | 0 | 0 | 0 | 0 | 0 | 0 | 0 | 1 | 0 | 0 | 0 | 0 | 0 | 0 | 0 | 0 | 0 | 0 | 0 | 0 | 0 | 0 | 0 | 0 | 1
North Tyneside Direct to Supply Points | 0 | 0 | 0 | 0 | 0 | 0 | 0 | 0 | 0 | 0 | 0 | 0 | 0 | 0 | 0 | 0 | 0 | 0 | 0 | 0 | 0 | 0 | 0 | 1 | 0 | 0 | 0 | 0 | 0 | 0 | 0 | 0 | 0 | 0 | 0 | 0 | 0 | 0 | 0 | 1
Northumberland Direct to Supply Points | 0 | 0 | 0 | 0 | 0 | 0 | 0 | 0 | 0 | 0 | 0 | 0 | 0 | 0 | 0 | 0 | 0 | 0 | 0 | 0 | 0 | 0 | 0 | 0 | 1 | 0 | 0 | 0 | 0 | 0 | 0 | 0 | 0 | 0 | 0 | 0 | 0 | 0 | 0 | 1
Redcar and Cleveland Direct to Supply Points | 0 | 0 | 0 | 0 | 0 | 0 | 0 | 0 | 0 | 0 | 0 | 0 | 0 | 0 | 0 | 0 | 0 | 0 | 0 | 0 | 0 | 0 | 0 | 0 | 0 | 0 | 1 | 0 | 0 | 0 | 0 | 0 | 0 | 0 | 0 | 0 | 0 | 0 | 0 | 1
Rotherham Direct to Supply Points | 0 | 0 | 0 | 0 | 0 | 0 | 0 | 0 | 0 | 0 | 0 | 0 | 0 | 0 | 0 | 0 | 0 | 0 | 0 | 0 | 0 | 0 | 0 | 0 | 0 | 0 | 0 | 0 | 1 | 0 | 0 | 0 | 0 | 0 | 0 | 0 | 0 | 0 | 0 | 1
Ryedale Direct to Supply Points | 0 | 0 | 0 | 0 | 0 | 0 | 0 | 0 | 0 | 0 | 0 | 0 | 0 | 0 | 0 | 0 | 0 | 0 | 0 | 0 | 0 | 0 | 0 | 0 | 0 | 0 | 0 | 0 | 0 | 1 | 0 | 0 | 0 | 0 | 0 | 0 | 0 | 0 | 0 | 1
Scarborough Direct to Supply Points | 0 | 0 | 0 | 0 | 0 | 0 | 0 | 0 | 0 | 0 | 0 | 0 | 0 | 0 | 0 | 0 | 0 | 0 | 0 | 0 | 0 | 0 | 0 | 0 | 0 | 0 | 0 | 0 | 0 | 0 | 1 | 0 | 0 | 0 | 0 | 0 | 0 | 0 | 0 | 1
Selby Direct to Supply Points | 0 | 0 | 0 | 0 | 0 | 0 | 0 | 0 | 0 | 0 | 0 | 0 | 0 | 0 | 0 | 0 | 0 | 0 | 0 | 0 | 0 | 0 | 0 | 0 | 0 | 0 | 0 | 0 | 0 | 0 | 0 | 1 | 0 | 0 | 0 | 0 | 0 | 0 | 0 | 1
Sheffield Direct to Supply Points | 0 | 0 | 0 | 0 | 0 | 0 | 0 | 0 | 0 | 0 | 0 | 0 | 0 | 0 | 0 | 0 | 0 | 0 | 0 | 0 | 0 | 0 | 0 | 0 | 0 | 0 | 0 | 0 | 0 | 0 | 0 | 0 | 1 | 0 | 0 | 0 | 0 | 0 | 0 | 1
South Tyneside Direct to Supply Points | 0 | 0 | 0 | 0 | 0 | 0 | 0 | 0 | 0 | 0 | 0 | 0 | 0 | 0 | 0 | 0 | 0 | 0 | 0 | 0 | 0 | 0 | 0 | 0 | 0 | 0 | 0 | 0 | 0 | 0 | 0 | 0 | 0 | 1 | 0 | 0 | 0 | 0 | 0 | 1
Stockton-on-Tees Direct to Supply Points | 0 | 0 | 0 | 0 | 0 | 0 | 0 | 0 | 0 | 0 | 0 | 0 | 0 | 0 | 0 | 0 | 0 | 0 | 0 | 0 | 0 | 0 | 0 | 0 | 0 | 0 | 0 | 0 | 0 | 0 | 0 | 0 | 0 | 0 | 1 | 0 | 0 | 0 | 0 | 1
Sunderland Direct to Supply Points | 0 | 0 | 0 | 0 | 0 | 0 | 0 | 0 | 0 | 0 | 0 | 0 | 0 | 0 | 0 | 0 | 0 | 0 | 0 | 0 | 0 | 0 | 0 | 0 | 0 | 0 | 0 | 0 | 0 | 0 | 0 | 0 | 0 | 0 | 0 | 1 | 0 | 0 | 0 | 1
Wakefield Direct to Supply Points | 0 | 0 | 0 | 0 | 0 | 0 | 0 | 0 | 0 | 0 | 0 | 0 | 0 | 0 | 0 | 0 | 0 | 0 | 0 | 0 | 0 | 0 | 0 | 0 | 0 | 0 | 0 | 0 | 0 | 0 | 0 | 0 | 0 | 0 | 0 | 0 | 1 | 0 | 0 | 1
West Lindsey Direct to Supply Points | 0 | 0 | 0 | 0 | 0 | 0 | 0 | 0 | 0 | 0 | 0 | 0 | 0 | 0 | 0 | 0 | 0 | 0 | 0 | 0 | 0 | 0 | 0 | 0 | 0 | 0 | 0 | 0 | 0 | 0 | 0 | 0 | 0 | 0 | 0 | 0 | 0 | 1 | 0 | 1
York Direct to Supply Points | 0 | 0 | 0 | 0 | 0 | 0 | 0 | 0 | 0 | 0 | 0 | 0 | 0 | 0 | 0 | 0 | 0 | 0 | 0 | 0 | 0 | 0 | 0 | 0 | 0 | 0 | 0 | 0 | 0 | 0 | 0 | 0 | 0 | 0 | 0 | 0 | 0 | 0 | 1 | 1

## Direct Connections at LAs
Shortlist - for generation direct connections |  | Extended geographies
Local Authority Pseudo Primary (for representation in the visualisation) | Output Area | PseudoPrimary | LAD11CD | Supply Point X Coordinates | Supply Point Y Coordinates | Post Code of Supply Point | Supply Point or Grid Supply Point | LA
Barnsley Direct to Supply Points | E08000016 | Barnsley Direct to Supply Points | E08000016 | 431899 | 408615 | S75 1LR | Barugh 132/66kV | Barnsley
Bradford Direct to Supply Points | E08000032 | Barnsley Direct to Supply Points | E08000016 | 436575 | 405894 | S70 3ET | Hunningley | Barnsley
Calderdale Direct to Supply Points | E08000033 | Barnsley Direct to Supply Points | E08000016 | 426274 | 400012 | S36 8WR | Hunshelf | Barnsley
County Durham Direct to Supply Points | E06000047 | Bradford Direct to Supply Points | E08000032 | 410571 | 439667 | BD16 2RD | Bingley 132/33kV | Bradford
Darlington Direct to Supply Points | E06000005 | Bradford Direct to Supply Points | E08000032 | 416379 | 434045 | BD1 4RF | Bradford | Bradford
Doncaster Direct to Supply Points | E08000017 | Bradford Direct to Supply Points | E08000032 | 408895 | 434868 | BD13 2LX | BRADFORD WEST | Bradford
East Riding of Yorkshire Direct to Supply Points | E06000011 | Bradford Direct to Supply Points | E08000032 | 413929 | 433281 | BD7 2NB | Girlington | Bradford
Gateshead Direct to Supply Points | E08000037 | Bradford Direct to Supply Points | E08000032 | 406280 | 440967 | BD21 5AJ | Keighley | Bradford
Hambleton Direct to Supply Points | E07000164 | Bradford Direct to Supply Points | E08000032 | 405115 | 445895 | BD20 0ND | Silsden | Bradford
Harrogate Direct to Supply Points | E07000165 | Bradford Direct to Supply Points | E08000032 | 416576 | 430096 | BD6 1YA | Staygate | Bradford
Hartlepool Direct to Supply Points | E06000001 | Calderdale Direct to Supply Points | E08000033 | 415423 | 422538 | HD6 1PZ | Brighouse 132/33kV | Calderdale
Kingston upon Hull, City of Direct to Supply Points | E06000010 | Calderdale Direct to Supply Points | E08000033 | 411789 | 422062 | HX5 9HF | ELLAND | Calderdale
Kirklees Direct to Supply Points | E08000034 | Calderdale Direct to Supply Points | E08000033 | 409452 | 425547 | HX1 1XB | Halifax 132/33kV | Calderdale
Leeds Direct to Supply Points | E08000035 | Calderdale Direct to Supply Points | E08000033 | 408320 | 428262 | HX2 9AY | Holmfield | Calderdale
Newcastle upon Tyne Direct to Supply Points | E08000021 | Calderdale Direct to Supply Points | E08000033 | 405085 | 423608 | HX6 1EL | Sowerby Bridge 132/33kV | Calderdale
North East Lincolnshire Direct to Supply Points | E06000012 | County Durham Direct to Supply Points | E06000047 | 417300 | 550633 | DH9 7XW | Annfield | County Durham
North Lincolnshire Direct to Supply Points | E06000013 | County Durham Direct to Supply Points | E06000047 | 438560 | 545872 | SR7 9RN | Hawthorn Pit Grid | County Durham
North Tyneside Direct to Supply Points | E08000022 | County Durham Direct to Supply Points | E06000047 | 426342 | 545048 | DH1 5FF | Potter House | County Durham
Northumberland Direct to Supply Points | E06000057 | County Durham Direct to Supply Points | E06000047 | 428821 | 534510 | DH6 5LJ | Spennymoor | County Durham
Redcar and Cleveland Direct to Supply Points | E06000003 | County Durham Direct to Supply Points | E06000047 | 419280 | 530982 | DL14 7RJ | Toronto | County Durham
Rotherham Direct to Supply Points | E08000018 | Darlington Direct to Supply Points | E06000005 | 429433 | 514791 | DL1 1SW | Darlington 132/6kV | Darlington
Ryedale Direct to Supply Points | E07000167 | Darlington Direct to Supply Points | E06000005 | 429854 | 514626 | DL1 1HG | Darlington Central | Darlington
Scarborough Direct to Supply Points | E07000168 | Darlington Direct to Supply Points | E06000005 | 428464 | 517923 | DL3 0XE | Darlington North | Darlington
Selby Direct to Supply Points | E07000169 | Doncaster Direct to Supply Points | E08000017 | 456636 | 403618 | DN5 8UX | Doncaster B/Thorpe Marsh | Doncaster
Sheffield Direct to Supply Points | E08000019 | Doncaster Direct to Supply Points | E08000017 | 457191 | 403620 | DN1 1RE | Doncaster Central | Doncaster
South Tyneside Direct to Supply Points | E08000023 | Doncaster Direct to Supply Points | E08000017 | 458863 | 400802 | DN4 8DB | Mallard Way | Doncaster
Stockton-on-Tees Direct to Supply Points | E06000004 | East Riding of Yorkshire Direct to Supply Points | E06000011 | 504395 | 437245 | HU17 0RW | Beverley 132/33kV | East Riding of Yorkshire
Sunderland Direct to Supply Points | E08000024 | East Riding of Yorkshire Direct to Supply Points | E06000011 | 504569 | 435041 | HU16 5SB | CREYKE BECK | East Riding of Yorkshire
Wakefield Direct to Supply Points | E08000036 | East Riding of Yorkshire Direct to Supply Points | E06000011 | 503897 | 457092 | YO25 5NW | Driffield/Beverley Group | East Riding of Yorkshire
West Lindsey Direct to Supply Points | E07000142 | East Riding of Yorkshire Direct to Supply Points | E06000011 | 501511 | 426270 | HU13 0FA | Hull West | East Riding of Yorkshire
York Direct to Supply Points | E06000014 | East Riding of Yorkshire Direct to Supply Points | E06000011 | 516302 | 428839 | HU12 8EY | Saltend 132/33kV | East Riding of Yorkshire
|  | East Riding of Yorkshire Direct to Supply Points | E06000011 | 516307 | 428801 | HU12 8EY | SALTEND NORTH | East Riding of Yorkshire
No existing non-customer supply point direct connections |  | Gateshead Direct to Supply Points | E08000037 | 412189 | 560513 | NE40 4JP | Coalburns | Gateshead
Bassetlaw |  | Gateshead Direct to Supply Points | E08000037 | 421813 | 562855 | NE11 9DH | Dunston | Gateshead
Craven |  | Gateshead Direct to Supply Points | E08000037 | 426050 | 557228 | DH3 1RQ | Ravensworth | Gateshead
East Lindsey |  | Gateshead Direct to Supply Points | E08000037 | 417213 | 564454 | NE21 4SN | STELLA SOUTH | Gateshead
High Peak |  | Hambleton Direct to Supply Points | E07000164 | 450565 | 473758 | YO61 4PN | Husthwaite | Hambleton
Middlesbrough |  | Hambleton Direct to Supply Points | E07000164 | 428797 | 492550 | DL7 0RL | Leeming Bar/Skeeby | Hambleton
North East Derbyshire |  | Harrogate Direct to Supply Points | E07000165 | 429330 | 456210 | HG1 2BN | Harrogate 132/11kV | Harrogate
Pendle |  | Harrogate Direct to Supply Points | E07000165 | 429330 | 456210 | HG1 2LA | Harrogate 132/33kV | Harrogate
Richmondshire |  | Harrogate Direct to Supply Points | E07000165 | 433589 | 459577 | HG5 9JB | KNARESBOROUGH | Harrogate
|  | Harrogate Direct to Supply Points | E07000165 | 431336 | 464438 | HG3 3PS | Wormald Green 132/11kV | Harrogate
|  | Harrogate Direct to Supply Points | E07000165 | 431336 | 464438 | HG3 3PS | Wormald Green 132/33kV | Harrogate
|  | Hartlepool Direct to Supply Points | E06000001 | 451261 | 526154 | TS25 2DD | Greatham | Hartlepool
|  | Hartlepool Direct to Supply Points | E06000001 | 445788 | 534359 | TS27 3BG | Hartmoor | Hartlepool
|  | Kingston upon Hull, City of Direct to Supply Points | E06000010 | 511739 | 433935 | HU7 4ZN | Bransholme | Kingston upon Hull, City of
|  | Kingston upon Hull, City of Direct to Supply Points | E06000010 | 510410 | 430177 | HU8 8AQ | Cornwall Street | Kingston upon Hull, City of
|  | Kingston upon Hull, City of Direct to Supply Points | E06000010 | 515174 | 429445 | HU9 5NL | Hull East 132/33kV | Kingston upon Hull, City of
|  | Kingston upon Hull, City of Direct to Supply Points | E06000010 | 507035 | 427518 | HU3 5JA | Hull South | Kingston upon Hull, City of
|  | Kingston upon Hull, City of Direct to Supply Points | E06000010 | 509228 | 430867 | HU5 1BS | Sculcoates A | Kingston upon Hull, City of
|  | Kirklees Direct to Supply Points | E08000034 | 421199 | 423938 | WF16 9LU | Heckmondwike | Kirklees
|  | Kirklees Direct to Supply Points | E08000034 | 411471 | 417615 | HD3 3NY | Lindley | Kirklees
|  | Kirklees Direct to Supply Points | E08000034 | 415144 | 417197 | HD1 6SE | Saint Andrews Road 132/33kV | Kirklees
|  | Kirklees Direct to Supply Points | E08000034 | 422987 | 420182 | WF13 3JQ | Thornhill 132kV | Kirklees
|  | Leeds Direct to Supply Points | E08000035 | 427516 | 431141 | LS12 6NJ | Beeston Royds 132/33kV | Leeds
|  | Leeds Direct to Supply Points | E08000035 | 444341 | 441925 | LS24 9NT | Bramham | Leeds
|  | Leeds Direct to Supply Points | E08000035 | 426638 | 434447 | LS4 2AL | KIRKSTALL B | Leeds
|  | Leeds Direct to Supply Points | E08000035 | 425410 | 437843 | LS18 4EL | Kirkstall C 2/5 | Leeds
|  | Leeds Direct to Supply Points | E08000035 | 425410 | 437843 | LS18 4EL | Kirkstall C/Ring Road Horsforth | Leeds
|  | Leeds Direct to Supply Points | E08000035 | 432406 | 434042 | LS9 6ED | Leeds East | Leeds
|  | Leeds Direct to Supply Points | E08000035 | 430244 | 435387 | LS7 2AU | Leeds North | Leeds
|  | Leeds Direct to Supply Points | E08000035 | 431507 | 431659 | LS10 1RH | Low Road | Leeds
|  | Leeds Direct to Supply Points | E08000035 | 418050 | 443293 | LS29 6BP | Menston | Leeds
|  | Leeds Direct to Supply Points | E08000035 | 422154 | 436195 | LS13 1PZ | Rodley | Leeds
|  | Leeds Direct to Supply Points | E08000035 | 433451 | 431474 | LS9 0PJ | SKELTON GRANGE | Leeds
|  | Leeds Direct to Supply Points | E08000035 | 433402 | 429988 | LS10 1AX | Stourton 132/11kV | Leeds
|  | Leeds Direct to Supply Points | E08000035 | 435688 | 437650 | LS14 2DG | Whinmoor | Leeds
|  | Newcastle upon Tyne Direct to Supply Points | E08000021 | 424127 | 564537 | NE4 6DB | Barrack Road | Newcastle upon Tyne
|  | Newcastle upon Tyne Direct to Supply Points | E08000021 | 417753 | 566037 | NE15 9SD | Blucher | Newcastle upon Tyne
|  | Newcastle upon Tyne Direct to Supply Points | E08000021 | 425335 | 568422 | NE3 1XL | Gosforth | Newcastle upon Tyne
|  | Newcastle upon Tyne Direct to Supply Points | E08000021 | 418189 | 564232 | NE15 8SF | Newburn Haugh | Newcastle upon Tyne
|  | Newcastle upon Tyne Direct to Supply Points | E08000021 | 417738 | 564838 | NE15 9AA | STELLA NORTH | Newcastle upon Tyne
|  | North East Lincolnshire Direct to Supply Points | E06000012 | 522541 | 409304 | DN37 9NU | GRIMSBY WEST | North East Lincolnshire
|  | North East Lincolnshire Direct to Supply Points | E06000012 | 529405 | 406147 | DN36 4AW | Humberston | North East Lincolnshire
|  | North East Lincolnshire Direct to Supply Points | E06000012 | 519671 | 414677 | DN40 1QT | Immingham | North East Lincolnshire
|  | North East Lincolnshire Direct to Supply Points | E06000012 | 527219 | 409099 | DN32 0LW | Moss Road | North East Lincolnshire
|  | North East Lincolnshire Direct to Supply Points | E06000012 | 521580 | 399575 | DN37 0SW | Wold Newton | North East Lincolnshire
|  | North East Lincolnshire Direct to Supply Points | E06000012 | 525335 | 409323 | DN34 4JJ | Yarborough Road 132/33kV | North East Lincolnshire
|  | North Lincolnshire Direct to Supply Points | E06000013 | 482816 | 411914 | DN17 3EW | KEADBY | North Lincolnshire
|  | North Lincolnshire Direct to Supply Points | E06000013 | 493096 | 411979 | DN16 1XP | Santon | North Lincolnshire
|  | North Lincolnshire Direct to Supply Points | E06000013 | 489335 | 412605 | DN15 8GN | Scunthorpe North | North Lincolnshire
|  | North Lincolnshire Direct to Supply Points | E06000013 | 491294 | 409631 | DN16 1BD | Scunthorpe South | North Lincolnshire
|  | North Tyneside Direct to Supply Points | E08000022 | 433462 | 570254 | NE29 8EY | Chirton Grange | North Tyneside
|  | North Tyneside Direct to Supply Points | E08000022 | 433265 | 567555 | NE29 7FN | Flatworth | North Tyneside
|  | North Tyneside Direct to Supply Points | E08000022 | 432105 | 570132 | NE27 0LP | TYNEMOUTH | North Tyneside
|  | Northumberland Direct to Supply Points | E06000057 | 430270 | 583106 | NE24 1QJ | BLYTH 132kV | Northumberland
|  | Northumberland Direct to Supply Points | E06000057 | 430271 | 583107 | NE24 1QP | Blyth 66kV | Northumberland
|  | Northumberland Direct to Supply Points | E06000057 | 389546 | 568613 | NE47 5DY | Fourstones | Northumberland
|  | Northumberland Direct to Supply Points | E06000057 | 425141 | 592736 | NE61 5DA | Linton | Northumberland
|  | Northumberland Direct to Supply Points | E06000057 | 364186.5378 | 568300 | CA8 7EW | SPADEADAM | Northumberland
|  | Redcar and Cleveland Direct to Supply Points | E06000003 | 456189 | 519507 | TS6 7QR | Lackenby | Redcar and Cleveland
|  | Rotherham Direct to Supply Points | E08000018 | 441698 | 393050 | S61 1TF | Park Street | Rotherham
|  | Rotherham Direct to Supply Points | E08000018 | 442855 | 393468 | S60 1RR | Rawmarsh Road 1_2 | Rotherham
|  | Rotherham Direct to Supply Points | E08000018 | 442855 | 393468 | S60 1RR | Rawmarsh Road 3_4 | Rotherham
|  | Rotherham Direct to Supply Points | E08000018 | 440798 | 390769 | S60 5AE | TEMPLEBOROUGH 275/33KV | Rotherham
|  | Rotherham Direct to Supply Points | E08000018 | 448886 | 390036 | S66 9JD | Thurcroft | Rotherham
|  | Rotherham Direct to Supply Points | E08000018 | 441300 | 400676 | S63 6EZ | West Melton | Rotherham
|  | Rotherham Direct to Supply Points | E08000018 | 441300 | 400675 | S63 6HB | WEST MELTON / THORPE MARSH | Rotherham
|  | Rotherham Direct to Supply Points | E08000018 | 441300 | 400675 | S63 6HB | WEST MELTON SECTION 3 | Rotherham
|  | Ryedale Direct to Supply Points | E07000167 | 479724 | 473431 | YO17 6RD | Malton Grid | Ryedale
|  | Scarborough Direct to Supply Points | E07000168 | 503373 | 486618 | YO11 2YH | Scarborough Grid | Scarborough
|  | Selby Direct to Supply Points | E07000169 | 466011 | 426352 | YO8 8PJ | Camblesforth | Selby
|  | Selby Direct to Supply Points | E07000169 | 466548 | 426704 | YO8 6PQ | DRAX | Selby
|  | Selby Direct to Supply Points | E07000169 | 463930 | 432836 | YO8 5HY | Osgodby 3/4 | Selby
|  | Sheffield Direct to Supply Points | E08000019 | 438185 | 388383 | S9 3FA | Attercliffe | Sheffield
|  | Sheffield Direct to Supply Points | E08000019 | 439820 | 391500 | S9 1DA | Blackburn Meadows B | Sheffield
|  | Sheffield Direct to Supply Points | E08000019 | 436084 | 381626 | S8 8JA | Jordanthorpe | Sheffield
|  | Sheffield Direct to Supply Points | E08000019 | 434229 | 389764 | S6 2ET | Neepsend | Sheffield
|  | Sheffield Direct to Supply Points | E08000019 | 435322 | 383705 | S8 9BH | Norton Lees | Sheffield
|  | Sheffield Direct to Supply Points | E08000019 | 437149 | 389524 | S4 8LL | PITSMOOR 1/2 | Sheffield
|  | Sheffield Direct to Supply Points | E08000019 | 437032 | 389501 | S4 8LL | Pitsmoor 3/4 | Sheffield
|  | Sheffield Direct to Supply Points | E08000019 | 434788 | 386570 | S3 7WB | Sheffield City | Sheffield
|  | Sheffield Direct to Supply Points | E08000019 | 440799 | 390769 | S9 1WP | Templeborough 275/33KV | Sheffield
|  | Sheffield Direct to Supply Points | E08000019 | 439036 | 391150 | S9 1EH | Wincobank | Sheffield
|  | South Tyneside Direct to Supply Points | E08000023 | 435311 | 564439 | NE34 9BT | South Shields | South Tyneside
|  | South Tyneside Direct to Supply Points | E08000023 | 433958 | 560733 | NE36 0BG | West Boldon | South Tyneside
|  | Stockton-on-Tees Direct to Supply Points | E06000004 | 444199 | 517625 | TS18 3HP | Bowesfield | Stockton-on-Tees
|  | Stockton-on-Tees Direct to Supply Points | E06000004 | 447891 | 521875 | TS23 1PY | North Tees | Stockton-on-Tees
|  | Stockton-on-Tees Direct to Supply Points | E06000004 | 441279 | 522087 | TS21 1EG | NORTON | Stockton-on-Tees
|  | Stockton-on-Tees Direct to Supply Points | E06000004 | 441280 | 522087 | TS21 1EG | Norton 132/11kV | Stockton-on-Tees
|  | Stockton-on-Tees Direct to Supply Points | E06000004 | 449286 | 523652 | TS23 4EX | SALTHOLME | Stockton-on-Tees
|  | Stockton-on-Tees Direct to Supply Points | E06000004 | 451659 | 523832 | TS2 1FB | Seal Sands | Stockton-on-Tees
|  | Sunderland Direct to Supply Points | E08000024 | 429591 | 554480 | NE38 9BZ | Harraton | Sunderland
|  | Sunderland Direct to Supply Points | E08000024 | 434946 | 554334 | SR4 9NR | Offerton | Sunderland
|  | Wakefield Direct to Supply Points | E08000036 | 440744 | 421252 | WF7 6HE | Featherstone | Wakefield
|  | Wakefield Direct to Supply Points | E08000036 | 448156 | 424914 | WF11 8PR | Ferrybridge A | Wakefield
|  | Wakefield Direct to Supply Points | E08000036 | 448216 | 424964 | WF11 8RR | FERRYBRIDGE B | Wakefield
|  | Wakefield Direct to Supply Points | E08000036 | 447808 | 425060 | WF11 8SB | Kirkhaw Lane | Wakefield
|  | Wakefield Direct to Supply Points | E08000036 | 432450 | 418956 | WF2 7AL | Wakefield Monckton Road | Wakefield
|  | Wakefield Direct to Supply Points | E08000036 | 433144 | 423386 | WF1 3HN | Wakefield North | Wakefield
|  | West Lindsey Direct to Supply Points | E07000142 | 485552 | 393953 | DN21 3NS | Blyton | West Lindsey
|  | York Direct to Supply Points | E06000014 | 461795 | 451862 | YO31 0YB | Melrosegate | York
|  | York Direct to Supply Points | E06000014 | 464107 | 451577 | YO19 5UP | OSBALDWICK | York
|  | York Direct to Supply Points | E06000014 | 457043 | 453520 | YO26 6RJ | Poppleton | York

## LA and LEPP List
Local Authority | Output Area | Local Authority Repeated | LEPP 1 | LEPP 2
Barnsley | E08000016 | Barnsley | Leeds City Region | Sheffield City Region
Bassetlaw | E07000171 | Bassetlaw | Derby, Derbyshire, Nottingham and Nottinghamshire | Sheffield City Region
Bradford | E08000032 | Bradford | Leeds City Region
Calderdale | E08000033 | Calderdale | Leeds City Region
County Durham | E06000047 | County Durham | North Eastern
Craven | E07000163 | Craven | Leeds City Region | York and North Yorkshire
Darlington | E06000005 | Darlington | Tees Valley
Doncaster | E08000017 | Doncaster | Sheffield City Region
East Lindsey | E07000137 | East Lindsey | Greater Lincolnshire
East Riding of Yorkshire | E06000011 | East Riding of Yorkshire | Humber | York and North Yorkshire
Gateshead | E08000037 | Gateshead | North Eastern
Hambleton | E07000164 | Hambleton | York and North Yorkshire
Harrogate | E07000165 | Harrogate | Leeds City Region | York and North Yorkshire
Hartlepool | E06000001 | Hartlepool | Tees Valley
High Peak | E07000037 | High Peak | Derby, Derbyshire, Nottingham and Nottinghamshire,
Kingston upon Hull, City of | E06000010 | Kingston upon Hull, City of | Humber
Kirklees | E08000034 | Kirklees | Leeds City Region
Leeds | E08000035 | Leeds | Leeds City Region
Middlesbrough | E06000002 | Middlesbrough | Tees Valley
Newcastle upon Tyne | E08000021 | Newcastle upon Tyne | North Eastern
North East Derbyshire | E07000038 | North East Derbyshire | Derby, Derbyshire, Nottingham and Nottinghamshire | Sheffield City Region
North East Lincolnshire | E06000012 | North East Lincolnshire | Greater Lincolnshire | Humber
North Lincolnshire | E06000013 | North Lincolnshire | Greater Lincolnshire | Humber
North Tyneside | E08000022 | North Tyneside | North Eastern
Northumberland | E06000057 | Northumberland | North Eastern
Pendle | E07000122 | Pendle | Lancashire
Redcar and Cleveland | E06000003 | Redcar and Cleveland | Tees Valley
Richmondshire | E07000166 | Richmondshire | York and North Yorkshire
Rotherham | E08000018 | Rotherham | Sheffield City Region
Ryedale | E07000167 | Ryedale | York and North Yorkshire
Scarborough | E07000168 | Scarborough | York and North Yorkshire
Selby | E07000169 | Selby | Leeds City Region | York and North Yorkshire
Sheffield | E08000019 | Sheffield | Sheffield City Region
South Tyneside | E08000023 | South Tyneside | North Eastern
Stockton-on-Tees | E06000004 | Stockton-on-Tees | Tees Valley
Sunderland | E08000024 | Sunderland | North Eastern
Wakefield | E08000036 | Wakefield | Leeds City Region
West Lindsey | E07000142 | West Lindsey | Greater Lincolnshire
York | E06000014 | York | Leeds City Region | York and North Yorkshire