## NPg_BBs_DFES_2022 v1
DFES 2022 Scenario name | Building Block ID Number | Unit | DNO License Area | Week 24 Reference For GSP | Building Block Description | NG FES GSP Name | NPg Grid Supply Point | Baseline (2021) | 2022 | 2023 | 2024 | 2025 | 2026 | 2027 | 2028 | 2029 | 2030 | 2031 | 2032 | 2033 | 2034 | 2035 | 2036 | 2037 | 2038 | 2039 | 2040 | 2041 | 2042 | 2043 | 2044 | 2045 | 2046 | 2047 | 2048 | 2049 | 2050 | Licence area | Voltage level | Scenario name | Output parameter
NG FES - Consumer Transformation | Srg_BB002 | MW | NPgN | BLYTB1 | Domestic storage installed capacity (MW) | Blyth 66kV | BLYTH 66kV | 0.1 | 0.26 | 0.419 | 0.613 | 0.893 | 1.284 | 1.742 | 2.271 | 2.87 | 3.54 | 4.298 | 5.145 | 6.067 | 7.066 | 8.141 | 9.295 | 10.533 | 11.839 | 13.219 | 14.695 | 16.258 | 17.905 | 19.63 | 21.43 | 23.31 | 25.269 | 27.307 | 29.423 | 31.619 | 33.894 | NPgN | GSP | NG FES - Consumer Transformation | Domestic storage installed capacity (MW)
NG FES - Consumer Transformation | Srg_BB002 | MW | NPgN | BLYTH132 | Domestic storage installed capacity (MW) | Blyth 132kV | BLYTH 132kV | 0.034 | 0.08 | 0.128 | 0.188 | 0.273 | 0.393 | 0.533 | 0.695 | 0.879 | 1.084 | 1.316 | 1.575 | 1.858 | 2.164 | 2.493 | 2.846 | 3.225 | 3.625 | 4.048 | 4.5 | 4.978 | 5.483 | 6.011 | 6.562 | 7.138 | 7.737 | 8.361 | 9.01 | 9.682 | 10.379 | NPgN | GSP | NG FES - Consumer Transformation | Domestic storage installed capacity (MW)
NG FES - Consumer Transformation | Srg_BB002 | MW | NPgN | FOUR_1 | Domestic storage installed capacity (MW) | Fourstones | FOURSTONES | 0.01 | 0.023 | 0.037 | 0.055 | 0.08 | 0.114 | 0.155 | 0.202 | 0.256 | 0.315 | 0.383 | 0.458 | 0.54 | 0.629 | 0.725 | 0.828 | 0.938 | 1.054 | 1.177 | 1.309 | 1.448 | 1.595 | 1.748 | 1.909 | 2.076 | 2.25 | 2.432 | 2.62 | 2.816 | 3.019 | NPgN | GSP | NG FES - Consumer Transformation | Domestic storage installed capacity (MW)
NG FES - Consumer Transformation | Srg_BB002 | MW | NPgN | HARM_6 | Domestic storage installed capacity (MW) | Hart Moor | HARTMOOR | 0.042 | 0.099 | 0.159 | 0.233 | 0.339 | 0.487 | 0.661 | 0.862 | 1.089 | 1.343 | 1.631 | 1.952 | 2.302 | 2.681 | 3.089 | 3.527 | 3.996 | 4.492 | 5.015 | 5.575 | 6.168 | 6.793 | 7.448 | 8.131 | 8.844 | 9.587 | 10.36 | 11.163 | 11.996 | 12.86 | NPgN | GSP | NG FES - Consumer Transformation | Domestic storage installed capacity (MW)
NG FES - Consumer Transformation | Srg_BB002 | MW | NPgN | HAWP_6 | Domestic storage installed capacity (MW) | Hawthorn Pit | HAWTHORN PIT GRID | 0.055 | 0.13 | 0.209 | 0.305 | 0.445 | 0.64 | 0.868 | 1.132 | 1.43 | 1.764 | 2.142 | 2.563 | 3.023 | 3.521 | 4.057 | 4.632 | 5.248 | 5.899 | 6.587 | 7.322 | 8.101 | 8.922 | 9.781 | 10.678 | 11.615 | 12.591 | 13.606 | 14.661 | 15.755 | 16.889 | NPgN | GSP | NG FES - Consumer Transformation | Domestic storage installed capacity (MW)
NG FES - Consumer Transformation | Srg_BB002 | MW | NPgN | KNARE_111 | Domestic storage installed capacity (MW) | Knaresborough | KNARESBOROUGH | 0.086 | 0.202 | 0.326 | 0.476 | 0.694 | 0.997 | 1.353 | 1.765 | 2.23 | 2.75 | 3.339 | 3.997 | 4.714 | 5.49 | 6.325 | 7.222 | 8.183 | 9.198 | 10.271 | 11.417 | 12.631 | 13.911 | 15.251 | 16.65 | 18.11 | 19.632 | 21.215 | 22.86 | 24.566 | 26.333 | NPgN | GSP | NG FES - Consumer Transformation | Domestic storage installed capacity (MW)
NG FES - Consumer Transformation | Srg_BB002 | MW | NPgN | LACK_6 | Domestic storage installed capacity (MW) | Lackenby | LACKENBY | 0.083 | 0.195 | 0.314 | 0.459 | 0.669 | 0.962 | 1.305 | 1.702 | 2.15 | 2.652 | 3.22 | 3.854 | 4.546 | 5.294 | 6.099 | 6.964 | 7.891 | 8.87 | 9.904 | 11.009 | 12.181 | 13.415 | 14.707 | 16.056 | 17.464 | 18.931 | 20.458 | 22.044 | 23.689 | 25.394 | NPgN | GSP | NG FES - Consumer Transformation | Domestic storage installed capacity (MW)
NG FES - Consumer Transformation | Srg_BB002 | MW | NPgN | NORT_1 | Domestic storage installed capacity (MW) | Norton | NORTON | 0.217 | 0.509 | 0.821 | 1.2 | 1.747 | 2.512 | 3.408 | 4.445 | 5.617 | 6.928 | 8.412 | 10.068 | 11.874 | 13.829 | 15.933 | 18.191 | 20.613 | 23.17 | 25.871 | 28.758 | 31.817 | 35.04 | 38.416 | 41.94 | 45.618 | 49.451 | 53.439 | 57.582 | 61.88 | 66.332 | NPgN | GSP | NG FES - Consumer Transformation | Domestic storage installed capacity (MW)
NG FES - Consumer Transformation | Srg_BB002 | MW | NPgN | OFFE_3 | Domestic storage installed capacity (MW) | Offerton | OFFERTON | 0.028 | 0.066 | 0.107 | 0.156 | 0.228 | 0.328 | 0.444 | 0.58 | 0.732 | 0.903 | 1.097 | 1.313 | 1.548 | 1.803 | 2.077 | 2.372 | 2.688 | 3.021 | 3.373 | 3.75 | 4.149 | 4.569 | 5.009 | 5.468 | 5.948 | 6.448 | 6.968 | 7.508 | 8.068 | 8.649 | NPgN | GSP | NG FES - Consumer Transformation | Domestic storage installed capacity (MW)
NG FES - Consumer Transformation | Srg_BB002 | MW | NPgN | OSBA_1 | Domestic storage installed capacity (MW) | Osbaldwick | OSBALDWICK | 0.146 | 0.342 | 0.552 | 0.807 | 1.175 | 1.69 | 2.293 | 2.99 | 3.779 | 4.66 | 5.659 | 6.773 | 7.987 | 9.302 | 10.718 | 12.237 | 13.866 | 15.586 | 17.403 | 19.345 | 21.403 | 23.571 | 25.842 | 28.212 | 30.687 | 33.265 | 35.948 | 38.735 | 41.626 | 44.621 | NPgN | GSP | NG FES - Consumer Transformation | Domestic storage installed capacity (MW)
NG FES - Consumer Transformation | Srg_BB002 | MW | NPgN | POPP_3 | Domestic storage installed capacity (MW) | Poppleton | POPPLETON | 0.022 | 0.051 | 0.082 | 0.119 | 0.174 | 0.25 | 0.339 | 0.442 | 0.559 | 0.689 | 0.837 | 1.001 | 1.181 | 1.376 | 1.585 | 1.809 | 2.05 | 2.305 | 2.573 | 2.861 | 3.165 | 3.486 | 3.821 | 4.172 | 4.538 | 4.919 | 5.316 | 5.728 | 6.155 | 6.598 | NPgN | GSP | NG FES - Consumer Transformation | Domestic storage installed capacity (MW)
NG FES - Consumer Transformation | Srg_BB002 | MW | NPgN | SALH_1 | Domestic storage installed capacity (MW) | Saltholme | SALTHOLME | 0.001 | 0.002 | 0.004 | 0.005 | 0.008 | 0.011 | 0.016 | 0.02 | 0.026 | 0.032 | 0.038 | 0.046 | 0.054 | 0.063 | 0.073 | 0.083 | 0.094 | 0.106 | 0.118 | 0.131 | 0.145 | 0.16 | 0.175 | 0.191 | 0.208 | 0.226 | 0.244 | 0.263 | 0.283 | 0.303 | NPgN | GSP | NG FES - Consumer Transformation | Domestic storage installed capacity (MW)
NG FES - Consumer Transformation | Srg_BB002 | MW | NPgN | SSHI_3 | Domestic storage installed capacity (MW) | South Shields | SOUTH SHIELDS | 0.025 | 0.058 | 0.093 | 0.136 | 0.198 | 0.284 | 0.386 | 0.503 | 0.636 | 0.784 | 0.952 | 1.14 | 1.344 | 1.565 | 1.804 | 2.059 | 2.333 | 2.623 | 2.929 | 3.255 | 3.602 | 3.967 | 4.349 | 4.748 | 5.164 | 5.598 | 6.049 | 6.518 | 7.005 | 7.509 | NPgN | GSP | NG FES - Consumer Transformation | Domestic storage installed capacity (MW)
NG FES - Consumer Transformation | Srg_BB002 | MW | NPgN | KIELD01 and SPAD20 | Domestic storage installed capacity (MW) | 0 | SPADEADAM | 0.004 | 0.01 | 0.016 | 0.024 | 0.035 | 0.05 | 0.068 | 0.088 | 0.112 | 0.138 | 0.167 | 0.2 | 0.236 | 0.275 | 0.317 | 0.361 | 0.41 | 0.46 | 0.514 | 0.571 | 0.632 | 0.696 | 0.763 | 0.833 | 0.906 | 0.982 | 1.062 | 1.144 | 1.229 | 1.318 | NPgN | GSP | NG FES - Consumer Transformation | Domestic storage installed capacity (MW)
NG FES - Consumer Transformation | Srg_BB002 | MW | NPgN | SPEN_1 | Domestic storage installed capacity (MW) | Spennymoor | SPENNYMOOR | 0.125 | 0.294 | 0.474 | 0.692 | 1.009 | 1.45 | 1.967 | 2.565 | 3.242 | 3.999 | 4.855 | 5.811 | 6.853 | 7.981 | 9.196 | 10.499 | 11.897 | 13.372 | 14.931 | 16.598 | 18.363 | 20.224 | 22.172 | 24.205 | 26.328 | 28.541 | 30.842 | 33.233 | 35.714 | 38.284 | NPgN | GSP | NG FES - Consumer Transformation | Domestic storage installed capacity (MW)
NG FES - Consumer Transformation | Srg_BB002 | MW | NPgN | STEN_1 | Domestic storage installed capacity (MW) | Stella North | STELLA NORTH | 0.087 | 0.205 | 0.33 | 0.483 | 0.703 | 1.011 | 1.372 | 1.789 | 2.261 | 2.788 | 3.385 | 4.052 | 4.779 | 5.565 | 6.412 | 7.321 | 8.296 | 9.325 | 10.412 | 11.574 | 12.805 | 14.102 | 15.461 | 16.879 | 18.359 | 19.902 | 21.507 | 23.174 | 24.904 | 26.696 | NPgN | GSP | NG FES - Consumer Transformation | Domestic storage installed capacity (MW)
NG FES - Consumer Transformation | Srg_BB002 | MW | NPgN | STES_1 | Domestic storage installed capacity (MW) | Stella South | STELLA SOUTH | 0.075 | 0.177 | 0.286 | 0.418 | 0.608 | 0.875 | 1.186 | 1.547 | 1.955 | 2.412 | 2.928 | 3.505 | 4.133 | 4.814 | 5.546 | 6.332 | 7.176 | 8.066 | 9.006 | 10.011 | 11.076 | 12.198 | 13.373 | 14.6 | 15.88 | 17.215 | 18.603 | 20.045 | 21.541 | 23.091 | NPgN | GSP | NG FES - Consumer Transformation | Domestic storage installed capacity (MW)
NG FES - Consumer Transformation | Srg_BB002 | MW | NPgN | TYNE_1 | Domestic storage installed capacity (MW) | Tynemouth 1 | TYNEMOUTH | 0.076 | 0.177 | 0.286 | 0.418 | 0.609 | 0.876 | 1.188 | 1.549 | 1.958 | 2.415 | 2.932 | 3.509 | 4.139 | 4.82 | 5.553 | 6.34 | 7.185 | 8.076 | 9.017 | 10.024 | 11.09 | 12.214 | 13.39 | 14.618 | 15.901 | 17.237 | 18.627 | 20.071 | 21.569 | 23.121 | NPgN | GSP | NG FES - Consumer Transformation | Domestic storage installed capacity (MW)
NG FES - Consumer Transformation | Srg_BB002 | MW | NPgN | WBOL_6 | Domestic storage installed capacity (MW) | West Boldon | WEST BOLDON | 0.102 | 0.239 | 0.386 | 0.564 | 0.822 | 1.182 | 1.604 | 2.091 | 2.643 | 3.26 | 3.958 | 4.737 | 5.587 | 6.507 | 7.497 | 8.559 | 9.699 | 10.902 | 12.173 | 13.531 | 14.971 | 16.487 | 18.076 | 19.734 | 21.465 | 23.268 | 25.145 | 27.094 | 29.116 | 31.211 | NPgN | GSP | NG FES - Consumer Transformation | Domestic storage installed capacity (MW)
NG FES - Consumer Transformation | Srg_BB002 | MW | NPgN | BRAW_1 | Domestic storage installed capacity (MW) | Bradford West | BRADFORD WEST | 0.224 | 0.525 | 0.847 | 1.238 | 1.804 | 2.593 | 3.519 | 4.589 | 5.799 | 7.152 | 8.684 | 10.394 | 12.258 | 14.276 | 16.448 | 18.779 | 21.28 | 23.919 | 26.708 | 29.688 | 32.847 | 36.174 | 39.659 | 43.297 | 47.094 | 51.051 | 55.168 | 59.445 | 63.882 | 68.478 | NPgY | GSP | NG FES - Consumer Transformation | Domestic storage installed capacity (MW)
NG FES - Consumer Transformation | Srg_BB002 | MW | NPgN | CAMB_01 | Domestic storage installed capacity (MW) | Camblesforth | CAMBLESFORTH | 0.023 | 0.054 | 0.087 | 0.127 | 0.185 | 0.266 | 0.36 | 0.47 | 0.594 | 0.732 | 0.889 | 1.064 | 1.255 | 1.462 | 1.684 | 1.923 | 2.179 | 2.449 | 2.735 | 3.04 | 3.363 | 3.704 | 4.061 | 4.433 | 4.822 | 5.227 | 5.649 | 6.087 | 6.541 | 7.012 | NPgY | GSP | NG FES - Consumer Transformation | Domestic storage installed capacity (MW)
NG FES - Consumer Transformation | Srg_BB002 | MW | NPgN | CREB_1 | Domestic storage installed capacity (MW) | Creyke Beck | CREYKE BECK | 0.25 | 0.587 | 0.946 | 1.383 | 2.015 | 2.897 | 3.93 | 5.125 | 6.477 | 7.988 | 9.699 | 11.609 | 13.691 | 15.945 | 18.371 | 20.974 | 23.768 | 26.715 | 29.83 | 33.159 | 36.686 | 40.403 | 44.295 | 48.358 | 52.599 | 57.019 | 61.617 | 66.394 | 71.35 | 76.483 | NPgY | GSP | NG FES - Consumer Transformation | Domestic storage installed capacity (MW)
NG FES - Consumer Transformation | Srg_BB002 | MW | NPgN | DRAX_YEDL | Domestic storage installed capacity (MW) | Drax | DRAX | 0.029 | 0.067 | 0.109 | 0.159 | 0.231 | 0.332 | 0.451 | 0.588 | 0.743 | 0.916 | 1.112 | 1.331 | 1.57 | 1.829 | 2.107 | 2.406 | 2.726 | 3.064 | 3.421 | 3.803 | 4.208 | 4.634 | 5.08 | 5.546 | 6.033 | 6.54 | 7.067 | 7.615 | 8.183 | 8.772 | NPgY | GSP | NG FES - Consumer Transformation | Domestic storage installed capacity (MW)
NG FES - Consumer Transformation | Srg_BB002 | MW | NPgN | ELLA_1 | Domestic storage installed capacity (MW) | Elland | ELLAND | 0.168 | 0.394 | 0.636 | 0.93 | 1.354 | 1.946 | 2.641 | 3.444 | 4.352 | 5.368 | 6.518 | 7.801 | 9.2 | 10.715 | 12.345 | 14.094 | 15.971 | 17.952 | 20.045 | 22.282 | 24.652 | 27.15 | 29.765 | 32.495 | 35.345 | 38.315 | 41.405 | 44.615 | 47.945 | 51.395 | NPgY | GSP | NG FES - Consumer Transformation | Domestic storage installed capacity (MW)
NG FES - Consumer Transformation | Srg_BB002 | MW | NPgN | FERRA2 | Domestic storage installed capacity (MW) | Ferrybridge A | FERRYBRIDGE A | 0.054 | 0.126 | 0.203 | 0.297 | 0.432 | 0.621 | 0.843 | 1.099 | 1.389 | 1.713 | 2.08 | 2.49 | 2.936 | 3.419 | 3.94 | 4.498 | 5.097 | 5.729 | 6.397 | 7.111 | 7.867 | 8.664 | 9.499 | 10.37 | 11.28 | 12.228 | 13.214 | 14.238 | 15.301 | 16.402 | NPgY | GSP | NG FES - Consumer Transformation | Domestic storage installed capacity (MW)
NG FES - Consumer Transformation | Srg_BB002 | MW | NPgN | FERRB9 | Domestic storage installed capacity (MW) | Ferrybridge B (_M) | FERRYBRIDGE B | 0.118 | 0.277 | 0.447 | 0.653 | 0.951 | 1.367 | 1.855 | 2.419 | 3.057 | 3.77 | 4.578 | 5.479 | 6.462 | 7.525 | 8.67 | 9.899 | 11.218 | 12.609 | 14.079 | 15.65 | 17.315 | 19.069 | 20.906 | 22.823 | 24.825 | 26.911 | 29.081 | 31.336 | 33.675 | 36.098 | NPgY | GSP | NG FES - Consumer Transformation | Domestic storage installed capacity (MW)
NG FES - Consumer Transformation | Srg_BB002 | MW | NPgN | GRIW_1 | Domestic storage installed capacity (MW) | Grimsby West | GRIMSBY WEST | 0.087 | 0.203 | 0.328 | 0.48 | 0.699 | 1.004 | 1.362 | 1.777 | 2.245 | 2.769 | 3.363 | 4.025 | 4.746 | 5.528 | 6.369 | 7.271 | 8.24 | 9.262 | 10.341 | 11.496 | 12.719 | 14.007 | 15.356 | 16.765 | 18.235 | 19.768 | 21.362 | 23.018 | 24.736 | 26.515 | NPgY | GSP | NG FES - Consumer Transformation | Domestic storage installed capacity (MW)
NG FES - Consumer Transformation | Srg_BB002 | MW | NPgN | JORD_3 | Domestic storage installed capacity (MW) | Jordanthorpe | JORDANTHORPE | 0.026 | 0.062 | 0.099 | 0.145 | 0.211 | 0.304 | 0.412 | 0.538 | 0.68 | 0.838 | 1.018 | 1.218 | 1.436 | 1.673 | 1.927 | 2.2 | 2.494 | 2.803 | 3.13 | 3.479 | 3.849 | 4.239 | 4.647 | 5.073 | 5.518 | 5.982 | 6.464 | 6.966 | 7.486 | 8.024 | NPgY | GSP | NG FES - Consumer Transformation | Domestic storage installed capacity (MW)
NG FES - Consumer Transformation | Srg_BB002 | MW | NPgN | KEAD_YEDL | Domestic storage installed capacity (MW) | Keadby | KEADBY | 0.119 | 0.28 | 0.451 | 0.659 | 0.96 | 1.381 | 1.873 | 2.443 | 3.087 | 3.807 | 4.623 | 5.533 | 6.525 | 7.6 | 8.756 | 9.997 | 11.328 | 12.733 | 14.218 | 15.804 | 17.486 | 19.257 | 21.112 | 23.048 | 25.07 | 27.177 | 29.368 | 31.645 | 34.007 | 36.454 | NPgY | GSP | NG FES - Consumer Transformation | Domestic storage installed capacity (MW)
NG FES - Consumer Transformation | Srg_BB002 | MW | NPgN | KIRKB1 | Domestic storage installed capacity (MW) | Kirkstall B | KIRKSTALL B | 0.094 | 0.221 | 0.357 | 0.521 | 0.759 | 1.092 | 1.481 | 1.932 | 2.441 | 3.011 | 3.656 | 4.375 | 5.16 | 6.01 | 6.924 | 7.905 | 8.958 | 10.069 | 11.243 | 12.498 | 13.827 | 15.228 | 16.695 | 18.226 | 19.825 | 21.491 | 23.224 | 25.024 | 26.892 | 28.827 | NPgY | GSP | NG FES - Consumer Transformation | Domestic storage installed capacity (MW)
NG FES - Consumer Transformation | Srg_BB002 | MW | NPgN | NEEP_3 | Domestic storage installed capacity (MW) | Neepsend | NEEPSEND | 0.042 | 0.097 | 0.157 | 0.23 | 0.335 | 0.481 | 0.653 | 0.851 | 1.076 | 1.327 | 1.611 | 1.928 | 2.274 | 2.648 | 3.051 | 3.483 | 3.947 | 4.436 | 4.954 | 5.506 | 6.092 | 6.709 | 7.356 | 8.03 | 8.735 | 9.469 | 10.232 | 11.026 | 11.848 | 12.701 | NPgY | GSP | NG FES - Consumer Transformation | Domestic storage installed capacity (MW)
NG FES - Consumer Transformation | Srg_BB002 | MW | NPgN | NORL_3 | Domestic storage installed capacity (MW) | Norton Lees | NORTON LEES | 0.042 | 0.098 | 0.158 | 0.231 | 0.337 | 0.484 | 0.656 | 0.856 | 1.082 | 1.334 | 1.62 | 1.939 | 2.287 | 2.664 | 3.069 | 3.504 | 3.97 | 4.463 | 4.983 | 5.539 | 6.128 | 6.749 | 7.399 | 8.078 | 8.787 | 9.525 | 10.293 | 11.091 | 11.919 | 12.776 | NPgY | GSP | NG FES - Consumer Transformation | Domestic storage installed capacity (MW)
NG FES - Consumer Transformation | Srg_BB002 | MW | NPgN | PITS_BB_B | Domestic storage installed capacity (MW) | Pitsmoor | PITSMOOR 3/4 | 0.018 | 0.042 | 0.067 | 0.098 | 0.143 | 0.206 | 0.279 | 0.364 | 0.46 | 0.568 | 0.689 | 0.825 | 0.973 | 1.133 | 1.306 | 1.491 | 1.689 | 1.899 | 2.12 | 2.357 | 2.607 | 2.872 | 3.148 | 3.437 | 3.738 | 4.053 | 4.379 | 4.719 | 5.071 | 5.436 | NPgY | GSP | NG FES - Consumer Transformation | Domestic storage installed capacity (MW)
NG FES - Consumer Transformation | Srg_BB002 | MW | NPgN | SALT_1 | Domestic storage installed capacity (MW) | Saltend North | SALTEND NORTH | 0.033 | 0.077 | 0.123 | 0.18 | 0.263 | 0.378 | 0.513 | 0.669 | 0.845 | 1.042 | 1.265 | 1.515 | 1.786 | 2.08 | 2.397 | 2.736 | 3.101 | 3.485 | 3.892 | 4.326 | 4.786 | 5.271 | 5.779 | 6.309 | 6.862 | 7.439 | 8.039 | 8.662 | 9.308 | 9.978 | NPgY | GSP | NG FES - Consumer Transformation | Domestic storage installed capacity (MW)
NG FES - Consumer Transformation | Srg_BB002 | MW | NPgN | SHEC_3 | Domestic storage installed capacity (MW) | Sheffield City | SHEFFIELD CITY | 0.022 | 0.051 | 0.083 | 0.121 | 0.176 | 0.253 | 0.343 | 0.448 | 0.566 | 0.698 | 0.848 | 1.014 | 1.196 | 1.393 | 1.605 | 1.833 | 2.077 | 2.334 | 2.607 | 2.897 | 3.206 | 3.53 | 3.87 | 4.225 | 4.596 | 4.982 | 5.384 | 5.801 | 6.234 | 6.683 | NPgY | GSP | NG FES - Consumer Transformation | Domestic storage installed capacity (MW)
NG FES - Consumer Transformation | Srg_BB002 | MW | NPgN | SKLGB1 | Domestic storage installed capacity (MW) | Skelton Grange | SKELTON GRANGE | 0.243 | 0.57 | 0.919 | 1.343 | 1.957 | 2.813 | 3.816 | 4.977 | 6.29 | 7.757 | 9.419 | 11.274 | 13.295 | 15.484 | 17.84 | 20.368 | 23.081 | 25.943 | 28.968 | 32.201 | 35.626 | 39.235 | 43.015 | 46.961 | 51.079 | 55.371 | 59.837 | 64.476 | 69.288 | 74.273 | NPgY | GSP | NG FES - Consumer Transformation | Domestic storage installed capacity (MW)
NG FES - Consumer Transformation | Srg_BB002 | MW | NPgN | TEMP_3 | Domestic storage installed capacity (MW) | Templeborough | TEMPLEBOROUGH 275/33KV | 0.003 | 0.008 | 0.012 | 0.018 | 0.026 | 0.038 | 0.051 | 0.067 | 0.084 | 0.104 | 0.126 | 0.151 | 0.178 | 0.208 | 0.239 | 0.273 | 0.31 | 0.348 | 0.389 | 0.432 | 0.478 | 0.527 | 0.577 | 0.63 | 0.686 | 0.743 | 0.803 | 0.865 | 0.93 | 0.997 | NPgY | GSP | NG FES - Consumer Transformation | Domestic storage installed capacity (MW)
NG FES - Consumer Transformation | Srg_BB002 | MW | NPgN | THUR_6 | Domestic storage installed capacity (MW) | Thurcroft | THURCROFT | 0.086 | 0.202 | 0.326 | 0.477 | 0.694 | 0.998 | 1.354 | 1.766 | 2.232 | 2.753 | 3.342 | 4 | 4.717 | 5.494 | 6.33 | 7.227 | 8.19 | 9.205 | 10.278 | 11.426 | 12.641 | 13.922 | 15.263 | 16.663 | 18.124 | 19.647 | 21.231 | 22.877 | 24.585 | 26.354 | NPgY | GSP | NG FES - Consumer Transformation | Domestic storage installed capacity (MW)
NG FES - Consumer Transformation | Srg_BB002 | MW | NPgN | WMEL_THOM | Domestic storage installed capacity (MW) | Thorpe Marsh | WEST MELTON / THORPE MARSH | 0.173 | 0.407 | 0.656 | 0.96 | 1.398 | 2.01 | 2.727 | 3.556 | 4.494 | 5.542 | 6.729 | 8.054 | 9.499 | 11.063 | 12.746 | 14.552 | 16.49 | 18.535 | 20.696 | 23.006 | 25.453 | 28.032 | 30.732 | 33.551 | 36.493 | 39.56 | 42.75 | 46.064 | 49.502 | 53.064 | NPgY | GSP | NG FES - Consumer Transformation | Domestic storage installed capacity (MW)
NG FES - Consumer Transformation | Srg_BB002 | MW | NPgN | WMEL_BB3 | Domestic storage installed capacity (MW) | West Melton | WEST MELTON SECTION 3 | 0.154 | 0.36 | 0.581 | 0.85 | 1.238 | 1.78 | 2.415 | 3.149 | 3.98 | 4.909 | 5.96 | 7.134 | 8.413 | 9.798 | 11.289 | 12.888 | 14.605 | 16.416 | 18.33 | 20.376 | 22.543 | 24.827 | 27.219 | 29.715 | 32.321 | 35.037 | 37.863 | 40.798 | 43.843 | 46.998 | NPgY | GSP | NG FES - Consumer Transformation | Domestic storage installed capacity (MW)
NG FES - Consumer Transformation | Srg_BB002 | MW | NPgN | WIBA_3 | Domestic storage installed capacity (MW) | Wincobank | WINCOBANK | 0.007 | 0.016 | 0.026 | 0.038 | 0.055 | 0.08 | 0.108 | 0.141 | 0.178 | 0.22 | 0.267 | 0.319 | 0.376 | 0.438 | 0.505 | 0.576 | 0.653 | 0.734 | 0.82 | 0.911 | 1.008 | 1.11 | 1.217 | 1.329 | 1.445 | 1.567 | 1.693 | 1.825 | 1.961 | 2.102 | NPgY | GSP | NG FES - Consumer Transformation | Domestic storage installed capacity (MW)
NG FES - Falling Short | Srg_BB002 | MW | NPgN | BLYTB1 | Domestic storage installed capacity (MW) | Blyth 66kV | BLYTH 66kV | 0.1 | 0.19 | 0.252 | 0.315 | 0.379 | 0.449 | 0.531 | 0.617 | 0.71 | 0.813 | 0.928 | 1.048 | 1.176 | 1.31 | 1.451 | 1.599 | 1.754 | 1.916 | 2.088 | 2.271 | 2.455 | 2.647 | 2.847 | 3.058 | 3.269 | 3.488 | 3.718 | 3.951 | 4.191 | 4.438 | NPgN | GSP | NG FES - Falling Short | Domestic storage installed capacity (MW)
NG FES - Falling Short | Srg_BB002 | MW | NPgN | BLYTH132 | Domestic storage installed capacity (MW) | Blyth 132kV | BLYTH 132kV | 0.034 | 0.058 | 0.077 | 0.096 | 0.116 | 0.138 | 0.162 | 0.189 | 0.218 | 0.249 | 0.284 | 0.321 | 0.36 | 0.401 | 0.444 | 0.49 | 0.537 | 0.587 | 0.639 | 0.695 | 0.752 | 0.811 | 0.872 | 0.936 | 1.001 | 1.068 | 1.138 | 1.21 | 1.283 | 1.359 | NPgN | GSP | NG FES - Falling Short | Domestic storage installed capacity (MW)
NG FES - Falling Short | Srg_BB002 | MW | NPgN | FOUR_1 | Domestic storage installed capacity (MW) | Fourstones | FOURSTONES | 0.01 | 0.017 | 0.022 | 0.028 | 0.034 | 0.04 | 0.047 | 0.055 | 0.063 | 0.072 | 0.083 | 0.093 | 0.105 | 0.117 | 0.129 | 0.142 | 0.156 | 0.171 | 0.186 | 0.202 | 0.219 | 0.236 | 0.254 | 0.272 | 0.291 | 0.311 | 0.331 | 0.352 | 0.373 | 0.395 | NPgN | GSP | NG FES - Falling Short | Domestic storage installed capacity (MW)
NG FES - Falling Short | Srg_BB002 | MW | NPgN | HARM_6 | Domestic storage installed capacity (MW) | Hart Moor | HARTMOOR | 0.042 | 0.072 | 0.096 | 0.119 | 0.144 | 0.17 | 0.201 | 0.234 | 0.269 | 0.308 | 0.352 | 0.398 | 0.446 | 0.497 | 0.55 | 0.607 | 0.665 | 0.727 | 0.792 | 0.862 | 0.931 | 1.004 | 1.08 | 1.16 | 1.24 | 1.323 | 1.411 | 1.499 | 1.59 | 1.684 | NPgN | GSP | NG FES - Falling Short | Domestic storage installed capacity (MW)
NG FES - Falling Short | Srg_BB002 | MW | NPgN | HAWP_6 | Domestic storage installed capacity (MW) | Hawthorn Pit | HAWTHORN PIT GRID | 0.055 | 0.095 | 0.125 | 0.157 | 0.189 | 0.224 | 0.264 | 0.307 | 0.354 | 0.405 | 0.462 | 0.522 | 0.586 | 0.653 | 0.723 | 0.797 | 0.874 | 0.955 | 1.04 | 1.132 | 1.223 | 1.319 | 1.419 | 1.524 | 1.629 | 1.738 | 1.853 | 1.969 | 2.088 | 2.211 | NPgN | GSP | NG FES - Falling Short | Domestic storage installed capacity (MW)
NG FES - Falling Short | Srg_BB002 | MW | NPgN | KNARE_111 | Domestic storage installed capacity (MW) | Knaresborough | KNARESBOROUGH | 0.086 | 0.148 | 0.196 | 0.245 | 0.295 | 0.349 | 0.412 | 0.479 | 0.552 | 0.632 | 0.721 | 0.814 | 0.914 | 1.018 | 1.127 | 1.242 | 1.363 | 1.489 | 1.622 | 1.765 | 1.907 | 2.057 | 2.212 | 2.376 | 2.54 | 2.71 | 2.889 | 3.069 | 3.256 | 3.448 | NPgN | GSP | NG FES - Falling Short | Domestic storage installed capacity (MW)
NG FES - Falling Short | Srg_BB002 | MW | NPgN | LACK_6 | Domestic storage installed capacity (MW) | Lackenby | LACKENBY | 0.083 | 0.143 | 0.189 | 0.236 | 0.284 | 0.337 | 0.397 | 0.462 | 0.532 | 0.609 | 0.695 | 0.785 | 0.881 | 0.981 | 1.087 | 1.198 | 1.314 | 1.436 | 1.564 | 1.702 | 1.839 | 1.983 | 2.133 | 2.291 | 2.449 | 2.613 | 2.786 | 2.96 | 3.14 | 3.325 | NPgN | GSP | NG FES - Falling Short | Domestic storage installed capacity (MW)
NG FES - Falling Short | Srg_BB002 | MW | NPgN | NORT_1 | Domestic storage installed capacity (MW) | Norton | NORTON | 0.217 | 0.372 | 0.493 | 0.616 | 0.742 | 0.879 | 1.038 | 1.207 | 1.39 | 1.591 | 1.816 | 2.05 | 2.301 | 2.563 | 2.839 | 3.129 | 3.432 | 3.75 | 4.086 | 4.445 | 4.804 | 5.181 | 5.572 | 5.984 | 6.398 | 6.826 | 7.276 | 7.732 | 8.201 | 8.684 | NPgN | GSP | NG FES - Falling Short | Domestic storage installed capacity (MW)
NG FES - Falling Short | Srg_BB002 | MW | NPgN | OFFE_3 | Domestic storage installed capacity (MW) | Offerton | OFFERTON | 0.028 | 0.049 | 0.064 | 0.08 | 0.097 | 0.115 | 0.135 | 0.157 | 0.181 | 0.207 | 0.237 | 0.267 | 0.3 | 0.334 | 0.37 | 0.408 | 0.448 | 0.489 | 0.533 | 0.58 | 0.626 | 0.676 | 0.727 | 0.78 | 0.834 | 0.89 | 0.949 | 1.008 | 1.069 | 1.132 | NPgN | GSP | NG FES - Falling Short | Domestic storage installed capacity (MW)
NG FES - Falling Short | Srg_BB002 | MW | NPgN | OSBA_1 | Domestic storage installed capacity (MW) | Osbaldwick | OSBALDWICK | 0.146 | 0.25 | 0.331 | 0.414 | 0.499 | 0.591 | 0.698 | 0.812 | 0.935 | 1.07 | 1.222 | 1.379 | 1.548 | 1.724 | 1.91 | 2.105 | 2.309 | 2.523 | 2.748 | 2.99 | 3.231 | 3.485 | 3.748 | 4.025 | 4.304 | 4.592 | 4.895 | 5.201 | 5.517 | 5.842 | NPgN | GSP | NG FES - Falling Short | Domestic storage installed capacity (MW)
NG FES - Falling Short | Srg_BB002 | MW | NPgN | POPP_3 | Domestic storage installed capacity (MW) | Poppleton | POPPLETON | 0.022 | 0.037 | 0.049 | 0.061 | 0.074 | 0.087 | 0.103 | 0.12 | 0.138 | 0.158 | 0.181 | 0.204 | 0.229 | 0.255 | 0.282 | 0.311 | 0.341 | 0.373 | 0.406 | 0.442 | 0.478 | 0.515 | 0.554 | 0.595 | 0.636 | 0.679 | 0.724 | 0.769 | 0.816 | 0.864 | NPgN | GSP | NG FES - Falling Short | Domestic storage installed capacity (MW)
NG FES - Falling Short | Srg_BB002 | MW | NPgN | SALH_1 | Domestic storage installed capacity (MW) | Saltholme | SALTHOLME | 0.001 | 0.002 | 0.002 | 0.003 | 0.003 | 0.004 | 0.005 | 0.006 | 0.006 | 0.007 | 0.008 | 0.009 | 0.011 | 0.012 | 0.013 | 0.014 | 0.016 | 0.017 | 0.019 | 0.02 | 0.022 | 0.024 | 0.025 | 0.027 | 0.029 | 0.031 | 0.033 | 0.035 | 0.037 | 0.04 | NPgN | GSP | NG FES - Falling Short | Domestic storage installed capacity (MW)
NG FES - Falling Short | Srg_BB002 | MW | NPgN | SSHI_3 | Domestic storage installed capacity (MW) | South Shields | SOUTH SHIELDS | 0.025 | 0.042 | 0.056 | 0.07 | 0.084 | 0.1 | 0.118 | 0.137 | 0.157 | 0.18 | 0.206 | 0.232 | 0.26 | 0.29 | 0.321 | 0.354 | 0.389 | 0.424 | 0.463 | 0.503 | 0.544 | 0.586 | 0.631 | 0.677 | 0.724 | 0.773 | 0.824 | 0.875 | 0.928 | 0.983 | NPgN | GSP | NG FES - Falling Short | Domestic storage installed capacity (MW)
NG FES - Falling Short | Srg_BB002 | MW | NPgN | KIELD01 and SPAD20 | Domestic storage installed capacity (MW) | 0 | SPADEADAM | 0.004 | 0.007 | 0.01 | 0.012 | 0.015 | 0.017 | 0.021 | 0.024 | 0.028 | 0.032 | 0.036 | 0.041 | 0.046 | 0.051 | 0.056 | 0.062 | 0.068 | 0.074 | 0.081 | 0.088 | 0.095 | 0.103 | 0.111 | 0.119 | 0.127 | 0.136 | 0.145 | 0.154 | 0.163 | 0.173 | NPgN | GSP | NG FES - Falling Short | Domestic storage installed capacity (MW)
NG FES - Falling Short | Srg_BB002 | MW | NPgN | SPEN_1 | Domestic storage installed capacity (MW) | Spennymoor | SPENNYMOOR | 0.125 | 0.215 | 0.284 | 0.356 | 0.428 | 0.507 | 0.599 | 0.697 | 0.802 | 0.918 | 1.048 | 1.183 | 1.328 | 1.479 | 1.639 | 1.806 | 1.981 | 2.164 | 2.358 | 2.565 | 2.772 | 2.99 | 3.216 | 3.454 | 3.693 | 3.94 | 4.199 | 4.462 | 4.733 | 5.012 | NPgN | GSP | NG FES - Falling Short | Domestic storage installed capacity (MW)
NG FES - Falling Short | Srg_BB002 | MW | NPgN | STEN_1 | Domestic storage installed capacity (MW) | Stella North | STELLA NORTH | 0.087 | 0.15 | 0.198 | 0.248 | 0.299 | 0.354 | 0.418 | 0.486 | 0.559 | 0.64 | 0.731 | 0.825 | 0.926 | 1.032 | 1.143 | 1.259 | 1.381 | 1.509 | 1.644 | 1.789 | 1.933 | 2.085 | 2.242 | 2.408 | 2.575 | 2.747 | 2.928 | 3.112 | 3.301 | 3.495 | NPgN | GSP | NG FES - Falling Short | Domestic storage installed capacity (MW)
NG FES - Falling Short | Srg_BB002 | MW | NPgN | STES_1 | Domestic storage installed capacity (MW) | Stella South | STELLA SOUTH | 0.075 | 0.13 | 0.172 | 0.214 | 0.258 | 0.306 | 0.361 | 0.42 | 0.484 | 0.554 | 0.632 | 0.714 | 0.801 | 0.892 | 0.988 | 1.089 | 1.195 | 1.305 | 1.422 | 1.547 | 1.672 | 1.804 | 1.94 | 2.083 | 2.227 | 2.376 | 2.533 | 2.692 | 2.855 | 3.023 | NPgN | GSP | NG FES - Falling Short | Domestic storage installed capacity (MW)
NG FES - Falling Short | Srg_BB002 | MW | NPgN | TYNE_1 | Domestic storage installed capacity (MW) | Tynemouth 1 | TYNEMOUTH | 0.076 | 0.13 | 0.172 | 0.215 | 0.259 | 0.306 | 0.362 | 0.421 | 0.485 | 0.554 | 0.633 | 0.715 | 0.802 | 0.893 | 0.99 | 1.091 | 1.196 | 1.307 | 1.424 | 1.549 | 1.674 | 1.806 | 1.942 | 2.086 | 2.23 | 2.379 | 2.536 | 2.695 | 2.859 | 3.027 | NPgN | GSP | NG FES - Falling Short | Domestic storage installed capacity (MW)
NG FES - Falling Short | Srg_BB002 | MW | NPgN | WBOL_6 | Domestic storage installed capacity (MW) | West Boldon | WEST BOLDON | 0.102 | 0.175 | 0.232 | 0.29 | 0.349 | 0.414 | 0.489 | 0.568 | 0.654 | 0.748 | 0.854 | 0.965 | 1.083 | 1.206 | 1.336 | 1.472 | 1.615 | 1.764 | 1.922 | 2.091 | 2.26 | 2.438 | 2.622 | 2.816 | 3.01 | 3.212 | 3.424 | 3.638 | 3.859 | 4.086 | NPgN | GSP | NG FES - Falling Short | Domestic storage installed capacity (MW)
NG FES - Falling Short | Srg_BB002 | MW | NPgN | BRAW_1 | Domestic storage installed capacity (MW) | Bradford West | BRADFORD WEST | 0.224 | 0.384 | 0.509 | 0.636 | 0.766 | 0.907 | 1.072 | 1.247 | 1.435 | 1.642 | 1.875 | 2.117 | 2.376 | 2.646 | 2.931 | 3.23 | 3.544 | 3.871 | 4.218 | 4.588 | 4.959 | 5.348 | 5.752 | 6.177 | 6.605 | 7.047 | 7.511 | 7.982 | 8.467 | 8.965 | NPgY | GSP | NG FES - Falling Short | Domestic storage installed capacity (MW)
NG FES - Falling Short | Srg_BB002 | MW | NPgN | CAMB_01 | Domestic storage installed capacity (MW) | Camblesforth | CAMBLESFORTH | 0.023 | 0.039 | 0.052 | 0.065 | 0.078 | 0.093 | 0.11 | 0.128 | 0.147 | 0.168 | 0.192 | 0.217 | 0.243 | 0.271 | 0.3 | 0.331 | 0.363 | 0.396 | 0.432 | 0.47 | 0.508 | 0.548 | 0.589 | 0.633 | 0.676 | 0.722 | 0.769 | 0.817 | 0.867 | 0.918 | NPgY | GSP | NG FES - Falling Short | Domestic storage installed capacity (MW)
NG FES - Falling Short | Srg_BB002 | MW | NPgN | CREB_1 | Domestic storage installed capacity (MW) | Creyke Beck | CREYKE BECK | 0.25 | 0.429 | 0.568 | 0.71 | 0.856 | 1.014 | 1.197 | 1.392 | 1.603 | 1.834 | 2.094 | 2.364 | 2.653 | 2.955 | 3.274 | 3.608 | 3.958 | 4.324 | 4.711 | 5.125 | 5.539 | 5.974 | 6.425 | 6.9 | 7.377 | 7.871 | 8.39 | 8.915 | 9.456 | 10.013 | NPgY | GSP | NG FES - Falling Short | Domestic storage installed capacity (MW)
NG FES - Falling Short | Srg_BB002 | MW | NPgN | DRAX_YEDL | Domestic storage installed capacity (MW) | Drax | DRAX | 0.029 | 0.049 | 0.065 | 0.081 | 0.098 | 0.116 | 0.137 | 0.16 | 0.184 | 0.21 | 0.24 | 0.271 | 0.304 | 0.339 | 0.375 | 0.414 | 0.454 | 0.496 | 0.54 | 0.588 | 0.635 | 0.685 | 0.737 | 0.791 | 0.846 | 0.903 | 0.962 | 1.022 | 1.085 | 1.148 | NPgY | GSP | NG FES - Falling Short | Domestic storage installed capacity (MW)
NG FES - Falling Short | Srg_BB002 | MW | NPgN | ELLA_1 | Domestic storage installed capacity (MW) | Elland | ELLAND | 0.168 | 0.288 | 0.382 | 0.477 | 0.575 | 0.681 | 0.804 | 0.936 | 1.077 | 1.233 | 1.407 | 1.589 | 1.783 | 1.986 | 2.2 | 2.424 | 2.66 | 2.905 | 3.166 | 3.444 | 3.722 | 4.014 | 4.317 | 4.636 | 4.957 | 5.289 | 5.638 | 5.991 | 6.354 | 6.729 | NPgY | GSP | NG FES - Falling Short | Domestic storage installed capacity (MW)
NG FES - Falling Short | Srg_BB002 | MW | NPgN | FERRA2 | Domestic storage installed capacity (MW) | Ferrybridge A | FERRYBRIDGE A | 0.054 | 0.092 | 0.122 | 0.152 | 0.183 | 0.217 | 0.257 | 0.299 | 0.344 | 0.393 | 0.449 | 0.507 | 0.569 | 0.634 | 0.702 | 0.774 | 0.849 | 0.927 | 1.01 | 1.099 | 1.188 | 1.281 | 1.378 | 1.48 | 1.582 | 1.688 | 1.799 | 1.912 | 2.028 | 2.147 | NPgY | GSP | NG FES - Falling Short | Domestic storage installed capacity (MW)
NG FES - Falling Short | Srg_BB002 | MW | NPgN | FERRB9 | Domestic storage installed capacity (MW) | Ferrybridge B (_M) | FERRYBRIDGE B | 0.118 | 0.203 | 0.268 | 0.335 | 0.404 | 0.478 | 0.565 | 0.657 | 0.756 | 0.866 | 0.988 | 1.116 | 1.252 | 1.395 | 1.545 | 1.703 | 1.868 | 2.041 | 2.223 | 2.419 | 2.614 | 2.819 | 3.032 | 3.256 | 3.482 | 3.715 | 3.96 | 4.208 | 4.463 | 4.726 | NPgY | GSP | NG FES - Falling Short | Domestic storage installed capacity (MW)
NG FES - Falling Short | Srg_BB002 | MW | NPgN | GRIW_1 | Domestic storage installed capacity (MW) | Grimsby West | GRIMSBY WEST | 0.087 | 0.149 | 0.197 | 0.246 | 0.297 | 0.351 | 0.415 | 0.483 | 0.556 | 0.636 | 0.726 | 0.82 | 0.92 | 1.025 | 1.135 | 1.251 | 1.372 | 1.499 | 1.633 | 1.777 | 1.92 | 2.071 | 2.227 | 2.392 | 2.558 | 2.729 | 2.909 | 3.091 | 3.278 | 3.471 | NPgY | GSP | NG FES - Falling Short | Domestic storage installed capacity (MW)
NG FES - Falling Short | Srg_BB002 | MW | NPgN | JORD_3 | Domestic storage installed capacity (MW) | Jordanthorpe | JORDANTHORPE | 0.026 | 0.045 | 0.06 | 0.075 | 0.09 | 0.106 | 0.126 | 0.146 | 0.168 | 0.192 | 0.22 | 0.248 | 0.278 | 0.31 | 0.343 | 0.378 | 0.415 | 0.454 | 0.494 | 0.538 | 0.581 | 0.627 | 0.674 | 0.724 | 0.774 | 0.826 | 0.88 | 0.935 | 0.992 | 1.051 | NPgY | GSP | NG FES - Falling Short | Domestic storage installed capacity (MW)
NG FES - Falling Short | Srg_BB002 | MW | NPgN | KEAD_YEDL | Domestic storage installed capacity (MW) | Keadby | KEADBY | 0.119 | 0.205 | 0.271 | 0.339 | 0.408 | 0.483 | 0.571 | 0.664 | 0.764 | 0.874 | 0.998 | 1.127 | 1.265 | 1.409 | 1.56 | 1.72 | 1.886 | 2.061 | 2.245 | 2.443 | 2.64 | 2.847 | 3.062 | 3.288 | 3.516 | 3.751 | 3.999 | 4.249 | 4.507 | 4.773 | NPgY | GSP | NG FES - Falling Short | Domestic storage installed capacity (MW)
NG FES - Falling Short | Srg_BB002 | MW | NPgN | KIRKB1 | Domestic storage installed capacity (MW) | Kirkstall B | KIRKSTALL B | 0.094 | 0.162 | 0.214 | 0.268 | 0.322 | 0.382 | 0.451 | 0.525 | 0.604 | 0.691 | 0.789 | 0.891 | 1 | 1.114 | 1.234 | 1.36 | 1.492 | 1.63 | 1.776 | 1.932 | 2.088 | 2.252 | 2.421 | 2.6 | 2.78 | 2.966 | 3.162 | 3.36 | 3.564 | 3.774 | NPgY | GSP | NG FES - Falling Short | Domestic storage installed capacity (MW)
NG FES - Falling Short | Srg_BB002 | MW | NPgN | NEEP_3 | Domestic storage installed capacity (MW) | Neepsend | NEEPSEND | 0.042 | 0.071 | 0.094 | 0.118 | 0.142 | 0.168 | 0.199 | 0.231 | 0.266 | 0.305 | 0.348 | 0.393 | 0.441 | 0.491 | 0.544 | 0.599 | 0.657 | 0.718 | 0.782 | 0.851 | 0.92 | 0.992 | 1.067 | 1.146 | 1.225 | 1.307 | 1.393 | 1.48 | 1.57 | 1.663 | NPgY | GSP | NG FES - Falling Short | Domestic storage installed capacity (MW)
NG FES - Falling Short | Srg_BB002 | MW | NPgN | NORL_3 | Domestic storage installed capacity (MW) | Norton Lees | NORTON LEES | 0.042 | 0.072 | 0.095 | 0.119 | 0.143 | 0.169 | 0.2 | 0.233 | 0.268 | 0.306 | 0.35 | 0.395 | 0.443 | 0.494 | 0.547 | 0.603 | 0.661 | 0.722 | 0.787 | 0.856 | 0.925 | 0.998 | 1.073 | 1.153 | 1.232 | 1.315 | 1.401 | 1.489 | 1.58 | 1.673 | NPgY | GSP | NG FES - Falling Short | Domestic storage installed capacity (MW)
NG FES - Falling Short | Srg_BB002 | MW | NPgN | PITS_BB_B | Domestic storage installed capacity (MW) | Pitsmoor | PITSMOOR 3/4 | 0.018 | 0.031 | 0.04 | 0.05 | 0.061 | 0.072 | 0.085 | 0.099 | 0.114 | 0.13 | 0.149 | 0.168 | 0.189 | 0.21 | 0.233 | 0.256 | 0.281 | 0.307 | 0.335 | 0.364 | 0.394 | 0.425 | 0.457 | 0.49 | 0.524 | 0.559 | 0.596 | 0.634 | 0.672 | 0.712 | NPgY | GSP | NG FES - Falling Short | Domestic storage installed capacity (MW)
NG FES - Falling Short | Srg_BB002 | MW | NPgN | SALT_1 | Domestic storage installed capacity (MW) | Saltend North | SALTEND NORTH | 0.033 | 0.056 | 0.074 | 0.093 | 0.112 | 0.132 | 0.156 | 0.182 | 0.209 | 0.239 | 0.273 | 0.308 | 0.346 | 0.386 | 0.427 | 0.471 | 0.516 | 0.564 | 0.615 | 0.669 | 0.723 | 0.779 | 0.838 | 0.9 | 0.962 | 1.027 | 1.095 | 1.163 | 1.234 | 1.306 | NPgY | GSP | NG FES - Falling Short | Domestic storage installed capacity (MW)
NG FES - Falling Short | Srg_BB002 | MW | NPgN | SHEC_3 | Domestic storage installed capacity (MW) | Sheffield City | SHEFFIELD CITY | 0.022 | 0.038 | 0.05 | 0.062 | 0.075 | 0.089 | 0.105 | 0.122 | 0.14 | 0.16 | 0.183 | 0.207 | 0.232 | 0.258 | 0.286 | 0.315 | 0.346 | 0.378 | 0.412 | 0.448 | 0.484 | 0.522 | 0.561 | 0.603 | 0.645 | 0.688 | 0.733 | 0.779 | 0.826 | 0.875 | NPgY | GSP | NG FES - Falling Short | Domestic storage installed capacity (MW)
NG FES - Falling Short | Srg_BB002 | MW | NPgN | SKLGB1 | Domestic storage installed capacity (MW) | Skelton Grange | SKELTON GRANGE | 0.243 | 0.417 | 0.552 | 0.69 | 0.831 | 0.984 | 1.163 | 1.352 | 1.557 | 1.781 | 2.033 | 2.296 | 2.577 | 2.87 | 3.179 | 3.503 | 3.843 | 4.199 | 4.575 | 4.977 | 5.379 | 5.801 | 6.239 | 6.7 | 7.164 | 7.643 | 8.147 | 8.657 | 9.183 | 9.724 | NPgY | GSP | NG FES - Falling Short | Domestic storage installed capacity (MW)
NG FES - Falling Short | Srg_BB002 | MW | NPgN | TEMP_3 | Domestic storage installed capacity (MW) | Templeborough | TEMPLEBOROUGH 275/33KV | 0.003 | 0.006 | 0.007 | 0.009 | 0.011 | 0.013 | 0.016 | 0.018 | 0.021 | 0.024 | 0.027 | 0.031 | 0.035 | 0.039 | 0.043 | 0.047 | 0.052 | 0.056 | 0.061 | 0.067 | 0.072 | 0.078 | 0.084 | 0.09 | 0.096 | 0.103 | 0.109 | 0.116 | 0.123 | 0.131 | NPgY | GSP | NG FES - Falling Short | Domestic storage installed capacity (MW)
NG FES - Falling Short | Srg_BB002 | MW | NPgN | THUR_6 | Domestic storage installed capacity (MW) | Thurcroft | THURCROFT | 0.086 | 0.148 | 0.196 | 0.245 | 0.295 | 0.349 | 0.413 | 0.48 | 0.552 | 0.632 | 0.721 | 0.815 | 0.914 | 1.018 | 1.128 | 1.243 | 1.364 | 1.49 | 1.623 | 1.766 | 1.908 | 2.058 | 2.214 | 2.377 | 2.542 | 2.712 | 2.891 | 3.072 | 3.258 | 3.45 | NPgY | GSP | NG FES - Falling Short | Domestic storage installed capacity (MW)
NG FES - Falling Short | Srg_BB002 | MW | NPgN | WMEL_THOM | Domestic storage installed capacity (MW) | Thorpe Marsh | WEST MELTON / THORPE MARSH | 0.173 | 0.298 | 0.394 | 0.493 | 0.594 | 0.703 | 0.831 | 0.966 | 1.112 | 1.273 | 1.453 | 1.64 | 1.841 | 2.05 | 2.271 | 2.503 | 2.746 | 3 | 3.269 | 3.556 | 3.843 | 4.145 | 4.457 | 4.787 | 5.118 | 5.461 | 5.821 | 6.185 | 6.561 | 6.947 | NPgY | GSP | NG FES - Falling Short | Domestic storage installed capacity (MW)
NG FES - Falling Short | Srg_BB002 | MW | NPgN | WMEL_BB3 | Domestic storage installed capacity (MW) | West Melton | WEST MELTON SECTION 3 | 0.154 | 0.264 | 0.349 | 0.436 | 0.526 | 0.623 | 0.736 | 0.856 | 0.985 | 1.127 | 1.287 | 1.453 | 1.63 | 1.816 | 2.012 | 2.217 | 2.432 | 2.657 | 2.895 | 3.149 | 3.403 | 3.671 | 3.948 | 4.24 | 4.533 | 4.836 | 5.155 | 5.478 | 5.811 | 6.153 | NPgY | GSP | NG FES - Falling Short | Domestic storage installed capacity (MW)
NG FES - Falling Short | Srg_BB002 | MW | NPgN | WIBA_3 | Domestic storage installed capacity (MW) | Wincobank | WINCOBANK | 0.007 | 0.012 | 0.016 | 0.02 | 0.024 | 0.028 | 0.033 | 0.038 | 0.044 | 0.05 | 0.058 | 0.065 | 0.073 | 0.081 | 0.09 | 0.099 | 0.109 | 0.119 | 0.129 | 0.141 | 0.152 | 0.164 | 0.177 | 0.19 | 0.203 | 0.216 | 0.231 | 0.245 | 0.26 | 0.275 | NPgY | GSP | NG FES - Falling Short | Domestic storage installed capacity (MW)
NG FES - Leading the Way | Srg_BB002 | MW | NPgN | BLYTB1 | Domestic storage installed capacity (MW) | Blyth 66kV | BLYTH 66kV | 0.1 | 0.282 | 0.465 | 0.691 | 1.017 | 1.469 | 2.005 | 2.621 | 3.324 | 4.105 | 4.989 | 5.979 | 7.055 | 8.221 | 9.475 | 10.818 | 12.251 | 13.772 | 15.382 | 17.098 | 18.922 | 20.84 | 22.848 | 24.951 | 27.144 | 29.433 | 31.815 | 34.284 | 36.85 | 39.509 | NPgN | GSP | NG FES - Leading the Way | Domestic storage installed capacity (MW)
NG FES - Leading the Way | Srg_BB002 | MW | NPgN | BLYTH132 | Domestic storage installed capacity (MW) | Blyth 132kV | BLYTH 132kV | 0.034 | 0.086 | 0.142 | 0.212 | 0.312 | 0.45 | 0.614 | 0.803 | 1.018 | 1.257 | 1.528 | 1.831 | 2.16 | 2.517 | 2.901 | 3.313 | 3.751 | 4.217 | 4.71 | 5.235 | 5.794 | 6.381 | 6.996 | 7.64 | 8.312 | 9.012 | 9.742 | 10.498 | 11.284 | 12.098 | NPgN | GSP | NG FES - Leading the Way | Domestic storage installed capacity (MW)
NG FES - Leading the Way | Srg_BB002 | MW | NPgN | FOUR_1 | Domestic storage installed capacity (MW) | Fourstones | FOURSTONES | 0.01 | 0.025 | 0.041 | 0.062 | 0.091 | 0.131 | 0.179 | 0.233 | 0.296 | 0.366 | 0.444 | 0.532 | 0.628 | 0.732 | 0.844 | 0.963 | 1.091 | 1.227 | 1.37 | 1.523 | 1.685 | 1.856 | 2.035 | 2.222 | 2.417 | 2.621 | 2.833 | 3.053 | 3.282 | 3.519 | NPgN | GSP | NG FES - Leading the Way | Domestic storage installed capacity (MW)
NG FES - Leading the Way | Srg_BB002 | MW | NPgN | HARM_6 | Domestic storage installed capacity (MW) | Hart Moor | HARTMOOR | 0.042 | 0.107 | 0.176 | 0.262 | 0.386 | 0.557 | 0.761 | 0.994 | 1.261 | 1.557 | 1.893 | 2.268 | 2.677 | 3.119 | 3.595 | 4.105 | 4.648 | 5.225 | 5.836 | 6.487 | 7.179 | 7.907 | 8.669 | 9.467 | 10.299 | 11.167 | 12.07 | 13.007 | 13.981 | 14.99 | NPgN | GSP | NG FES - Leading the Way | Domestic storage installed capacity (MW)
NG FES - Leading the Way | Srg_BB002 | MW | NPgN | HAWP_6 | Domestic storage installed capacity (MW) | Hawthorn Pit | HAWTHORN PIT GRID | 0.055 | 0.14 | 0.232 | 0.344 | 0.507 | 0.732 | 0.999 | 1.306 | 1.656 | 2.045 | 2.486 | 2.979 | 3.516 | 4.096 | 4.721 | 5.391 | 6.104 | 6.862 | 7.665 | 8.52 | 9.428 | 10.384 | 11.385 | 12.433 | 13.525 | 14.666 | 15.852 | 17.083 | 18.361 | 19.686 | NPgN | GSP | NG FES - Leading the Way | Domestic storage installed capacity (MW)
NG FES - Leading the Way | Srg_BB002 | MW | NPgN | KNARE_111 | Domestic storage installed capacity (MW) | Knaresborough | KNARESBOROUGH | 0.086 | 0.219 | 0.361 | 0.537 | 0.79 | 1.141 | 1.557 | 2.036 | 2.582 | 3.189 | 3.876 | 4.645 | 5.481 | 6.387 | 7.361 | 8.405 | 9.518 | 10.7 | 11.951 | 13.284 | 14.701 | 16.191 | 17.751 | 19.385 | 21.089 | 22.867 | 24.717 | 26.636 | 28.629 | 30.695 | NPgN | GSP | NG FES - Leading the Way | Domestic storage installed capacity (MW)
NG FES - Leading the Way | Srg_BB002 | MW | NPgN | LACK_6 | Domestic storage installed capacity (MW) | Lackenby | LACKENBY | 0.083 | 0.211 | 0.348 | 0.518 | 0.762 | 1.101 | 1.502 | 1.964 | 2.49 | 3.076 | 3.738 | 4.48 | 5.286 | 6.159 | 7.099 | 8.105 | 9.178 | 10.318 | 11.525 | 12.81 | 14.176 | 15.614 | 17.118 | 18.694 | 20.337 | 22.051 | 23.836 | 25.686 | 27.608 | 29.6 | NPgN | GSP | NG FES - Leading the Way | Domestic storage installed capacity (MW)
NG FES - Leading the Way | Srg_BB002 | MW | NPgN | NORT_1 | Domestic storage installed capacity (MW) | Norton | NORTON | 0.217 | 0.551 | 0.91 | 1.352 | 1.991 | 2.875 | 3.923 | 5.13 | 6.505 | 8.034 | 9.764 | 11.701 | 13.807 | 16.088 | 18.543 | 21.172 | 23.975 | 26.952 | 30.103 | 33.461 | 37.03 | 40.784 | 44.715 | 48.83 | 53.122 | 57.601 | 62.261 | 67.095 | 72.115 | 77.319 | NPgN | GSP | NG FES - Leading the Way | Domestic storage installed capacity (MW)
NG FES - Leading the Way | Srg_BB002 | MW | NPgN | OFFE_3 | Domestic storage installed capacity (MW) | Offerton | OFFERTON | 0.028 | 0.072 | 0.119 | 0.176 | 0.26 | 0.375 | 0.512 | 0.669 | 0.848 | 1.047 | 1.273 | 1.526 | 1.8 | 2.098 | 2.418 | 2.761 | 3.126 | 3.514 | 3.925 | 4.363 | 4.828 | 5.318 | 5.83 | 6.367 | 6.926 | 7.51 | 8.118 | 8.748 | 9.403 | 10.082 | NPgN | GSP | NG FES - Leading the Way | Domestic storage installed capacity (MW)
NG FES - Leading the Way | Srg_BB002 | MW | NPgN | OSBA_1 | Domestic storage installed capacity (MW) | Osbaldwick | OSBALDWICK | 0.146 | 0.371 | 0.612 | 0.91 | 1.339 | 1.934 | 2.639 | 3.451 | 4.375 | 5.404 | 6.568 | 7.871 | 9.288 | 10.822 | 12.474 | 14.242 | 16.128 | 18.13 | 20.25 | 22.509 | 24.91 | 27.435 | 30.079 | 32.847 | 35.734 | 38.747 | 41.882 | 45.134 | 48.511 | 52.012 | NPgN | GSP | NG FES - Leading the Way | Domestic storage installed capacity (MW)
NG FES - Leading the Way | Srg_BB002 | MW | NPgN | POPP_3 | Domestic storage installed capacity (MW) | Poppleton | POPPLETON | 0.022 | 0.055 | 0.091 | 0.134 | 0.198 | 0.286 | 0.39 | 0.51 | 0.647 | 0.799 | 0.971 | 1.164 | 1.373 | 1.6 | 1.844 | 2.106 | 2.385 | 2.681 | 2.994 | 3.328 | 3.683 | 4.057 | 4.448 | 4.857 | 5.284 | 5.73 | 6.193 | 6.674 | 7.173 | 7.691 | NPgN | GSP | NG FES - Leading the Way | Domestic storage installed capacity (MW)
NG FES - Leading the Way | Srg_BB002 | MW | NPgN | SALH_1 | Domestic storage installed capacity (MW) | Saltholme | SALTHOLME | 0.001 | 0.003 | 0.004 | 0.006 | 0.009 | 0.013 | 0.018 | 0.023 | 0.03 | 0.037 | 0.045 | 0.053 | 0.063 | 0.073 | 0.085 | 0.097 | 0.109 | 0.123 | 0.137 | 0.153 | 0.169 | 0.186 | 0.204 | 0.223 | 0.243 | 0.263 | 0.284 | 0.306 | 0.329 | 0.353 | NPgN | GSP | NG FES - Leading the Way | Domestic storage installed capacity (MW)
NG FES - Leading the Way | Srg_BB002 | MW | NPgN | SSHI_3 | Domestic storage installed capacity (MW) | South Shields | SOUTH SHIELDS | 0.025 | 0.062 | 0.103 | 0.153 | 0.225 | 0.325 | 0.444 | 0.581 | 0.736 | 0.909 | 1.105 | 1.325 | 1.563 | 1.821 | 2.099 | 2.397 | 2.714 | 3.051 | 3.408 | 3.788 | 4.192 | 4.617 | 5.062 | 5.528 | 6.013 | 6.52 | 7.048 | 7.595 | 8.163 | 8.752 | NPgN | GSP | NG FES - Leading the Way | Domestic storage installed capacity (MW)
NG FES - Leading the Way | Srg_BB002 | MW | NPgN | KIELD01 and SPAD20 | Domestic storage installed capacity (MW) | 0 | SPADEADAM | 0.004 | 0.011 | 0.018 | 0.027 | 0.04 | 0.057 | 0.078 | 0.102 | 0.129 | 0.16 | 0.194 | 0.232 | 0.274 | 0.32 | 0.368 | 0.421 | 0.476 | 0.535 | 0.598 | 0.665 | 0.736 | 0.81 | 0.888 | 0.97 | 1.055 | 1.144 | 1.237 | 1.333 | 1.433 | 1.536 | NPgN | GSP | NG FES - Leading the Way | Domestic storage installed capacity (MW)
NG FES - Leading the Way | Srg_BB002 | MW | NPgN | SPEN_1 | Domestic storage installed capacity (MW) | Spennymoor | SPENNYMOOR | 0.125 | 0.318 | 0.525 | 0.78 | 1.149 | 1.659 | 2.264 | 2.961 | 3.754 | 4.637 | 5.635 | 6.753 | 7.969 | 9.285 | 10.702 | 12.219 | 13.837 | 15.555 | 17.374 | 19.312 | 21.372 | 23.539 | 25.807 | 28.182 | 30.659 | 33.244 | 35.934 | 38.724 | 41.622 | 44.625 | NPgN | GSP | NG FES - Leading the Way | Domestic storage installed capacity (MW)
NG FES - Leading the Way | Srg_BB002 | MW | NPgN | STEN_1 | Domestic storage installed capacity (MW) | Stella North | STELLA NORTH | 0.087 | 0.222 | 0.366 | 0.544 | 0.801 | 1.157 | 1.579 | 2.064 | 2.618 | 3.233 | 3.93 | 4.709 | 5.557 | 6.475 | 7.463 | 8.521 | 9.649 | 10.847 | 12.115 | 13.467 | 14.903 | 16.414 | 17.996 | 19.652 | 21.379 | 23.182 | 25.058 | 27.003 | 29.024 | 31.118 | NPgN | GSP | NG FES - Leading the Way | Domestic storage installed capacity (MW)
NG FES - Leading the Way | Srg_BB002 | MW | NPgN | STES_1 | Domestic storage installed capacity (MW) | Stella South | STELLA SOUTH | 0.075 | 0.192 | 0.317 | 0.471 | 0.693 | 1.001 | 1.366 | 1.786 | 2.264 | 2.797 | 3.399 | 4.073 | 4.807 | 5.6 | 6.455 | 7.37 | 8.346 | 9.382 | 10.479 | 11.648 | 12.891 | 14.198 | 15.566 | 16.998 | 18.492 | 20.052 | 21.674 | 23.357 | 25.104 | 26.916 | NPgN | GSP | NG FES - Leading the Way | Domestic storage installed capacity (MW)
NG FES - Leading the Way | Srg_BB002 | MW | NPgN | TYNE_1 | Domestic storage installed capacity (MW) | Tynemouth 1 | TYNEMOUTH | 0.076 | 0.192 | 0.317 | 0.471 | 0.694 | 1.002 | 1.367 | 1.788 | 2.267 | 2.8 | 3.403 | 4.078 | 4.813 | 5.608 | 6.463 | 7.38 | 8.357 | 9.394 | 10.493 | 11.663 | 12.907 | 14.216 | 15.586 | 17.02 | 18.516 | 20.077 | 21.702 | 23.386 | 25.136 | 26.95 | NPgN | GSP | NG FES - Leading the Way | Domestic storage installed capacity (MW)
NG FES - Leading the Way | Srg_BB002 | MW | NPgN | WBOL_6 | Domestic storage installed capacity (MW) | West Boldon | WEST BOLDON | 0.102 | 0.259 | 0.428 | 0.636 | 0.937 | 1.353 | 1.846 | 2.414 | 3.061 | 3.78 | 4.594 | 5.506 | 6.497 | 7.57 | 8.725 | 9.962 | 11.281 | 12.682 | 14.164 | 15.744 | 17.424 | 19.19 | 21.039 | 22.976 | 24.995 | 27.103 | 29.296 | 31.57 | 33.932 | 36.381 | NPgN | GSP | NG FES - Leading the Way | Domestic storage installed capacity (MW)
NG FES - Leading the Way | Srg_BB002 | MW | NPgN | BRAW_1 | Domestic storage installed capacity (MW) | Bradford West | BRADFORD WEST | 0.224 | 0.569 | 0.939 | 1.396 | 2.056 | 2.968 | 4.05 | 5.296 | 6.715 | 8.294 | 10.08 | 12.08 | 14.254 | 16.609 | 19.143 | 21.857 | 24.751 | 27.824 | 31.077 | 34.544 | 38.228 | 42.104 | 46.161 | 50.41 | 54.84 | 59.464 | 64.276 | 69.266 | 74.449 | 79.821 | NPgY | GSP | NG FES - Leading the Way | Domestic storage installed capacity (MW)
NG FES - Leading the Way | Srg_BB002 | MW | NPgN | CAMB_01 | Domestic storage installed capacity (MW) | Camblesforth | CAMBLESFORTH | 0.023 | 0.058 | 0.096 | 0.143 | 0.21 | 0.304 | 0.415 | 0.542 | 0.688 | 0.849 | 1.032 | 1.237 | 1.46 | 1.701 | 1.96 | 2.238 | 2.534 | 2.849 | 3.182 | 3.537 | 3.914 | 4.311 | 4.727 | 5.162 | 5.615 | 6.089 | 6.582 | 7.093 | 7.623 | 8.173 | NPgY | GSP | NG FES - Leading the Way | Domestic storage installed capacity (MW)
NG FES - Leading the Way | Srg_BB002 | MW | NPgN | CREB_1 | Domestic storage installed capacity (MW) | Creyke Beck | CREYKE BECK | 0.25 | 0.636 | 1.049 | 1.559 | 2.296 | 3.315 | 4.523 | 5.915 | 7.5 | 9.263 | 11.258 | 13.492 | 15.921 | 18.55 | 21.381 | 24.412 | 27.644 | 31.077 | 34.71 | 38.582 | 42.697 | 47.026 | 51.558 | 56.303 | 61.251 | 66.416 | 71.79 | 77.363 | 83.152 | 89.152 | NPgY | GSP | NG FES - Leading the Way | Domestic storage installed capacity (MW)
NG FES - Leading the Way | Srg_BB002 | MW | NPgN | DRAX_YEDL | Domestic storage installed capacity (MW) | Drax | DRAX | 0.029 | 0.073 | 0.12 | 0.179 | 0.263 | 0.38 | 0.519 | 0.678 | 0.86 | 1.062 | 1.291 | 1.547 | 1.826 | 2.128 | 2.452 | 2.8 | 3.171 | 3.564 | 3.981 | 4.425 | 4.897 | 5.393 | 5.913 | 6.457 | 7.025 | 7.617 | 8.234 | 8.873 | 9.537 | 10.225 | NPgY | GSP | NG FES - Leading the Way | Domestic storage installed capacity (MW)
NG FES - Leading the Way | Srg_BB002 | MW | NPgN | ELLA_1 | Domestic storage installed capacity (MW) | Elland | ELLAND | 0.168 | 0.427 | 0.705 | 1.048 | 1.543 | 2.228 | 3.04 | 3.975 | 5.04 | 6.225 | 7.565 | 9.066 | 10.698 | 12.465 | 14.367 | 16.404 | 18.576 | 20.883 | 23.325 | 25.926 | 28.692 | 31.6 | 34.646 | 37.834 | 41.159 | 44.63 | 48.241 | 51.986 | 55.876 | 59.908 | NPgY | GSP | NG FES - Leading the Way | Domestic storage installed capacity (MW)
NG FES - Leading the Way | Srg_BB002 | MW | NPgN | FERRA2 | Domestic storage installed capacity (MW) | Ferrybridge A | FERRYBRIDGE A | 0.054 | 0.136 | 0.225 | 0.334 | 0.492 | 0.711 | 0.97 | 1.268 | 1.608 | 1.986 | 2.414 | 2.893 | 3.414 | 3.978 | 4.585 | 5.235 | 5.928 | 6.664 | 7.444 | 8.274 | 9.156 | 10.085 | 11.057 | 12.074 | 13.135 | 14.243 | 15.395 | 16.59 | 17.832 | 19.119 | NPgY | GSP | NG FES - Leading the Way | Domestic storage installed capacity (MW)
NG FES - Leading the Way | Srg_BB002 | MW | NPgN | FERRB9 | Domestic storage installed capacity (MW) | Ferrybridge B (_M) | FERRYBRIDGE B | 0.118 | 0.3 | 0.495 | 0.736 | 1.084 | 1.565 | 2.135 | 2.792 | 3.54 | 4.372 | 5.314 | 6.368 | 7.514 | 8.755 | 10.091 | 11.522 | 13.047 | 14.667 | 16.382 | 18.21 | 20.152 | 22.195 | 24.334 | 26.573 | 28.909 | 31.346 | 33.883 | 36.513 | 39.245 | 42.077 | NPgY | GSP | NG FES - Leading the Way | Domestic storage installed capacity (MW)
NG FES - Leading the Way | Srg_BB002 | MW | NPgN | GRIW_1 | Domestic storage installed capacity (MW) | Grimsby West | GRIMSBY WEST | 0.087 | 0.22 | 0.364 | 0.54 | 0.796 | 1.149 | 1.568 | 2.051 | 2.6 | 3.211 | 3.903 | 4.677 | 5.519 | 6.431 | 7.412 | 8.463 | 9.584 | 10.774 | 12.033 | 13.376 | 14.802 | 16.303 | 17.874 | 19.519 | 21.235 | 23.025 | 24.888 | 26.82 | 28.827 | 30.907 | NPgY | GSP | NG FES - Leading the Way | Domestic storage installed capacity (MW)
NG FES - Leading the Way | Srg_BB002 | MW | NPgN | JORD_3 | Domestic storage installed capacity (MW) | Jordanthorpe | JORDANTHORPE | 0.026 | 0.067 | 0.11 | 0.164 | 0.241 | 0.348 | 0.475 | 0.621 | 0.787 | 0.972 | 1.181 | 1.415 | 1.67 | 1.946 | 2.243 | 2.561 | 2.9 | 3.26 | 3.642 | 4.048 | 4.48 | 4.934 | 5.409 | 5.907 | 6.426 | 6.968 | 7.532 | 8.116 | 8.724 | 9.353 | NPgY | GSP | NG FES - Leading the Way | Domestic storage installed capacity (MW)
NG FES - Leading the Way | Srg_BB002 | MW | NPgN | KEAD_YEDL | Domestic storage installed capacity (MW) | Keadby | KEADBY | 0.119 | 0.303 | 0.5 | 0.743 | 1.094 | 1.58 | 2.156 | 2.819 | 3.575 | 4.415 | 5.366 | 6.43 | 7.588 | 8.841 | 10.19 | 11.635 | 13.176 | 14.812 | 16.544 | 18.389 | 20.35 | 22.414 | 24.574 | 26.835 | 29.194 | 31.655 | 34.217 | 36.873 | 39.632 | 42.492 | NPgY | GSP | NG FES - Leading the Way | Domestic storage installed capacity (MW)
NG FES - Leading the Way | Srg_BB002 | MW | NPgN | KIRKB1 | Domestic storage installed capacity (MW) | Kirkstall B | KIRKSTALL B | 0.094 | 0.24 | 0.395 | 0.588 | 0.865 | 1.25 | 1.705 | 2.229 | 2.827 | 3.491 | 4.243 | 5.085 | 6.001 | 6.992 | 8.058 | 9.201 | 10.419 | 11.713 | 13.083 | 14.542 | 16.093 | 17.724 | 19.432 | 21.221 | 23.086 | 25.032 | 27.058 | 29.158 | 31.34 | 33.602 | NPgY | GSP | NG FES - Leading the Way | Domestic storage installed capacity (MW)
NG FES - Leading the Way | Srg_BB002 | MW | NPgN | NEEP_3 | Domestic storage installed capacity (MW) | Neepsend | NEEPSEND | 0.042 | 0.106 | 0.174 | 0.259 | 0.381 | 0.551 | 0.751 | 0.982 | 1.245 | 1.538 | 1.87 | 2.24 | 2.644 | 3.08 | 3.551 | 4.054 | 4.591 | 5.161 | 5.764 | 6.407 | 7.09 | 7.809 | 8.562 | 9.35 | 10.172 | 11.029 | 11.922 | 12.847 | 13.808 | 14.805 | NPgY | GSP | NG FES - Leading the Way | Domestic storage installed capacity (MW)
NG FES - Leading the Way | Srg_BB002 | MW | NPgN | NORL_3 | Domestic storage installed capacity (MW) | Norton Lees | NORTON LEES | 0.042 | 0.106 | 0.175 | 0.26 | 0.384 | 0.554 | 0.756 | 0.988 | 1.253 | 1.547 | 1.881 | 2.254 | 2.66 | 3.099 | 3.572 | 4.078 | 4.618 | 5.191 | 5.798 | 6.445 | 7.133 | 7.856 | 8.613 | 9.405 | 10.232 | 11.095 | 11.992 | 12.923 | 13.89 | 14.893 | NPgY | GSP | NG FES - Leading the Way | Domestic storage installed capacity (MW)
NG FES - Leading the Way | Srg_BB002 | MW | NPgN | PITS_BB_B | Domestic storage installed capacity (MW) | Pitsmoor | PITSMOOR 3/4 | 0.018 | 0.045 | 0.075 | 0.111 | 0.163 | 0.236 | 0.321 | 0.42 | 0.533 | 0.658 | 0.8 | 0.959 | 1.132 | 1.318 | 1.52 | 1.735 | 1.965 | 2.209 | 2.467 | 2.742 | 3.035 | 3.342 | 3.664 | 4.002 | 4.353 | 4.72 | 5.102 | 5.498 | 5.91 | 6.336 | NPgY | GSP | NG FES - Leading the Way | Domestic storage installed capacity (MW)
NG FES - Leading the Way | Srg_BB002 | MW | NPgN | SALT_1 | Domestic storage installed capacity (MW) | Saltend North | SALTEND NORTH | 0.033 | 0.083 | 0.137 | 0.203 | 0.3 | 0.433 | 0.59 | 0.772 | 0.978 | 1.208 | 1.469 | 1.76 | 2.077 | 2.42 | 2.789 | 3.185 | 3.606 | 4.054 | 4.528 | 5.033 | 5.57 | 6.135 | 6.726 | 7.345 | 7.991 | 8.665 | 9.366 | 10.093 | 10.848 | 11.631 | NPgY | GSP | NG FES - Leading the Way | Domestic storage installed capacity (MW)
NG FES - Leading the Way | Srg_BB002 | MW | NPgN | SHEC_3 | Domestic storage installed capacity (MW) | Sheffield City | SHEFFIELD CITY | 0.022 | 0.056 | 0.092 | 0.136 | 0.201 | 0.29 | 0.395 | 0.517 | 0.655 | 0.809 | 0.984 | 1.179 | 1.391 | 1.621 | 1.868 | 2.133 | 2.415 | 2.715 | 3.033 | 3.371 | 3.731 | 4.109 | 4.505 | 4.92 | 5.352 | 5.803 | 6.273 | 6.76 | 7.266 | 7.79 | NPgY | GSP | NG FES - Leading the Way | Domestic storage installed capacity (MW)
NG FES - Leading the Way | Srg_BB002 | MW | NPgN | SKLGB1 | Domestic storage installed capacity (MW) | Skelton Grange | SKELTON GRANGE | 0.243 | 0.617 | 1.019 | 1.514 | 2.23 | 3.22 | 4.393 | 5.744 | 7.283 | 8.995 | 10.933 | 13.102 | 15.461 | 18.014 | 20.763 | 23.706 | 26.845 | 30.179 | 33.707 | 37.467 | 41.463 | 45.667 | 50.068 | 54.676 | 59.481 | 64.496 | 69.715 | 75.127 | 80.749 | 86.576 | NPgY | GSP | NG FES - Leading the Way | Domestic storage installed capacity (MW)
NG FES - Leading the Way | Srg_BB002 | MW | NPgN | TEMP_3 | Domestic storage installed capacity (MW) | Templeborough | TEMPLEBOROUGH 275/33KV | 0.003 | 0.008 | 0.014 | 0.02 | 0.03 | 0.043 | 0.059 | 0.077 | 0.098 | 0.121 | 0.147 | 0.176 | 0.208 | 0.242 | 0.279 | 0.318 | 0.36 | 0.405 | 0.452 | 0.503 | 0.557 | 0.613 | 0.672 | 0.734 | 0.798 | 0.866 | 0.936 | 1.008 | 1.084 | 1.162 | NPgY | GSP | NG FES - Leading the Way | Domestic storage installed capacity (MW)
NG FES - Leading the Way | Srg_BB002 | MW | NPgN | THUR_6 | Domestic storage installed capacity (MW) | Thurcroft | THURCROFT | 0.086 | 0.219 | 0.361 | 0.537 | 0.791 | 1.142 | 1.559 | 2.038 | 2.584 | 3.192 | 3.879 | 4.649 | 5.486 | 6.392 | 7.367 | 8.412 | 9.525 | 10.708 | 11.96 | 13.294 | 14.712 | 16.204 | 17.765 | 19.4 | 21.105 | 22.885 | 24.737 | 26.657 | 28.652 | 30.719 | NPgY | GSP | NG FES - Leading the Way | Domestic storage installed capacity (MW)
NG FES - Leading the Way | Srg_BB002 | MW | NPgN | WMEL_THOM | Domestic storage installed capacity (MW) | Thorpe Marsh | WEST MELTON / THORPE MARSH | 0.173 | 0.441 | 0.728 | 1.082 | 1.593 | 2.3 | 3.138 | 4.104 | 5.203 | 6.427 | 7.811 | 9.361 | 11.046 | 12.87 | 14.834 | 16.937 | 19.179 | 21.561 | 24.082 | 26.768 | 29.623 | 32.627 | 35.771 | 39.063 | 42.496 | 46.079 | 49.808 | 53.674 | 57.691 | 61.854 | NPgY | GSP | NG FES - Leading the Way | Domestic storage installed capacity (MW)
NG FES - Leading the Way | Srg_BB002 | MW | NPgN | WMEL_BB3 | Domestic storage installed capacity (MW) | West Melton | WEST MELTON SECTION 3 | 0.154 | 0.391 | 0.645 | 0.958 | 1.411 | 2.037 | 2.78 | 3.634 | 4.609 | 5.692 | 6.918 | 8.29 | 9.783 | 11.399 | 13.138 | 15.001 | 16.987 | 19.096 | 21.329 | 23.708 | 26.237 | 28.897 | 31.681 | 34.597 | 37.638 | 40.811 | 44.114 | 47.538 | 51.096 | 54.782 | NPgY | GSP | NG FES - Leading the Way | Domestic storage installed capacity (MW)
NG FES - Leading the Way | Srg_BB002 | MW | NPgN | WIBA_3 | Domestic storage installed capacity (MW) | Wincobank | WINCOBANK | 0.007 | 0.017 | 0.029 | 0.043 | 0.063 | 0.091 | 0.124 | 0.163 | 0.206 | 0.255 | 0.309 | 0.371 | 0.437 | 0.51 | 0.588 | 0.671 | 0.76 | 0.854 | 0.954 | 1.06 | 1.173 | 1.292 | 1.417 | 1.547 | 1.683 | 1.825 | 1.973 | 2.126 | 2.285 | 2.45 | NPgY | GSP | NG FES - Leading the Way | Domestic storage installed capacity (MW)
NPg Planning Scenario | Srg_BB002 | MW | NPgN | BLYTB1 | Domestic storage installed capacity (MW) | Blyth 66kV | BLYTH 66kV | 0.1 | 0.282 | 0.465 | 0.691 | 1.017 | 1.469 | 2.005 | 2.621 | 3.324 | 4.105 | 4.989 | 5.979 | 7.055 | 8.221 | 9.475 | 10.818 | 12.251 | 13.772 | 15.382 | 17.098 | 18.922 | 20.84 | 22.848 | 24.951 | 27.144 | 29.433 | 31.815 | 34.284 | 36.85 | 39.509 | NPgN | GSP | NPg Planning Scenario | Domestic storage installed capacity (MW)
NPg Planning Scenario | Srg_BB002 | MW | NPgN | BLYTH132 | Domestic storage installed capacity (MW) | Blyth 132kV | BLYTH 132kV | 0.034 | 0.086 | 0.142 | 0.212 | 0.312 | 0.45 | 0.614 | 0.803 | 1.018 | 1.257 | 1.528 | 1.831 | 2.16 | 2.517 | 2.901 | 3.313 | 3.751 | 4.217 | 4.71 | 5.235 | 5.794 | 6.381 | 6.996 | 7.64 | 8.312 | 9.012 | 9.742 | 10.498 | 11.284 | 12.098 | NPgN | GSP | NPg Planning Scenario | Domestic storage installed capacity (MW)
NPg Planning Scenario | Srg_BB002 | MW | NPgN | FOUR_1 | Domestic storage installed capacity (MW) | Fourstones | FOURSTONES | 0.01 | 0.025 | 0.041 | 0.062 | 0.091 | 0.131 | 0.179 | 0.233 | 0.296 | 0.366 | 0.444 | 0.532 | 0.628 | 0.732 | 0.844 | 0.963 | 1.091 | 1.227 | 1.37 | 1.523 | 1.685 | 1.856 | 2.035 | 2.222 | 2.417 | 2.621 | 2.833 | 3.053 | 3.282 | 3.519 | NPgN | GSP | NPg Planning Scenario | Domestic storage installed capacity (MW)
NPg Planning Scenario | Srg_BB002 | MW | NPgN | HARM_6 | Domestic storage installed capacity (MW) | Hart Moor | HARTMOOR | 0.042 | 0.107 | 0.176 | 0.262 | 0.386 | 0.557 | 0.761 | 0.994 | 1.261 | 1.557 | 1.893 | 2.268 | 2.677 | 3.119 | 3.595 | 4.105 | 4.648 | 5.225 | 5.836 | 6.487 | 7.179 | 7.907 | 8.669 | 9.467 | 10.299 | 11.167 | 12.07 | 13.007 | 13.981 | 14.99 | NPgN | GSP | NPg Planning Scenario | Domestic storage installed capacity (MW)
NPg Planning Scenario | Srg_BB002 | MW | NPgN | HAWP_6 | Domestic storage installed capacity (MW) | Hawthorn Pit | HAWTHORN PIT GRID | 0.055 | 0.14 | 0.232 | 0.344 | 0.507 | 0.732 | 0.999 | 1.306 | 1.656 | 2.045 | 2.486 | 2.979 | 3.516 | 4.096 | 4.721 | 5.391 | 6.104 | 6.862 | 7.665 | 8.52 | 9.428 | 10.384 | 11.385 | 12.433 | 13.525 | 14.666 | 15.852 | 17.083 | 18.361 | 19.686 | NPgN | GSP | NPg Planning Scenario | Domestic storage installed capacity (MW)
NPg Planning Scenario | Srg_BB002 | MW | NPgN | KNARE_111 | Domestic storage installed capacity (MW) | Knaresborough | KNARESBOROUGH | 0.086 | 0.219 | 0.361 | 0.537 | 0.79 | 1.141 | 1.557 | 2.036 | 2.582 | 3.189 | 3.876 | 4.645 | 5.481 | 6.387 | 7.361 | 8.405 | 9.518 | 10.7 | 11.951 | 13.284 | 14.701 | 16.191 | 17.751 | 19.385 | 21.089 | 22.867 | 24.717 | 26.636 | 28.629 | 30.695 | NPgN | GSP | NPg Planning Scenario | Domestic storage installed capacity (MW)
NPg Planning Scenario | Srg_BB002 | MW | NPgN | LACK_6 | Domestic storage installed capacity (MW) | Lackenby | LACKENBY | 0.083 | 0.211 | 0.348 | 0.518 | 0.762 | 1.101 | 1.502 | 1.964 | 2.49 | 3.076 | 3.738 | 4.48 | 5.286 | 6.159 | 7.099 | 8.105 | 9.178 | 10.318 | 11.525 | 12.81 | 14.176 | 15.614 | 17.118 | 18.694 | 20.337 | 22.051 | 23.836 | 25.686 | 27.608 | 29.6 | NPgN | GSP | NPg Planning Scenario | Domestic storage installed capacity (MW)
NPg Planning Scenario | Srg_BB002 | MW | NPgN | NORT_1 | Domestic storage installed capacity (MW) | Norton | NORTON | 0.217 | 0.551 | 0.91 | 1.352 | 1.991 | 2.875 | 3.923 | 5.13 | 6.505 | 8.034 | 9.764 | 11.701 | 13.807 | 16.088 | 18.543 | 21.172 | 23.975 | 26.952 | 30.103 | 33.461 | 37.03 | 40.784 | 44.715 | 48.83 | 53.122 | 57.601 | 62.261 | 67.095 | 72.115 | 77.319 | NPgN | GSP | NPg Planning Scenario | Domestic storage installed capacity (MW)
NPg Planning Scenario | Srg_BB002 | MW | NPgN | OFFE_3 | Domestic storage installed capacity (MW) | Offerton | OFFERTON | 0.028 | 0.072 | 0.119 | 0.176 | 0.26 | 0.375 | 0.512 | 0.669 | 0.848 | 1.047 | 1.273 | 1.526 | 1.8 | 2.098 | 2.418 | 2.761 | 3.126 | 3.514 | 3.925 | 4.363 | 4.828 | 5.318 | 5.83 | 6.367 | 6.926 | 7.51 | 8.118 | 8.748 | 9.403 | 10.082 | NPgN | GSP | NPg Planning Scenario | Domestic storage installed capacity (MW)
NPg Planning Scenario | Srg_BB002 | MW | NPgN | OSBA_1 | Domestic storage installed capacity (MW) | Osbaldwick | OSBALDWICK | 0.146 | 0.371 | 0.612 | 0.91 | 1.339 | 1.934 | 2.639 | 3.451 | 4.375 | 5.404 | 6.568 | 7.871 | 9.288 | 10.822 | 12.474 | 14.242 | 16.128 | 18.13 | 20.25 | 22.509 | 24.91 | 27.435 | 30.079 | 32.847 | 35.734 | 38.747 | 41.882 | 45.134 | 48.511 | 52.012 | NPgN | GSP | NPg Planning Scenario | Domestic storage installed capacity (MW)
NPg Planning Scenario | Srg_BB002 | MW | NPgN | POPP_3 | Domestic storage installed capacity (MW) | Poppleton | POPPLETON | 0.022 | 0.055 | 0.091 | 0.134 | 0.198 | 0.286 | 0.39 | 0.51 | 0.647 | 0.799 | 0.971 | 1.164 | 1.373 | 1.6 | 1.844 | 2.106 | 2.385 | 2.681 | 2.994 | 3.328 | 3.683 | 4.057 | 4.448 | 4.857 | 5.284 | 5.73 | 6.193 | 6.674 | 7.173 | 7.691 | NPgN | GSP | NPg Planning Scenario | Domestic storage installed capacity (MW)
NPg Planning Scenario | Srg_BB002 | MW | NPgN | SALH_1 | Domestic storage installed capacity (MW) | Saltholme | SALTHOLME | 0.001 | 0.003 | 0.004 | 0.006 | 0.009 | 0.013 | 0.018 | 0.023 | 0.03 | 0.037 | 0.045 | 0.053 | 0.063 | 0.073 | 0.085 | 0.097 | 0.109 | 0.123 | 0.137 | 0.153 | 0.169 | 0.186 | 0.204 | 0.223 | 0.243 | 0.263 | 0.284 | 0.306 | 0.329 | 0.353 | NPgN | GSP | NPg Planning Scenario | Domestic storage installed capacity (MW)
NPg Planning Scenario | Srg_BB002 | MW | NPgN | SSHI_3 | Domestic storage installed capacity (MW) | South Shields | SOUTH SHIELDS | 0.025 | 0.062 | 0.103 | 0.153 | 0.225 | 0.325 | 0.444 | 0.581 | 0.736 | 0.909 | 1.105 | 1.325 | 1.563 | 1.821 | 2.099 | 2.397 | 2.714 | 3.051 | 3.408 | 3.788 | 4.192 | 4.617 | 5.062 | 5.528 | 6.013 | 6.52 | 7.048 | 7.595 | 8.163 | 8.752 | NPgN | GSP | NPg Planning Scenario | Domestic storage installed capacity (MW)
NPg Planning Scenario | Srg_BB002 | MW | NPgN | KIELD01 and SPAD20 | Domestic storage installed capacity (MW) | 0 | SPADEADAM | 0.004 | 0.011 | 0.018 | 0.027 | 0.04 | 0.057 | 0.078 | 0.102 | 0.129 | 0.16 | 0.194 | 0.232 | 0.274 | 0.32 | 0.368 | 0.421 | 0.476 | 0.535 | 0.598 | 0.665 | 0.736 | 0.81 | 0.888 | 0.97 | 1.055 | 1.144 | 1.237 | 1.333 | 1.433 | 1.536 | NPgN | GSP | NPg Planning Scenario | Domestic storage installed capacity (MW)
NPg Planning Scenario | Srg_BB002 | MW | NPgN | SPEN_1 | Domestic storage installed capacity (MW) | Spennymoor | SPENNYMOOR | 0.125 | 0.318 | 0.525 | 0.78 | 1.149 | 1.659 | 2.264 | 2.961 | 3.754 | 4.637 | 5.635 | 6.753 | 7.969 | 9.285 | 10.702 | 12.219 | 13.837 | 15.555 | 17.374 | 19.312 | 21.372 | 23.539 | 25.807 | 28.182 | 30.659 | 33.244 | 35.934 | 38.724 | 41.622 | 44.625 | NPgN | GSP | NPg Planning Scenario | Domestic storage installed capacity (MW)
NPg Planning Scenario | Srg_BB002 | MW | NPgN | STEN_1 | Domestic storage installed capacity (MW) | Stella North | STELLA NORTH | 0.087 | 0.222 | 0.366 | 0.544 | 0.801 | 1.157 | 1.579 | 2.064 | 2.618 | 3.233 | 3.93 | 4.709 | 5.557 | 6.475 | 7.463 | 8.521 | 9.649 | 10.847 | 12.115 | 13.467 | 14.903 | 16.414 | 17.996 | 19.652 | 21.379 | 23.182 | 25.058 | 27.003 | 29.024 | 31.118 | NPgN | GSP | NPg Planning Scenario | Domestic storage installed capacity (MW)
NPg Planning Scenario | Srg_BB002 | MW | NPgN | STES_1 | Domestic storage installed capacity (MW) | Stella South | STELLA SOUTH | 0.075 | 0.192 | 0.317 | 0.471 | 0.693 | 1.001 | 1.366 | 1.786 | 2.264 | 2.797 | 3.399 | 4.073 | 4.807 | 5.6 | 6.455 | 7.37 | 8.346 | 9.382 | 10.479 | 11.648 | 12.891 | 14.198 | 15.566 | 16.998 | 18.492 | 20.052 | 21.674 | 23.357 | 25.104 | 26.916 | NPgN | GSP | NPg Planning Scenario | Domestic storage installed capacity (MW)
NPg Planning Scenario | Srg_BB002 | MW | NPgN | TYNE_1 | Domestic storage installed capacity (MW) | Tynemouth 1 | TYNEMOUTH | 0.076 | 0.192 | 0.317 | 0.471 | 0.694 | 1.002 | 1.367 | 1.788 | 2.267 | 2.8 | 3.403 | 4.078 | 4.813 | 5.608 | 6.463 | 7.38 | 8.357 | 9.394 | 10.493 | 11.663 | 12.907 | 14.216 | 15.586 | 17.02 | 18.516 | 20.077 | 21.702 | 23.386 | 25.136 | 26.95 | NPgN | GSP | NPg Planning Scenario | Domestic storage installed capacity (MW)
NPg Planning Scenario | Srg_BB002 | MW | NPgN | WBOL_6 | Domestic storage installed capacity (MW) | West Boldon | WEST BOLDON | 0.102 | 0.259 | 0.428 | 0.636 | 0.937 | 1.353 | 1.846 | 2.414 | 3.061 | 3.78 | 4.594 | 5.506 | 6.497 | 7.57 | 8.725 | 9.962 | 11.281 | 12.682 | 14.164 | 15.744 | 17.424 | 19.19 | 21.039 | 22.976 | 24.995 | 27.103 | 29.296 | 31.57 | 33.932 | 36.381 | NPgN | GSP | NPg Planning Scenario | Domestic storage installed capacity (MW)
NPg Planning Scenario | Srg_BB002 | MW | NPgN | BRAW_1 | Domestic storage installed capacity (MW) | Bradford West | BRADFORD WEST | 0.224 | 0.569 | 0.939 | 1.396 | 2.056 | 2.968 | 4.05 | 5.296 | 6.715 | 8.294 | 10.08 | 12.08 | 14.254 | 16.609 | 19.143 | 21.857 | 24.751 | 27.824 | 31.077 | 34.544 | 38.228 | 42.104 | 46.161 | 50.41 | 54.84 | 59.464 | 64.276 | 69.266 | 74.449 | 79.821 | NPgY | GSP | NPg Planning Scenario | Domestic storage installed capacity (MW)
NPg Planning Scenario | Srg_BB002 | MW | NPgN | CAMB_01 | Domestic storage installed capacity (MW) | Camblesforth | CAMBLESFORTH | 0.023 | 0.058 | 0.096 | 0.143 | 0.21 | 0.304 | 0.415 | 0.542 | 0.688 | 0.849 | 1.032 | 1.237 | 1.46 | 1.701 | 1.96 | 2.238 | 2.534 | 2.849 | 3.182 | 3.537 | 3.914 | 4.311 | 4.727 | 5.162 | 5.615 | 6.089 | 6.582 | 7.093 | 7.623 | 8.173 | NPgY | GSP | NPg Planning Scenario | Domestic storage installed capacity (MW)
NPg Planning Scenario | Srg_BB002 | MW | NPgN | CREB_1 | Domestic storage installed capacity (MW) | Creyke Beck | CREYKE BECK | 0.25 | 0.636 | 1.049 | 1.559 | 2.296 | 3.315 | 4.523 | 5.915 | 7.5 | 9.263 | 11.258 | 13.492 | 15.921 | 18.55 | 21.381 | 24.412 | 27.644 | 31.077 | 34.71 | 38.582 | 42.697 | 47.026 | 51.558 | 56.303 | 61.251 | 66.416 | 71.79 | 77.363 | 83.152 | 89.152 | NPgY | GSP | NPg Planning Scenario | Domestic storage installed capacity (MW)
NPg Planning Scenario | Srg_BB002 | MW | NPgN | DRAX_YEDL | Domestic storage installed capacity (MW) | Drax | DRAX | 0.029 | 0.073 | 0.12 | 0.179 | 0.263 | 0.38 | 0.519 | 0.678 | 0.86 | 1.062 | 1.291 | 1.547 | 1.826 | 2.128 | 2.452 | 2.8 | 3.171 | 3.564 | 3.981 | 4.425 | 4.897 | 5.393 | 5.913 | 6.457 | 7.025 | 7.617 | 8.234 | 8.873 | 9.537 | 10.225 | NPgY | GSP | NPg Planning Scenario | Domestic storage installed capacity (MW)
NPg Planning Scenario | Srg_BB002 | MW | NPgN | ELLA_1 | Domestic storage installed capacity (MW) | Elland | ELLAND | 0.168 | 0.427 | 0.705 | 1.048 | 1.543 | 2.228 | 3.04 | 3.975 | 5.04 | 6.225 | 7.565 | 9.066 | 10.698 | 12.465 | 14.367 | 16.404 | 18.576 | 20.883 | 23.325 | 25.926 | 28.692 | 31.6 | 34.646 | 37.834 | 41.159 | 44.63 | 48.241 | 51.986 | 55.876 | 59.908 | NPgY | GSP | NPg Planning Scenario | Domestic storage installed capacity (MW)
NPg Planning Scenario | Srg_BB002 | MW | NPgN | FERRA2 | Domestic storage installed capacity (MW) | Ferrybridge A | FERRYBRIDGE A | 0.054 | 0.136 | 0.225 | 0.334 | 0.492 | 0.711 | 0.97 | 1.268 | 1.608 | 1.986 | 2.414 | 2.893 | 3.414 | 3.978 | 4.585 | 5.235 | 5.928 | 6.664 | 7.444 | 8.274 | 9.156 | 10.085 | 11.057 | 12.074 | 13.135 | 14.243 | 15.395 | 16.59 | 17.832 | 19.119 | NPgY | GSP | NPg Planning Scenario | Domestic storage installed capacity (MW)
NPg Planning Scenario | Srg_BB002 | MW | NPgN | FERRB9 | Domestic storage installed capacity (MW) | Ferrybridge B (_M) | FERRYBRIDGE B | 0.118 | 0.3 | 0.495 | 0.736 | 1.084 | 1.565 | 2.135 | 2.792 | 3.54 | 4.372 | 5.314 | 6.368 | 7.514 | 8.755 | 10.091 | 11.522 | 13.047 | 14.667 | 16.382 | 18.21 | 20.152 | 22.195 | 24.334 | 26.573 | 28.909 | 31.346 | 33.883 | 36.513 | 39.245 | 42.077 | NPgY | GSP | NPg Planning Scenario | Domestic storage installed capacity (MW)
NPg Planning Scenario | Srg_BB002 | MW | NPgN | GRIW_1 | Domestic storage installed capacity (MW) | Grimsby West | GRIMSBY WEST | 0.087 | 0.22 | 0.364 | 0.54 | 0.796 | 1.149 | 1.568 | 2.051 | 2.6 | 3.211 | 3.903 | 4.677 | 5.519 | 6.431 | 7.412 | 8.463 | 9.584 | 10.774 | 12.033 | 13.376 | 14.802 | 16.303 | 17.874 | 19.519 | 21.235 | 23.025 | 24.888 | 26.82 | 28.827 | 30.907 | NPgY | GSP | NPg Planning Scenario | Domestic storage installed capacity (MW)
NPg Planning Scenario | Srg_BB002 | MW | NPgN | JORD_3 | Domestic storage installed capacity (MW) | Jordanthorpe | JORDANTHORPE | 0.026 | 0.067 | 0.11 | 0.164 | 0.241 | 0.348 | 0.475 | 0.621 | 0.787 | 0.972 | 1.181 | 1.415 | 1.67 | 1.946 | 2.243 | 2.561 | 2.9 | 3.26 | 3.642 | 4.048 | 4.48 | 4.934 | 5.409 | 5.907 | 6.426 | 6.968 | 7.532 | 8.116 | 8.724 | 9.353 | NPgY | GSP | NPg Planning Scenario | Domestic storage installed capacity (MW)
NPg Planning Scenario | Srg_BB002 | MW | NPgN | KEAD_YEDL | Domestic storage installed capacity (MW) | Keadby | KEADBY | 0.119 | 0.303 | 0.5 | 0.743 | 1.094 | 1.58 | 2.156 | 2.819 | 3.575 | 4.415 | 5.366 | 6.43 | 7.588 | 8.841 | 10.19 | 11.635 | 13.176 | 14.812 | 16.544 | 18.389 | 20.35 | 22.414 | 24.574 | 26.835 | 29.194 | 31.655 | 34.217 | 36.873 | 39.632 | 42.492 | NPgY | GSP | NPg Planning Scenario | Domestic storage installed capacity (MW)
NPg Planning Scenario | Srg_BB002 | MW | NPgN | KIRKB1 | Domestic storage installed capacity (MW) | Kirkstall B | KIRKSTALL B | 0.094 | 0.24 | 0.395 | 0.588 | 0.865 | 1.25 | 1.705 | 2.229 | 2.827 | 3.491 | 4.243 | 5.085 | 6.001 | 6.992 | 8.058 | 9.201 | 10.419 | 11.713 | 13.083 | 14.542 | 16.093 | 17.724 | 19.432 | 21.221 | 23.086 | 25.032 | 27.058 | 29.158 | 31.34 | 33.602 | NPgY | GSP | NPg Planning Scenario | Domestic storage installed capacity (MW)
NPg Planning Scenario | Srg_BB002 | MW | NPgN | NEEP_3 | Domestic storage installed capacity (MW) | Neepsend | NEEPSEND | 0.042 | 0.106 | 0.174 | 0.259 | 0.381 | 0.551 | 0.751 | 0.982 | 1.245 | 1.538 | 1.87 | 2.24 | 2.644 | 3.08 | 3.551 | 4.054 | 4.591 | 5.161 | 5.764 | 6.407 | 7.09 | 7.809 | 8.562 | 9.35 | 10.172 | 11.029 | 11.922 | 12.847 | 13.808 | 14.805 | NPgY | GSP | NPg Planning Scenario | Domestic storage installed capacity (MW)
NPg Planning Scenario | Srg_BB002 | MW | NPgN | NORL_3 | Domestic storage installed capacity (MW) | Norton Lees | NORTON LEES | 0.042 | 0.106 | 0.175 | 0.26 | 0.384 | 0.554 | 0.756 | 0.988 | 1.253 | 1.547 | 1.881 | 2.254 | 2.66 | 3.099 | 3.572 | 4.078 | 4.618 | 5.191 | 5.798 | 6.445 | 7.133 | 7.856 | 8.613 | 9.405 | 10.232 | 11.095 | 11.992 | 12.923 | 13.89 | 14.893 | NPgY | GSP | NPg Planning Scenario | Domestic storage installed capacity (MW)
NPg Planning Scenario | Srg_BB002 | MW | NPgN | PITS_BB_B | Domestic storage installed capacity (MW) | Pitsmoor | PITSMOOR 3/4 | 0.018 | 0.045 | 0.075 | 0.111 | 0.163 | 0.236 | 0.321 | 0.42 | 0.533 | 0.658 | 0.8 | 0.959 | 1.132 | 1.318 | 1.52 | 1.735 | 1.965 | 2.209 | 2.467 | 2.742 | 3.035 | 3.342 | 3.664 | 4.002 | 4.353 | 4.72 | 5.102 | 5.498 | 5.91 | 6.336 | NPgY | GSP | NPg Planning Scenario | Domestic storage installed capacity (MW)
NPg Planning Scenario | Srg_BB002 | MW | NPgN | SALT_1 | Domestic storage installed capacity (MW) | Saltend North | SALTEND NORTH | 0.033 | 0.083 | 0.137 | 0.203 | 0.3 | 0.433 | 0.59 | 0.772 | 0.978 | 1.208 | 1.469 | 1.76 | 2.077 | 2.42 | 2.789 | 3.185 | 3.606 | 4.054 | 4.528 | 5.033 | 5.57 | 6.135 | 6.726 | 7.345 | 7.991 | 8.665 | 9.366 | 10.093 | 10.848 | 11.631 | NPgY | GSP | NPg Planning Scenario | Domestic storage installed capacity (MW)
NPg Planning Scenario | Srg_BB002 | MW | NPgN | SHEC_3 | Domestic storage installed capacity (MW) | Sheffield City | SHEFFIELD CITY | 0.022 | 0.056 | 0.092 | 0.136 | 0.201 | 0.29 | 0.395 | 0.517 | 0.655 | 0.809 | 0.984 | 1.179 | 1.391 | 1.621 | 1.868 | 2.133 | 2.415 | 2.715 | 3.033 | 3.371 | 3.731 | 4.109 | 4.505 | 4.92 | 5.352 | 5.803 | 6.273 | 6.76 | 7.266 | 7.79 | NPgY | GSP | NPg Planning Scenario | Domestic storage installed capacity (MW)
NPg Planning Scenario | Srg_BB002 | MW | NPgN | SKLGB1 | Domestic storage installed capacity (MW) | Skelton Grange | SKELTON GRANGE | 0.243 | 0.617 | 1.019 | 1.514 | 2.23 | 3.22 | 4.393 | 5.744 | 7.283 | 8.995 | 10.933 | 13.102 | 15.461 | 18.014 | 20.763 | 23.706 | 26.845 | 30.179 | 33.707 | 37.467 | 41.463 | 45.667 | 50.068 | 54.676 | 59.481 | 64.496 | 69.715 | 75.127 | 80.749 | 86.576 | NPgY | GSP | NPg Planning Scenario | Domestic storage installed capacity (MW)
NPg Planning Scenario | Srg_BB002 | MW | NPgN | TEMP_3 | Domestic storage installed capacity (MW) | Templeborough | TEMPLEBOROUGH 275/33KV | 0.003 | 0.008 | 0.014 | 0.02 | 0.03 | 0.043 | 0.059 | 0.077 | 0.098 | 0.121 | 0.147 | 0.176 | 0.208 | 0.242 | 0.279 | 0.318 | 0.36 | 0.405 | 0.452 | 0.503 | 0.557 | 0.613 | 0.672 | 0.734 | 0.798 | 0.866 | 0.936 | 1.008 | 1.084 | 1.162 | NPgY | GSP | NPg Planning Scenario | Domestic storage installed capacity (MW)
NPg Planning Scenario | Srg_BB002 | MW | NPgN | THUR_6 | Domestic storage installed capacity (MW) | Thurcroft | THURCROFT | 0.086 | 0.219 | 0.361 | 0.537 | 0.791 | 1.142 | 1.559 | 2.038 | 2.584 | 3.192 | 3.879 | 4.649 | 5.486 | 6.392 | 7.367 | 8.412 | 9.525 | 10.708 | 11.96 | 13.294 | 14.712 | 16.204 | 17.765 | 19.4 | 21.105 | 22.885 | 24.737 | 26.657 | 28.652 | 30.719 | NPgY | GSP | NPg Planning Scenario | Domestic storage installed capacity (MW)
NPg Planning Scenario | Srg_BB002 | MW | NPgN | WMEL_THOM | Domestic storage installed capacity (MW) | Thorpe Marsh | WEST MELTON / THORPE MARSH | 0.173 | 0.441 | 0.728 | 1.082 | 1.593 | 2.3 | 3.138 | 4.104 | 5.203 | 6.427 | 7.811 | 9.361 | 11.046 | 12.87 | 14.834 | 16.937 | 19.179 | 21.561 | 24.082 | 26.768 | 29.623 | 32.627 | 35.771 | 39.063 | 42.496 | 46.079 | 49.808 | 53.674 | 57.691 | 61.854 | NPgY | GSP | NPg Planning Scenario | Domestic storage installed capacity (MW)
NPg Planning Scenario | Srg_BB002 | MW | NPgN | WMEL_BB3 | Domestic storage installed capacity (MW) | West Melton | WEST MELTON SECTION 3 | 0.154 | 0.391 | 0.645 | 0.958 | 1.411 | 2.037 | 2.78 | 3.634 | 4.609 | 5.692 | 6.918 | 8.29 | 9.783 | 11.399 | 13.138 | 15.001 | 16.987 | 19.096 | 21.329 | 23.708 | 26.237 | 28.897 | 31.681 | 34.597 | 37.638 | 40.811 | 44.114 | 47.538 | 51.096 | 54.782 | NPgY | GSP | NPg Planning Scenario | Domestic storage installed capacity (MW)
NPg Planning Scenario | Srg_BB002 | MW | NPgN | WIBA_3 | Domestic storage installed capacity (MW) | Wincobank | WINCOBANK | 0.007 | 0.017 | 0.029 | 0.043 | 0.063 | 0.091 | 0.124 | 0.163 | 0.206 | 0.255 | 0.309 | 0.371 | 0.437 | 0.51 | 0.588 | 0.671 | 0.76 | 0.854 | 0.954 | 1.06 | 1.173 | 1.292 | 1.417 | 1.547 | 1.683 | 1.825 | 1.973 | 2.126 | 2.285 | 2.45 | NPgY | GSP | NPg Planning Scenario | Domestic storage installed capacity (MW)
NG FES - System Transformation | Srg_BB002 | MW | NPgN | BLYTB1 | Domestic storage installed capacity (MW) | Blyth 66kV | BLYTH 66kV | 0.1 | 0.192 | 0.26 | 0.335 | 0.427 | 0.535 | 0.666 | 0.819 | 0.988 | 1.174 | 1.381 | 1.61 | 1.858 | 2.123 | 2.407 | 2.711 | 3.031 | 3.371 | 3.728 | 4.104 | 4.5 | 4.913 | 5.344 | 5.793 | 6.261 | 6.747 | 7.251 | 7.774 | 8.315 | 8.875 | NPgN | GSP | NG FES - System Transformation | Domestic storage installed capacity (MW)
NG FES - System Transformation | Srg_BB002 | MW | NPgN | BLYTH132 | Domestic storage installed capacity (MW) | Blyth 132kV | BLYTH 132kV | 0.034 | 0.059 | 0.08 | 0.103 | 0.131 | 0.164 | 0.204 | 0.251 | 0.303 | 0.36 | 0.423 | 0.493 | 0.569 | 0.65 | 0.737 | 0.83 | 0.928 | 1.032 | 1.142 | 1.257 | 1.378 | 1.504 | 1.636 | 1.774 | 1.917 | 2.066 | 2.22 | 2.38 | 2.546 | 2.717 | NPgN | GSP | NG FES - System Transformation | Domestic storage installed capacity (MW)
NG FES - System Transformation | Srg_BB002 | MW | NPgN | FOUR_1 | Domestic storage installed capacity (MW) | Fourstones | FOURSTONES | 0.01 | 0.017 | 0.023 | 0.03 | 0.038 | 0.048 | 0.059 | 0.073 | 0.088 | 0.105 | 0.123 | 0.143 | 0.165 | 0.189 | 0.214 | 0.241 | 0.27 | 0.3 | 0.332 | 0.365 | 0.401 | 0.438 | 0.476 | 0.516 | 0.558 | 0.601 | 0.646 | 0.692 | 0.741 | 0.79 | NPgN | GSP | NG FES - System Transformation | Domestic storage installed capacity (MW)
NG FES - System Transformation | Srg_BB002 | MW | NPgN | HARM_6 | Domestic storage installed capacity (MW) | Hart Moor | HARTMOOR | 0.042 | 0.073 | 0.099 | 0.127 | 0.162 | 0.203 | 0.253 | 0.311 | 0.375 | 0.446 | 0.524 | 0.611 | 0.705 | 0.806 | 0.913 | 1.028 | 1.15 | 1.279 | 1.414 | 1.557 | 1.707 | 1.864 | 2.027 | 2.198 | 2.375 | 2.56 | 2.751 | 2.949 | 3.155 | 3.367 | NPgN | GSP | NG FES - System Transformation | Domestic storage installed capacity (MW)
NG FES - System Transformation | Srg_BB002 | MW | NPgN | HAWP_6 | Domestic storage installed capacity (MW) | Hawthorn Pit | HAWTHORN PIT GRID | 0.055 | 0.096 | 0.129 | 0.167 | 0.213 | 0.267 | 0.332 | 0.408 | 0.492 | 0.585 | 0.688 | 0.802 | 0.926 | 1.058 | 1.199 | 1.351 | 1.511 | 1.679 | 1.858 | 2.045 | 2.242 | 2.448 | 2.663 | 2.887 | 3.12 | 3.362 | 3.613 | 3.874 | 4.143 | 4.422 | NPgN | GSP | NG FES - System Transformation | Domestic storage installed capacity (MW)
NG FES - System Transformation | Srg_BB002 | MW | NPgN | KNARE_111 | Domestic storage installed capacity (MW) | Knaresborough | KNARESBOROUGH | 0.086 | 0.149 | 0.202 | 0.26 | 0.332 | 0.416 | 0.518 | 0.636 | 0.768 | 0.912 | 1.073 | 1.251 | 1.443 | 1.65 | 1.87 | 2.106 | 2.355 | 2.619 | 2.896 | 3.188 | 3.497 | 3.817 | 4.152 | 4.501 | 4.864 | 5.242 | 5.634 | 6.04 | 6.46 | 6.895 | NPgN | GSP | NG FES - System Transformation | Domestic storage installed capacity (MW)
NG FES - System Transformation | Srg_BB002 | MW | NPgN | LACK_6 | Domestic storage installed capacity (MW) | Lackenby | LACKENBY | 0.083 | 0.144 | 0.195 | 0.251 | 0.32 | 0.401 | 0.499 | 0.613 | 0.74 | 0.88 | 1.035 | 1.206 | 1.392 | 1.591 | 1.803 | 2.031 | 2.271 | 2.525 | 2.793 | 3.075 | 3.372 | 3.681 | 4.004 | 4.34 | 4.691 | 5.055 | 5.433 | 5.824 | 6.23 | 6.649 | NPgN | GSP | NG FES - System Transformation | Domestic storage installed capacity (MW)
NG FES - System Transformation | Srg_BB002 | MW | NPgN | NORT_1 | Domestic storage installed capacity (MW) | Norton | NORTON | 0.217 | 0.375 | 0.508 | 0.655 | 0.835 | 1.048 | 1.304 | 1.602 | 1.934 | 2.298 | 2.703 | 3.151 | 3.635 | 4.155 | 4.711 | 5.305 | 5.933 | 6.596 | 7.296 | 8.031 | 8.807 | 9.615 | 10.458 | 11.337 | 12.253 | 13.204 | 14.191 | 15.214 | 16.273 | 17.368 | NPgN | GSP | NG FES - System Transformation | Domestic storage installed capacity (MW)
NG FES - System Transformation | Srg_BB002 | MW | NPgN | OFFE_3 | Domestic storage installed capacity (MW) | Offerton | OFFERTON | 0.028 | 0.049 | 0.066 | 0.085 | 0.109 | 0.137 | 0.17 | 0.209 | 0.252 | 0.3 | 0.352 | 0.411 | 0.474 | 0.542 | 0.614 | 0.692 | 0.774 | 0.86 | 0.951 | 1.047 | 1.148 | 1.254 | 1.364 | 1.478 | 1.598 | 1.722 | 1.85 | 1.984 | 2.122 | 2.265 | NPgN | GSP | NG FES - System Transformation | Domestic storage installed capacity (MW)
NG FES - System Transformation | Srg_BB002 | MW | NPgN | OSBA_1 | Domestic storage installed capacity (MW) | Osbaldwick | OSBALDWICK | 0.146 | 0.253 | 0.342 | 0.441 | 0.562 | 0.705 | 0.877 | 1.078 | 1.301 | 1.546 | 1.818 | 2.12 | 2.445 | 2.795 | 3.169 | 3.569 | 3.991 | 4.437 | 4.908 | 5.403 | 5.925 | 6.468 | 7.035 | 7.627 | 8.242 | 8.882 | 9.546 | 10.234 | 10.947 | 11.683 | NPgN | GSP | NG FES - System Transformation | Domestic storage installed capacity (MW)
NG FES - System Transformation | Srg_BB002 | MW | NPgN | POPP_3 | Domestic storage installed capacity (MW) | Poppleton | POPPLETON | 0.022 | 0.037 | 0.051 | 0.065 | 0.083 | 0.104 | 0.13 | 0.159 | 0.192 | 0.229 | 0.269 | 0.313 | 0.362 | 0.413 | 0.469 | 0.528 | 0.59 | 0.656 | 0.726 | 0.799 | 0.876 | 0.956 | 1.04 | 1.128 | 1.219 | 1.313 | 1.412 | 1.513 | 1.619 | 1.728 | NPgN | GSP | NG FES - System Transformation | Domestic storage installed capacity (MW)
NG FES - System Transformation | Srg_BB002 | MW | NPgN | SALH_1 | Domestic storage installed capacity (MW) | Saltholme | SALTHOLME | 0.001 | 0.002 | 0.002 | 0.003 | 0.004 | 0.005 | 0.006 | 0.007 | 0.009 | 0.01 | 0.012 | 0.014 | 0.017 | 0.019 | 0.022 | 0.024 | 0.027 | 0.03 | 0.033 | 0.037 | 0.04 | 0.044 | 0.048 | 0.052 | 0.056 | 0.06 | 0.065 | 0.069 | 0.074 | 0.079 | NPgN | GSP | NG FES - System Transformation | Domestic storage installed capacity (MW)
NG FES - System Transformation | Srg_BB002 | MW | NPgN | SSHI_3 | Domestic storage installed capacity (MW) | South Shields | SOUTH SHIELDS | 0.025 | 0.042 | 0.058 | 0.074 | 0.095 | 0.119 | 0.148 | 0.181 | 0.219 | 0.26 | 0.306 | 0.357 | 0.411 | 0.47 | 0.533 | 0.601 | 0.672 | 0.747 | 0.826 | 0.909 | 0.997 | 1.088 | 1.184 | 1.283 | 1.387 | 1.495 | 1.606 | 1.722 | 1.842 | 1.966 | NPgN | GSP | NG FES - System Transformation | Domestic storage installed capacity (MW)
NG FES - System Transformation | Srg_BB002 | MW | NPgN | KIELD01 and SPAD20 | Domestic storage installed capacity (MW) | 0 | SPADEADAM | 0.004 | 0.007 | 0.01 | 0.013 | 0.017 | 0.021 | 0.026 | 0.032 | 0.038 | 0.046 | 0.054 | 0.063 | 0.072 | 0.083 | 0.094 | 0.105 | 0.118 | 0.131 | 0.145 | 0.16 | 0.175 | 0.191 | 0.208 | 0.225 | 0.243 | 0.262 | 0.282 | 0.302 | 0.323 | 0.345 | NPgN | GSP | NG FES - System Transformation | Domestic storage installed capacity (MW)
NG FES - System Transformation | Srg_BB002 | MW | NPgN | SPEN_1 | Domestic storage installed capacity (MW) | Spennymoor | SPENNYMOOR | 0.125 | 0.217 | 0.293 | 0.378 | 0.482 | 0.605 | 0.753 | 0.925 | 1.116 | 1.326 | 1.56 | 1.819 | 2.098 | 2.398 | 2.719 | 3.062 | 3.424 | 3.807 | 4.211 | 4.635 | 5.083 | 5.549 | 6.036 | 6.543 | 7.072 | 7.621 | 8.19 | 8.781 | 9.392 | 10.024 | NPgN | GSP | NG FES - System Transformation | Domestic storage installed capacity (MW)
NG FES - System Transformation | Srg_BB002 | MW | NPgN | STEN_1 | Domestic storage installed capacity (MW) | Stella North | STELLA NORTH | 0.087 | 0.151 | 0.205 | 0.264 | 0.336 | 0.422 | 0.525 | 0.645 | 0.778 | 0.925 | 1.088 | 1.268 | 1.463 | 1.672 | 1.896 | 2.135 | 2.388 | 2.655 | 2.936 | 3.232 | 3.545 | 3.87 | 4.209 | 4.563 | 4.931 | 5.314 | 5.711 | 6.123 | 6.549 | 6.99 | NPgN | GSP | NG FES - System Transformation | Domestic storage installed capacity (MW)
NG FES - System Transformation | Srg_BB002 | MW | NPgN | STES_1 | Domestic storage installed capacity (MW) | Stella South | STELLA SOUTH | 0.075 | 0.131 | 0.177 | 0.228 | 0.291 | 0.365 | 0.454 | 0.558 | 0.673 | 0.8 | 0.941 | 1.097 | 1.265 | 1.446 | 1.64 | 1.847 | 2.065 | 2.296 | 2.54 | 2.796 | 3.066 | 3.347 | 3.641 | 3.947 | 4.265 | 4.596 | 4.94 | 5.296 | 5.665 | 6.046 | NPgN | GSP | NG FES - System Transformation | Domestic storage installed capacity (MW)
NG FES - System Transformation | Srg_BB002 | MW | NPgN | TYNE_1 | Domestic storage installed capacity (MW) | Tynemouth 1 | TYNEMOUTH | 0.076 | 0.131 | 0.177 | 0.228 | 0.291 | 0.365 | 0.455 | 0.559 | 0.674 | 0.801 | 0.942 | 1.098 | 1.267 | 1.448 | 1.642 | 1.849 | 2.068 | 2.299 | 2.543 | 2.799 | 3.07 | 3.351 | 3.645 | 3.952 | 4.271 | 4.602 | 4.946 | 5.303 | 5.672 | 6.054 | NPgN | GSP | NG FES - System Transformation | Domestic storage installed capacity (MW)
NG FES - System Transformation | Srg_BB002 | MW | NPgN | WBOL_6 | Domestic storage installed capacity (MW) | West Boldon | WEST BOLDON | 0.102 | 0.177 | 0.239 | 0.308 | 0.393 | 0.493 | 0.614 | 0.754 | 0.91 | 1.081 | 1.272 | 1.483 | 1.71 | 1.955 | 2.217 | 2.496 | 2.791 | 3.104 | 3.433 | 3.779 | 4.144 | 4.524 | 4.921 | 5.335 | 5.765 | 6.213 | 6.677 | 7.159 | 7.657 | 8.172 | NPgN | GSP | NG FES - System Transformation | Domestic storage installed capacity (MW)
NG FES - System Transformation | Srg_BB002 | MW | NPgN | BRAW_1 | Domestic storage installed capacity (MW) | Bradford West | BRADFORD WEST | 0.224 | 0.388 | 0.525 | 0.676 | 0.862 | 1.082 | 1.346 | 1.654 | 1.996 | 2.372 | 2.791 | 3.253 | 3.753 | 4.289 | 4.863 | 5.477 | 6.125 | 6.81 | 7.532 | 8.291 | 9.092 | 9.926 | 10.797 | 11.704 | 12.649 | 13.631 | 14.65 | 15.706 | 16.799 | 17.93 | NPgY | GSP | NG FES - System Transformation | Domestic storage installed capacity (MW)
NG FES - System Transformation | Srg_BB002 | MW | NPgN | CAMB_01 | Domestic storage installed capacity (MW) | Camblesforth | CAMBLESFORTH | 0.023 | 0.04 | 0.054 | 0.069 | 0.088 | 0.111 | 0.138 | 0.169 | 0.204 | 0.243 | 0.286 | 0.333 | 0.384 | 0.439 | 0.498 | 0.561 | 0.627 | 0.697 | 0.771 | 0.849 | 0.931 | 1.016 | 1.106 | 1.198 | 1.295 | 1.396 | 1.5 | 1.608 | 1.72 | 1.836 | NPgY | GSP | NG FES - System Transformation | Domestic storage installed capacity (MW)
NG FES - System Transformation | Srg_BB002 | MW | NPgN | CREB_1 | Domestic storage installed capacity (MW) | Creyke Beck | CREYKE BECK | 0.25 | 0.433 | 0.586 | 0.756 | 0.963 | 1.208 | 1.504 | 1.848 | 2.23 | 2.65 | 3.117 | 3.633 | 4.191 | 4.791 | 5.432 | 6.117 | 6.841 | 7.606 | 8.412 | 9.261 | 10.155 | 11.086 | 12.059 | 13.073 | 14.128 | 15.225 | 16.363 | 17.542 | 18.763 | 20.026 | NPgY | GSP | NG FES - System Transformation | Domestic storage installed capacity (MW)
NG FES - System Transformation | Srg_BB002 | MW | NPgN | DRAX_YEDL | Domestic storage installed capacity (MW) | Drax | DRAX | 0.029 | 0.05 | 0.067 | 0.087 | 0.11 | 0.139 | 0.172 | 0.212 | 0.256 | 0.304 | 0.357 | 0.417 | 0.481 | 0.549 | 0.623 | 0.702 | 0.785 | 0.872 | 0.965 | 1.062 | 1.165 | 1.271 | 1.383 | 1.499 | 1.62 | 1.746 | 1.877 | 2.012 | 2.152 | 2.297 | NPgY | GSP | NG FES - System Transformation | Domestic storage installed capacity (MW)
NG FES - System Transformation | Srg_BB002 | MW | NPgN | ELLA_1 | Domestic storage installed capacity (MW) | Elland | ELLAND | 0.168 | 0.291 | 0.394 | 0.508 | 0.647 | 0.812 | 1.011 | 1.242 | 1.498 | 1.781 | 2.094 | 2.442 | 2.817 | 3.219 | 3.65 | 4.11 | 4.597 | 5.111 | 5.653 | 6.223 | 6.824 | 7.45 | 8.103 | 8.784 | 9.494 | 10.23 | 10.995 | 11.788 | 12.608 | 13.457 | NPgY | GSP | NG FES - System Transformation | Domestic storage installed capacity (MW)
NG FES - System Transformation | Srg_BB002 | MW | NPgN | FERRA2 | Domestic storage installed capacity (MW) | Ferrybridge A | FERRYBRIDGE A | 0.054 | 0.093 | 0.126 | 0.162 | 0.207 | 0.259 | 0.323 | 0.396 | 0.478 | 0.568 | 0.668 | 0.779 | 0.899 | 1.027 | 1.165 | 1.312 | 1.467 | 1.631 | 1.804 | 1.986 | 2.178 | 2.377 | 2.586 | 2.803 | 3.03 | 3.265 | 3.509 | 3.762 | 4.024 | 4.294 | NPgY | GSP | NG FES - System Transformation | Domestic storage installed capacity (MW)
NG FES - System Transformation | Srg_BB002 | MW | NPgN | FERRB9 | Domestic storage installed capacity (MW) | Ferrybridge B (_M) | FERRYBRIDGE B | 0.118 | 0.204 | 0.277 | 0.357 | 0.455 | 0.57 | 0.71 | 0.872 | 1.052 | 1.251 | 1.471 | 1.715 | 1.978 | 2.261 | 2.564 | 2.887 | 3.229 | 3.59 | 3.97 | 4.371 | 4.793 | 5.232 | 5.691 | 6.17 | 6.668 | 7.185 | 7.723 | 8.279 | 8.856 | 9.451 | NPgY | GSP | NG FES - System Transformation | Domestic storage installed capacity (MW)
NG FES - System Transformation | Srg_BB002 | MW | NPgN | GRIW_1 | Domestic storage installed capacity (MW) | Grimsby West | GRIMSBY WEST | 0.087 | 0.15 | 0.203 | 0.262 | 0.334 | 0.419 | 0.521 | 0.641 | 0.773 | 0.919 | 1.081 | 1.26 | 1.453 | 1.661 | 1.883 | 2.121 | 2.372 | 2.637 | 2.916 | 3.21 | 3.521 | 3.843 | 4.181 | 4.532 | 4.898 | 5.278 | 5.673 | 6.082 | 6.505 | 6.943 | NPgY | GSP | NG FES - System Transformation | Domestic storage installed capacity (MW)
NG FES - System Transformation | Srg_BB002 | MW | NPgN | JORD_3 | Domestic storage installed capacity (MW) | Jordanthorpe | JORDANTHORPE | 0.026 | 0.045 | 0.061 | 0.079 | 0.101 | 0.127 | 0.158 | 0.194 | 0.234 | 0.278 | 0.327 | 0.381 | 0.44 | 0.503 | 0.57 | 0.642 | 0.718 | 0.798 | 0.883 | 0.972 | 1.065 | 1.163 | 1.265 | 1.371 | 1.482 | 1.597 | 1.717 | 1.84 | 1.969 | 2.101 | NPgY | GSP | NG FES - System Transformation | Domestic storage installed capacity (MW)
NG FES - System Transformation | Srg_BB002 | MW | NPgN | KEAD_YEDL | Domestic storage installed capacity (MW) | Keadby | KEADBY | 0.119 | 0.206 | 0.279 | 0.36 | 0.459 | 0.576 | 0.717 | 0.881 | 1.063 | 1.263 | 1.486 | 1.732 | 1.998 | 2.283 | 2.589 | 2.915 | 3.26 | 3.625 | 4.01 | 4.414 | 4.84 | 5.284 | 5.747 | 6.231 | 6.734 | 7.256 | 7.799 | 8.361 | 8.943 | 9.545 | NPgY | GSP | NG FES - System Transformation | Domestic storage installed capacity (MW)
NG FES - System Transformation | Srg_BB002 | MW | NPgN | KIRKB1 | Domestic storage installed capacity (MW) | Kirkstall B | KIRKSTALL B | 0.094 | 0.163 | 0.221 | 0.285 | 0.363 | 0.455 | 0.567 | 0.696 | 0.84 | 0.999 | 1.175 | 1.369 | 1.58 | 1.806 | 2.047 | 2.305 | 2.578 | 2.867 | 3.171 | 3.49 | 3.828 | 4.178 | 4.545 | 4.927 | 5.325 | 5.738 | 6.167 | 6.612 | 7.072 | 7.548 | NPgY | GSP | NG FES - System Transformation | Domestic storage installed capacity (MW)
NG FES - System Transformation | Srg_BB002 | MW | NPgN | NEEP_3 | Domestic storage installed capacity (MW) | Neepsend | NEEPSEND | 0.042 | 0.072 | 0.097 | 0.125 | 0.16 | 0.201 | 0.25 | 0.307 | 0.37 | 0.44 | 0.518 | 0.603 | 0.696 | 0.796 | 0.902 | 1.016 | 1.136 | 1.263 | 1.397 | 1.538 | 1.686 | 1.841 | 2.002 | 2.171 | 2.346 | 2.528 | 2.717 | 2.913 | 3.116 | 3.326 | NPgY | GSP | NG FES - System Transformation | Domestic storage installed capacity (MW)
NG FES - System Transformation | Srg_BB002 | MW | NPgN | NORL_3 | Domestic storage installed capacity (MW) | Norton Lees | NORTON LEES | 0.042 | 0.072 | 0.098 | 0.126 | 0.161 | 0.202 | 0.251 | 0.309 | 0.372 | 0.443 | 0.521 | 0.607 | 0.7 | 0.8 | 0.907 | 1.022 | 1.143 | 1.271 | 1.405 | 1.547 | 1.696 | 1.852 | 2.014 | 2.184 | 2.36 | 2.543 | 2.733 | 2.93 | 3.134 | 3.345 | NPgY | GSP | NG FES - System Transformation | Domestic storage installed capacity (MW)
NG FES - System Transformation | Srg_BB002 | MW | NPgN | PITS_BB_B | Domestic storage installed capacity (MW) | Pitsmoor | PITSMOOR 3/4 | 0.018 | 0.031 | 0.042 | 0.054 | 0.068 | 0.086 | 0.107 | 0.131 | 0.158 | 0.188 | 0.222 | 0.258 | 0.298 | 0.341 | 0.386 | 0.435 | 0.486 | 0.541 | 0.598 | 0.658 | 0.722 | 0.788 | 0.857 | 0.929 | 1.004 | 1.082 | 1.163 | 1.247 | 1.334 | 1.423 | NPgY | GSP | NG FES - System Transformation | Domestic storage installed capacity (MW)
NG FES - System Transformation | Srg_BB002 | MW | NPgN | SALT_1 | Domestic storage installed capacity (MW) | Saltend North | SALTEND NORTH | 0.033 | 0.056 | 0.076 | 0.099 | 0.126 | 0.158 | 0.196 | 0.241 | 0.291 | 0.346 | 0.407 | 0.474 | 0.547 | 0.625 | 0.709 | 0.798 | 0.892 | 0.992 | 1.097 | 1.208 | 1.325 | 1.446 | 1.573 | 1.705 | 1.843 | 1.986 | 2.135 | 2.289 | 2.448 | 2.613 | NPgY | GSP | NG FES - System Transformation | Domestic storage installed capacity (MW)
NG FES - System Transformation | Srg_BB002 | MW | NPgN | SHEC_3 | Domestic storage installed capacity (MW) | Sheffield City | SHEFFIELD CITY | 0.022 | 0.038 | 0.051 | 0.066 | 0.084 | 0.106 | 0.131 | 0.161 | 0.195 | 0.232 | 0.272 | 0.317 | 0.366 | 0.419 | 0.475 | 0.534 | 0.598 | 0.665 | 0.735 | 0.809 | 0.887 | 0.969 | 1.054 | 1.142 | 1.234 | 1.33 | 1.43 | 1.533 | 1.64 | 1.75 | NPgY | GSP | NG FES - System Transformation | Domestic storage installed capacity (MW)
NG FES - System Transformation | Srg_BB002 | MW | NPgN | SKLGB1 | Domestic storage installed capacity (MW) | Skelton Grange | SKELTON GRANGE | 0.243 | 0.42 | 0.569 | 0.734 | 0.935 | 1.173 | 1.46 | 1.794 | 2.165 | 2.573 | 3.027 | 3.528 | 4.07 | 4.652 | 5.275 | 5.94 | 6.643 | 7.386 | 8.169 | 8.993 | 9.862 | 10.766 | 11.71 | 12.695 | 13.72 | 14.785 | 15.89 | 17.035 | 18.221 | 19.447 | NPgY | GSP | NG FES - System Transformation | Domestic storage installed capacity (MW)
NG FES - System Transformation | Srg_BB002 | MW | NPgN | TEMP_3 | Domestic storage installed capacity (MW) | Templeborough | TEMPLEBOROUGH 275/33KV | 0.003 | 0.006 | 0.008 | 0.01 | 0.013 | 0.016 | 0.02 | 0.024 | 0.029 | 0.035 | 0.041 | 0.047 | 0.055 | 0.062 | 0.071 | 0.08 | 0.089 | 0.099 | 0.11 | 0.121 | 0.132 | 0.144 | 0.157 | 0.17 | 0.184 | 0.198 | 0.213 | 0.229 | 0.245 | 0.261 | NPgY | GSP | NG FES - System Transformation | Domestic storage installed capacity (MW)
NG FES - System Transformation | Srg_BB002 | MW | NPgN | THUR_6 | Domestic storage installed capacity (MW) | Thurcroft | THURCROFT | 0.086 | 0.149 | 0.202 | 0.26 | 0.332 | 0.416 | 0.518 | 0.637 | 0.768 | 0.913 | 1.074 | 1.252 | 1.444 | 1.651 | 1.872 | 2.108 | 2.357 | 2.621 | 2.899 | 3.191 | 3.499 | 3.82 | 4.155 | 4.504 | 4.868 | 5.246 | 5.638 | 6.044 | 6.465 | 6.9 | NPgY | GSP | NG FES - System Transformation | Domestic storage installed capacity (MW)
NG FES - System Transformation | Srg_BB002 | MW | NPgN | WMEL_THOM | Domestic storage installed capacity (MW) | Thorpe Marsh | WEST MELTON / THORPE MARSH | 0.173 | 0.3 | 0.406 | 0.524 | 0.668 | 0.838 | 1.043 | 1.282 | 1.547 | 1.838 | 2.162 | 2.521 | 2.908 | 3.324 | 3.769 | 4.244 | 4.746 | 5.277 | 5.837 | 6.425 | 7.046 | 7.692 | 8.366 | 9.07 | 9.802 | 10.563 | 11.352 | 12.171 | 13.018 | 13.894 | NPgY | GSP | NG FES - System Transformation | Domestic storage installed capacity (MW)
NG FES - System Transformation | Srg_BB002 | MW | NPgN | WMEL_BB3 | Domestic storage installed capacity (MW) | West Melton | WEST MELTON SECTION 3 | 0.154 | 0.266 | 0.36 | 0.464 | 0.592 | 0.742 | 0.924 | 1.135 | 1.37 | 1.628 | 1.915 | 2.233 | 2.576 | 2.944 | 3.338 | 3.759 | 4.203 | 4.674 | 5.169 | 5.69 | 6.24 | 6.812 | 7.41 | 8.033 | 8.681 | 9.355 | 10.055 | 10.779 | 11.53 | 12.305 | NPgY | GSP | NG FES - System Transformation | Domestic storage installed capacity (MW)
NG FES - System Transformation | Srg_BB002 | MW | NPgN | WIBA_3 | Domestic storage installed capacity (MW) | Wincobank | WINCOBANK | 0.007 | 0.012 | 0.016 | 0.021 | 0.026 | 0.033 | 0.041 | 0.051 | 0.061 | 0.073 | 0.086 | 0.1 | 0.115 | 0.132 | 0.149 | 0.168 | 0.188 | 0.209 | 0.231 | 0.254 | 0.279 | 0.305 | 0.331 | 0.359 | 0.388 | 0.418 | 0.45 | 0.482 | 0.516 | 0.55 | NPgY | GSP | NG FES - System Transformation | Domestic storage installed capacity (MW)
NG FES - Consumer Transformation | Dem_BB08a_NPgSubComponent | GWh | NPgN | BLYTB1 | Domestic (GWh) | Blyth 66kV | BLYTH 66kV | 209.36 | 184.18 | 176.52 | 173.6 | 171.53 | 170 | 169.06 | 168.37 | 167.73 | 167.09 | 166.38 | 165.68 | 164.92 | 164.15 | 163.47 | 162.99 | 162.65 | 162.29 | 161.9 | 161.58 | 161.52 | 161.49 | 161.55 | 161.87 | 162.25 | 162.66 | 163.08 | 163.53 | 164 | 164.48 | NPgN | GSP | NG FES - Consumer Transformation | Domestic (GWh)
NG FES - Consumer Transformation | Dem_BB08a_NPgSubComponent | GWh | NPgN | BLYTH132 | Domestic (GWh) | Blyth 132kV | BLYTH 132kV | 95.02 | 83.08 | 79.56 | 78.34 | 77.53 | 76.98 | 76.71 | 76.56 | 76.43 | 76.3 | 76.12 | 75.94 | 75.73 | 75.51 | 75.34 | 75.28 | 75.26 | 75.23 | 75.18 | 75.17 | 75.28 | 75.4 | 75.57 | 75.87 | 76.19 | 76.53 | 76.86 | 77.22 | 77.58 | 77.94 | NPgN | GSP | NG FES - Consumer Transformation | Domestic (GWh)
NG FES - Consumer Transformation | Dem_BB08a_NPgSubComponent | GWh | NPgN | FOUR_1 | Domestic (GWh) | Fourstones | FOURSTONES | 16.76 | 14.73 | 14.16 | 13.99 | 13.88 | 13.82 | 13.81 | 13.81 | 13.82 | 13.83 | 13.83 | 13.83 | 13.83 | 13.83 | 13.83 | 13.85 | 13.88 | 13.91 | 13.93 | 13.96 | 14.01 | 14.07 | 14.13 | 14.21 | 14.3 | 14.39 | 14.48 | 14.57 | 14.66 | 14.76 | NPgN | GSP | NG FES - Consumer Transformation | Domestic (GWh)
NG FES - Consumer Transformation | Dem_BB08a_NPgSubComponent | GWh | NPgN | HARM_6 | Domestic (GWh) | Hart Moor | HARTMOOR | 118.95 | 104.05 | 99.52 | 97.81 | 96.61 | 95.72 | 95.19 | 94.81 | 94.46 | 94.1 | 93.69 | 93.29 | 92.85 | 92.4 | 92 | 91.74 | 91.54 | 91.32 | 91.08 | 90.89 | 90.85 | 90.83 | 90.86 | 91.05 | 91.28 | 91.52 | 91.76 | 92.02 | 92.3 | 92.58 | NPgN | GSP | NG FES - Consumer Transformation | Domestic (GWh)
NG FES - Consumer Transformation | Dem_BB08a_NPgSubComponent | GWh | NPgN | HAWP_6 | Domestic (GWh) | Hawthorn Pit | HAWTHORN PIT GRID | 217.25 | 190.54 | 182.42 | 179.36 | 177.2 | 175.6 | 174.64 | 173.95 | 173.31 | 172.66 | 171.94 | 171.21 | 170.42 | 169.63 | 168.92 | 168.45 | 168.1 | 167.72 | 167.3 | 166.97 | 166.91 | 166.89 | 166.96 | 167.32 | 167.74 | 168.17 | 168.63 | 169.11 | 169.61 | 170.13 | NPgN | GSP | NG FES - Consumer Transformation | Domestic (GWh)
NG FES - Consumer Transformation | Dem_BB08a_NPgSubComponent | GWh | NPgN | KNARE_111 | Domestic (GWh) | Knaresborough | KNARESBOROUGH | 251.01 | 220.74 | 211.54 | 208.06 | 205.6 | 203.78 | 202.68 | 201.88 | 201.14 | 200.38 | 199.56 | 198.74 | 197.85 | 196.96 | 196.16 | 195.61 | 195.23 | 194.81 | 194.36 | 194.01 | 193.95 | 193.94 | 194.03 | 194.44 | 194.92 | 195.43 | 195.95 | 196.51 | 197.09 | 197.69 | NPgN | GSP | NG FES - Consumer Transformation | Domestic (GWh)
NG FES - Consumer Transformation | Dem_BB08a_NPgSubComponent | GWh | NPgN | LACK_6 | Domestic (GWh) | Lackenby | LACKENBY | 296.78 | 259.43 | 248.09 | 243.84 | 240.85 | 238.67 | 237.36 | 236.44 | 235.59 | 234.73 | 233.73 | 232.74 | 231.66 | 230.56 | 229.59 | 228.97 | 228.48 | 227.95 | 227.38 | 226.92 | 226.84 | 226.81 | 226.92 | 227.42 | 228.01 | 228.63 | 229.27 | 229.94 | 230.64 | 231.37 | NPgN | GSP | NG FES - Consumer Transformation | Domestic (GWh)
NG FES - Consumer Transformation | Dem_BB08a_NPgSubComponent | GWh | NPgN | NORT_1 | Domestic (GWh) | Norton | NORTON | 742.19 | 650.38 | 622.56 | 612.14 | 604.84 | 599.49 | 596.32 | 594.07 | 592 | 589.9 | 587.51 | 585.13 | 582.53 | 579.91 | 577.58 | 576.08 | 574.98 | 573.77 | 572.44 | 571.41 | 571.31 | 571.33 | 571.68 | 572.99 | 574.53 | 576.12 | 577.78 | 579.53 | 581.35 | 583.23 | NPgN | GSP | NG FES - Consumer Transformation | Domestic (GWh)
NG FES - Consumer Transformation | Dem_BB08a_NPgSubComponent | GWh | NPgN | OFFE_3 | Domestic (GWh) | Offerton | OFFERTON | 118.4 | 103.77 | 99.32 | 97.64 | 96.45 | 95.57 | 95.03 | 94.65 | 94.29 | 93.94 | 93.53 | 93.13 | 92.69 | 92.24 | 91.85 | 91.58 | 91.38 | 91.17 | 90.93 | 90.74 | 90.7 | 90.68 | 90.71 | 90.9 | 91.12 | 91.35 | 91.59 | 91.85 | 92.11 | 92.39 | NPgN | GSP | NG FES - Consumer Transformation | Domestic (GWh)
NG FES - Consumer Transformation | Dem_BB08a_NPgSubComponent | GWh | NPgN | OSBA_1 | Domestic (GWh) | Osbaldwick | OSBALDWICK | 480.4 | 421.75 | 403.93 | 397.2 | 392.46 | 388.96 | 386.84 | 385.32 | 383.91 | 382.48 | 380.89 | 379.31 | 377.58 | 375.85 | 374.3 | 373.26 | 372.51 | 371.69 | 370.8 | 370.1 | 369.99 | 369.95 | 370.12 | 370.91 | 371.84 | 372.81 | 373.83 | 374.9 | 376.01 | 377.16 | NPgN | GSP | NG FES - Consumer Transformation | Domestic (GWh)
NG FES - Consumer Transformation | Dem_BB08a_NPgSubComponent | GWh | NPgN | POPP_3 | Domestic (GWh) | Poppleton | POPPLETON | 84.65 | 74.42 | 71.3 | 70.12 | 69.27 | 68.65 | 68.26 | 67.98 | 67.72 | 67.45 | 67.16 | 66.88 | 66.56 | 66.25 | 65.97 | 65.77 | 65.63 | 65.48 | 65.31 | 65.18 | 65.15 | 65.13 | 65.15 | 65.28 | 65.43 | 65.59 | 65.76 | 65.93 | 66.12 | 66.31 | NPgN | GSP | NG FES - Consumer Transformation | Domestic (GWh)
NG FES - Consumer Transformation | Dem_BB08a_NPgSubComponent | GWh | NPgN | SALH_1 | Domestic (GWh) | Saltholme | SALTHOLME | 4.3 | 3.76 | 3.6 | 3.54 | 3.49 | 3.46 | 3.44 | 3.43 | 3.41 | 3.4 | 3.39 | 3.37 | 3.35 | 3.34 | 3.32 | 3.31 | 3.31 | 3.3 | 3.29 | 3.28 | 3.28 | 3.28 | 3.28 | 3.29 | 3.29 | 3.3 | 3.31 | 3.32 | 3.33 | 3.34 | NPgN | GSP | NG FES - Consumer Transformation | Domestic (GWh)
NG FES - Consumer Transformation | Dem_BB08a_NPgSubComponent | GWh | NPgN | SSHI_3 | Domestic (GWh) | South Shields | SOUTH SHIELDS | 107.17 | 93.95 | 89.92 | 88.39 | 87.3 | 86.5 | 86.01 | 85.65 | 85.32 | 84.99 | 84.61 | 84.24 | 83.84 | 83.43 | 83.07 | 82.82 | 82.63 | 82.43 | 82.21 | 82.03 | 81.99 | 81.96 | 81.98 | 82.14 | 82.34 | 82.54 | 82.75 | 82.97 | 83.21 | 83.45 | NPgN | GSP | NG FES - Consumer Transformation | Domestic (GWh)
NG FES - Consumer Transformation | Dem_BB08a_NPgSubComponent | GWh | NPgN | KIELD01 and SPAD20 | Domestic (GWh) | 0 | SPADEADAM | 12.52 | 10.97 | 10.52 | 10.37 | 10.27 | 10.21 | 10.18 | 10.17 | 10.16 | 10.16 | 10.14 | 10.13 | 10.11 | 10.09 | 10.07 | 10.07 | 10.08 | 10.08 | 10.09 | 10.09 | 10.12 | 10.14 | 10.17 | 10.22 | 10.27 | 10.32 | 10.37 | 10.43 | 10.48 | 10.54 | NPgN | GSP | NG FES - Consumer Transformation | Domestic (GWh)
NG FES - Consumer Transformation | Dem_BB08a_NPgSubComponent | GWh | NPgN | SPEN_1 | Domestic (GWh) | Spennymoor | SPENNYMOOR | 460.96 | 402.63 | 384.97 | 378.39 | 373.8 | 370.45 | 368.49 | 367.12 | 365.86 | 364.59 | 363.09 | 361.6 | 359.96 | 358.31 | 356.85 | 355.95 | 355.24 | 354.46 | 353.61 | 352.95 | 352.87 | 352.88 | 353.1 | 353.94 | 354.92 | 355.93 | 356.98 | 358.08 | 359.23 | 360.41 | NPgN | GSP | NG FES - Consumer Transformation | Domestic (GWh)
NG FES - Consumer Transformation | Dem_BB08a_NPgSubComponent | GWh | NPgN | STEN_1 | Domestic (GWh) | Stella North | STELLA NORTH | 456.92 | 408.46 | 393.56 | 387.63 | 383.29 | 379.97 | 377.76 | 376.04 | 374.4 | 372.75 | 371.18 | 369.64 | 367.97 | 366.3 | 364.79 | 363.51 | 362.79 | 362.04 | 361.22 | 360.55 | 360.36 | 360.22 | 360.23 | 360.74 | 361.39 | 362.08 | 362.83 | 363.63 | 364.47 | 365.35 | NPgN | GSP | NG FES - Consumer Transformation | Domestic (GWh)
NG FES - Consumer Transformation | Dem_BB08a_NPgSubComponent | GWh | NPgN | STES_1 | Domestic (GWh) | Stella South | STELLA SOUTH | 272.94 | 238.69 | 228.3 | 224.41 | 221.68 | 219.68 | 218.49 | 217.66 | 216.88 | 216.1 | 215.2 | 214.3 | 213.31 | 212.32 | 211.44 | 210.88 | 210.44 | 209.97 | 209.45 | 209.05 | 208.98 | 208.97 | 209.08 | 209.55 | 210.11 | 210.68 | 211.28 | 211.91 | 212.56 | 213.24 | NPgN | GSP | NG FES - Consumer Transformation | Domestic (GWh)
NG FES - Consumer Transformation | Dem_BB08a_NPgSubComponent | GWh | NPgN | TYNE_1 | Domestic (GWh) | Tynemouth 1 | TYNEMOUTH | 345.55 | 305.73 | 293.54 | 288.81 | 285.42 | 282.86 | 281.23 | 280.01 | 278.86 | 277.69 | 276.49 | 275.31 | 274.02 | 272.73 | 271.56 | 270.68 | 270.1 | 269.48 | 268.81 | 268.27 | 268.12 | 268.03 | 268.06 | 268.51 | 269.07 | 269.65 | 270.27 | 270.94 | 271.63 | 272.35 | NPgN | GSP | NG FES - Consumer Transformation | Domestic (GWh)
NG FES - Consumer Transformation | Dem_BB08a_NPgSubComponent | GWh | NPgN | WBOL_6 | Domestic (GWh) | West Boldon | WEST BOLDON | 466.21 | 411.81 | 395.21 | 388.82 | 384.25 | 380.84 | 378.7 | 377.11 | 375.62 | 374.12 | 372.54 | 370.97 | 369.27 | 367.56 | 366.03 | 364.9 | 364.15 | 363.34 | 362.47 | 361.77 | 361.61 | 361.52 | 361.62 | 362.29 | 363.09 | 363.94 | 364.84 | 365.79 | 366.78 | 367.81 | NPgN | GSP | NG FES - Consumer Transformation | Domestic (GWh)
NG FES - Consumer Transformation | Dem_BB08a_NPgSubComponent | GWh | NPgN | BRAW_1 | Domestic (GWh) | Bradford West | BRADFORD WEST | 818.84 | 722.84 | 693.57 | 682.35 | 674.35 | 668.39 | 664.67 | 661.92 | 659.35 | 656.76 | 654.01 | 651.29 | 648.33 | 645.36 | 642.7 | 640.75 | 639.47 | 638.08 | 636.57 | 635.37 | 635.12 | 635 | 635.2 | 636.41 | 637.87 | 639.39 | 641 | 642.7 | 644.48 | 646.31 | NPgY | GSP | NG FES - Consumer Transformation | Domestic (GWh)
NG FES - Consumer Transformation | Dem_BB08a_NPgSubComponent | GWh | NPgN | CAMB_01 | Domestic (GWh) | Camblesforth | CAMBLESFORTH | 52.21 | 45.7 | 43.75 | 43.04 | 42.56 | 42.21 | 42.01 | 41.88 | 41.76 | 41.64 | 41.5 | 41.36 | 41.2 | 41.04 | 40.9 | 40.83 | 40.77 | 40.71 | 40.64 | 40.6 | 40.61 | 40.64 | 40.69 | 40.81 | 40.94 | 41.08 | 41.23 | 41.37 | 41.53 | 41.69 | NPgY | GSP | NG FES - Consumer Transformation | Domestic (GWh)
NG FES - Consumer Transformation | Dem_BB08a_NPgSubComponent | GWh | NPgN | CREB_1 | Domestic (GWh) | Creyke Beck | CREYKE BECK | 750.47 | 660.71 | 633.49 | 623.2 | 615.94 | 610.59 | 607.35 | 605.01 | 602.85 | 600.65 | 598.26 | 595.89 | 593.29 | 590.68 | 588.36 | 586.77 | 585.7 | 584.53 | 583.25 | 582.26 | 582.16 | 582.19 | 582.52 | 583.79 | 585.3 | 586.85 | 588.49 | 590.21 | 592.01 | 593.85 | NPgY | GSP | NG FES - Consumer Transformation | Domestic (GWh)
NG FES - Consumer Transformation | Dem_BB08a_NPgSubComponent | GWh | NPgN | DRAX_YEDL | Domestic (GWh) | Drax | DRAX | 68.97 | 60.33 | 57.74 | 56.81 | 56.17 | 55.71 | 55.46 | 55.3 | 55.15 | 55 | 54.82 | 54.64 | 54.44 | 54.24 | 54.06 | 53.97 | 53.9 | 53.83 | 53.74 | 53.69 | 53.72 | 53.76 | 53.84 | 54 | 54.19 | 54.38 | 54.57 | 54.78 | 54.99 | 55.21 | NPgY | GSP | NG FES - Consumer Transformation | Domestic (GWh)
NG FES - Consumer Transformation | Dem_BB08a_NPgSubComponent | GWh | NPgN | ELLA_1 | Domestic (GWh) | Elland | ELLAND | 626.26 | 552.49 | 530 | 521.38 | 515.24 | 510.67 | 507.82 | 505.72 | 503.75 | 501.77 | 499.65 | 497.56 | 495.29 | 493 | 490.95 | 489.47 | 488.47 | 487.39 | 486.22 | 485.29 | 485.09 | 484.99 | 485.14 | 486.06 | 487.17 | 488.33 | 489.56 | 490.86 | 492.22 | 493.62 | NPgY | GSP | NG FES - Consumer Transformation | Domestic (GWh)
NG FES - Consumer Transformation | Dem_BB08a_NPgSubComponent | GWh | NPgN | FERRA2 | Domestic (GWh) | Ferrybridge A | FERRYBRIDGE A | 175.85 | 153.99 | 147.37 | 144.89 | 143.15 | 141.88 | 141.12 | 140.59 | 140.1 | 139.61 | 139.04 | 138.47 | 137.85 | 137.22 | 136.67 | 136.31 | 136.05 | 135.76 | 135.44 | 135.19 | 135.16 | 135.16 | 135.24 | 135.55 | 135.92 | 136.29 | 136.69 | 137.1 | 137.53 | 137.98 | NPgY | GSP | NG FES - Consumer Transformation | Domestic (GWh)
NG FES - Consumer Transformation | Dem_BB08a_NPgSubComponent | GWh | NPgN | FERRB9 | Domestic (GWh) | Ferrybridge B (_M) | FERRYBRIDGE B | 423.28 | 374.28 | 359.38 | 353.68 | 349.63 | 346.61 | 344.74 | 343.36 | 342.08 | 340.78 | 339.42 | 338.07 | 336.6 | 335.12 | 333.8 | 332.84 | 332.23 | 331.58 | 330.86 | 330.29 | 330.22 | 330.21 | 330.36 | 331.03 | 331.82 | 332.65 | 333.53 | 334.45 | 335.42 | 336.41 | NPgY | GSP | NG FES - Consumer Transformation | Domestic (GWh)
NG FES - Consumer Transformation | Dem_BB08a_NPgSubComponent | GWh | NPgN | GRIW_1 | Domestic (GWh) | Grimsby West | GRIMSBY WEST | 255.27 | 223.88 | 214.35 | 210.76 | 208.24 | 206.39 | 205.28 | 204.48 | 203.75 | 203.01 | 202.17 | 201.34 | 200.43 | 199.51 | 198.7 | 198.16 | 197.76 | 197.34 | 196.87 | 196.5 | 196.45 | 196.44 | 196.54 | 196.97 | 197.48 | 198.01 | 198.56 | 199.15 | 199.75 | 200.38 | NPgY | GSP | NG FES - Consumer Transformation | Domestic (GWh)
NG FES - Consumer Transformation | Dem_BB08a_NPgSubComponent | GWh | NPgN | JORD_3 | Domestic (GWh) | Jordanthorpe | JORDANTHORPE | 131.49 | 117.71 | 113.48 | 111.79 | 110.56 | 109.61 | 108.99 | 108.49 | 108.03 | 107.56 | 107.11 | 106.68 | 106.21 | 105.74 | 105.31 | 104.94 | 104.75 | 104.54 | 104.31 | 104.13 | 104.08 | 104.05 | 104.05 | 104.21 | 104.4 | 104.6 | 104.82 | 105.05 | 105.3 | 105.55 | NPgY | GSP | NG FES - Consumer Transformation | Domestic (GWh)
NG FES - Consumer Transformation | Dem_BB08a_NPgSubComponent | GWh | NPgN | KEAD_YEDL | Domestic (GWh) | Keadby | KEADBY | 347.32 | 303.68 | 290.65 | 285.95 | 282.74 | 280.46 | 279.22 | 278.42 | 277.7 | 276.97 | 276.07 | 275.17 | 274.17 | 273.15 | 272.27 | 271.82 | 271.51 | 271.15 | 270.74 | 270.46 | 270.63 | 270.86 | 271.24 | 272.09 | 273.05 | 274.02 | 275.03 | 276.08 | 277.16 | 278.27 | NPgY | GSP | NG FES - Consumer Transformation | Domestic (GWh)
NG FES - Consumer Transformation | Dem_BB08a_NPgSubComponent | GWh | NPgN | KIRKB1 | Domestic (GWh) | Kirkstall B | KIRKSTALL B | 420.22 | 374.99 | 361.13 | 355.65 | 351.68 | 348.65 | 346.67 | 345.13 | 343.68 | 342.21 | 340.81 | 339.41 | 337.91 | 336.4 | 335.03 | 333.9 | 333.26 | 332.59 | 331.85 | 331.26 | 331.11 | 331.01 | 331.05 | 331.57 | 332.21 | 332.89 | 333.62 | 334.4 | 335.22 | 336.06 | NPgY | GSP | NG FES - Consumer Transformation | Domestic (GWh)
NG FES - Consumer Transformation | Dem_BB08a_NPgSubComponent | GWh | NPgN | NEEP_3 | Domestic (GWh) | Neepsend | NEEPSEND | 178.99 | 159.33 | 153.31 | 150.95 | 149.24 | 147.95 | 147.11 | 146.47 | 145.86 | 145.25 | 144.65 | 144.05 | 143.41 | 142.76 | 142.18 | 141.71 | 141.44 | 141.15 | 140.83 | 140.57 | 140.51 | 140.47 | 140.49 | 140.72 | 141.01 | 141.3 | 141.63 | 141.97 | 142.32 | 142.69 | NPgY | GSP | NG FES - Consumer Transformation | Domestic (GWh)
NG FES - Consumer Transformation | Dem_BB08a_NPgSubComponent | GWh | NPgN | NORL_3 | Domestic (GWh) | Norton Lees | NORTON LEES | 153.64 | 137.39 | 132.41 | 130.43 | 128.98 | 127.87 | 127.14 | 126.57 | 126.03 | 125.48 | 124.96 | 124.45 | 123.9 | 123.35 | 122.85 | 122.42 | 122.19 | 121.94 | 121.68 | 121.46 | 121.4 | 121.36 | 121.37 | 121.55 | 121.78 | 122.01 | 122.27 | 122.55 | 122.84 | 123.14 | NPgY | GSP | NG FES - Consumer Transformation | Domestic (GWh)
NG FES - Consumer Transformation | Dem_BB08a_NPgSubComponent | GWh | NPgN | PITS_BB_B | Domestic (GWh) | Pitsmoor | PITSMOOR 3/4 | 71.32 | 63.3 | 60.85 | 59.91 | 59.22 | 58.71 | 58.39 | 58.14 | 57.91 | 57.68 | 57.44 | 57.21 | 56.96 | 56.7 | 56.48 | 56.3 | 56.19 | 56.08 | 55.95 | 55.86 | 55.84 | 55.83 | 55.84 | 55.94 | 56.07 | 56.19 | 56.33 | 56.47 | 56.63 | 56.78 | NPgY | GSP | NG FES - Consumer Transformation | Domestic (GWh)
NG FES - Consumer Transformation | Dem_BB08a_NPgSubComponent | GWh | NPgN | SALT_1 | Domestic (GWh) | Saltend North | SALTEND NORTH | 96.05 | 84.04 | 80.41 | 79.05 | 78.1 | 77.41 | 77 | 76.72 | 76.45 | 76.19 | 75.88 | 75.57 | 75.23 | 74.89 | 74.59 | 74.4 | 74.26 | 74.1 | 73.93 | 73.8 | 73.79 | 73.79 | 73.84 | 74.01 | 74.22 | 74.43 | 74.64 | 74.87 | 75.11 | 75.36 | NPgY | GSP | NG FES - Consumer Transformation | Domestic (GWh)
NG FES - Consumer Transformation | Dem_BB08a_NPgSubComponent | GWh | NPgN | SHEC_3 | Domestic (GWh) | Sheffield City | SHEFFIELD CITY | 98.98 | 88.9 | 85.81 | 84.57 | 83.65 | 82.95 | 82.48 | 82.1 | 81.75 | 81.39 | 81.06 | 80.74 | 80.39 | 80.04 | 79.73 | 79.44 | 79.3 | 79.16 | 78.99 | 78.86 | 78.83 | 78.81 | 78.81 | 78.92 | 79.06 | 79.21 | 79.38 | 79.55 | 79.74 | 79.93 | NPgY | GSP | NG FES - Consumer Transformation | Domestic (GWh)
NG FES - Consumer Transformation | Dem_BB08a_NPgSubComponent | GWh | NPgN | SKLGB1 | Domestic (GWh) | Skelton Grange | SKELTON GRANGE | 1026.22 | 914.65 | 880.48 | 867.03 | 857.29 | 849.88 | 845.06 | 841.34 | 837.83 | 834.29 | 830.85 | 827.44 | 823.77 | 820.07 | 816.74 | 814 | 812.44 | 810.78 | 808.97 | 807.51 | 807.16 | 806.94 | 807.05 | 808.33 | 809.93 | 811.62 | 813.43 | 815.36 | 817.38 | 819.46 | NPgY | GSP | NG FES - Consumer Transformation | Domestic (GWh)
NG FES - Consumer Transformation | Dem_BB08a_NPgSubComponent | GWh | NPgN | TEMP_3 | Domestic (GWh) | Templeborough | TEMPLEBOROUGH 275/33KV | 11.7 | 10.37 | 9.97 | 9.81 | 9.7 | 9.62 | 9.56 | 9.52 | 9.48 | 9.45 | 9.41 | 9.37 | 9.33 | 9.29 | 9.25 | 9.22 | 9.2 | 9.18 | 9.16 | 9.14 | 9.14 | 9.14 | 9.14 | 9.16 | 9.18 | 9.2 | 9.22 | 9.24 | 9.27 | 9.29 | NPgY | GSP | NG FES - Consumer Transformation | Domestic (GWh)
NG FES - Consumer Transformation | Dem_BB08a_NPgSubComponent | GWh | NPgN | THUR_6 | Domestic (GWh) | Thurcroft | THURCROFT | 251.91 | 220.54 | 211.02 | 207.46 | 204.96 | 203.13 | 202.04 | 201.27 | 200.56 | 199.84 | 199.01 | 198.19 | 197.29 | 196.39 | 195.58 | 195.07 | 194.68 | 194.25 | 193.78 | 193.41 | 193.37 | 193.36 | 193.47 | 193.91 | 194.42 | 194.95 | 195.51 | 196.09 | 196.7 | 197.33 | NPgY | GSP | NG FES - Consumer Transformation | Domestic (GWh)
NG FES - Consumer Transformation | Dem_BB08a_NPgSubComponent | GWh | NPgN | WMEL_THOM | Domestic (GWh) | Thorpe Marsh | WEST MELTON / THORPE MARSH | 547.6 | 480.57 | 460.21 | 452.53 | 447.11 | 443.12 | 440.72 | 438.99 | 437.4 | 435.78 | 433.97 | 432.17 | 430.2 | 428.22 | 426.46 | 425.28 | 424.42 | 423.49 | 422.47 | 421.67 | 421.54 | 421.5 | 421.7 | 422.61 | 423.68 | 424.79 | 425.96 | 427.19 | 428.48 | 429.8 | NPgY | GSP | NG FES - Consumer Transformation | Domestic (GWh)
NG FES - Consumer Transformation | Dem_BB08a_NPgSubComponent | GWh | NPgN | WMEL_BB3 | Domestic (GWh) | West Melton | WEST MELTON SECTION 3 | 544.45 | 478.87 | 458.94 | 451.37 | 446.02 | 442.06 | 439.65 | 437.9 | 436.27 | 434.63 | 432.83 | 431.04 | 429.09 | 427.12 | 425.37 | 424.16 | 423.32 | 422.4 | 421.39 | 420.6 | 420.47 | 420.42 | 420.6 | 421.48 | 422.51 | 423.59 | 424.73 | 425.92 | 427.17 | 428.46 | NPgY | GSP | NG FES - Consumer Transformation | Domestic (GWh)
NG FES - Consumer Transformation | Dem_BB08a_NPgSubComponent | GWh | NPgN | WIBA_3 | Domestic (GWh) | Wincobank | WINCOBANK | 22.52 | 19.74 | 18.9 | 18.58 | 18.35 | 18.19 | 18.09 | 18.01 | 17.94 | 17.88 | 17.8 | 17.72 | 17.64 | 17.56 | 17.48 | 17.43 | 17.39 | 17.35 | 17.31 | 17.27 | 17.26 | 17.26 | 17.27 | 17.3 | 17.34 | 17.39 | 17.43 | 17.48 | 17.53 | 17.59 | NPgY | GSP | NG FES - Consumer Transformation | Domestic (GWh)
NG FES - Falling Short | Dem_BB08a_NPgSubComponent | GWh | NPgN | BLYTB1 | Domestic (GWh) | Blyth 66kV | BLYTH 66kV | 209.36 | 211.13 | 211.74 | 211.09 | 209.54 | 205.55 | 202.24 | 199.57 | 197.13 | 195.59 | 195.93 | 196.28 | 196.74 | 197.16 | 197.58 | 198.08 | 198.84 | 199.67 | 200.49 | 201.37 | 202.5 | 203.66 | 204.85 | 206.05 | 207.26 | 208.47 | 209.68 | 210.89 | 212.1 | 213.32 | NPgN | GSP | NG FES - Falling Short | Domestic (GWh)
NG FES - Falling Short | Dem_BB08a_NPgSubComponent | GWh | NPgN | BLYTH132 | Domestic (GWh) | Blyth 132kV | BLYTH 132kV | 95.02 | 96.05 | 96.49 | 96.32 | 95.71 | 93.92 | 92.46 | 91.32 | 90.29 | 89.69 | 90.01 | 90.33 | 90.71 | 91.06 | 91.42 | 91.83 | 92.35 | 92.9 | 93.45 | 94.03 | 94.72 | 95.44 | 96.16 | 96.9 | 97.63 | 98.37 | 99.1 | 99.84 | 100.57 | 101.31 | NPgN | GSP | NG FES - Falling Short | Domestic (GWh)
NG FES - Falling Short | Dem_BB08a_NPgSubComponent | GWh | NPgN | FOUR_1 | Domestic (GWh) | Fourstones | FOURSTONES | 16.76 | 16.98 | 17.09 | 17.1 | 17.04 | 16.77 | 16.56 | 16.4 | 16.26 | 16.2 | 16.29 | 16.39 | 16.49 | 16.59 | 16.69 | 16.8 | 16.93 | 17.06 | 17.19 | 17.33 | 17.49 | 17.65 | 17.81 | 17.98 | 18.14 | 18.31 | 18.47 | 18.63 | 18.8 | 18.96 | NPgN | GSP | NG FES - Falling Short | Domestic (GWh)
NG FES - Falling Short | Dem_BB08a_NPgSubComponent | GWh | NPgN | HARM_6 | Domestic (GWh) | Hart Moor | HARTMOOR | 118.95 | 120 | 120.34 | 119.93 | 118.98 | 116.59 | 114.6 | 113 | 111.53 | 110.59 | 110.78 | 110.97 | 111.23 | 111.47 | 111.7 | 111.99 | 112.43 | 112.91 | 113.38 | 113.9 | 114.56 | 115.24 | 115.93 | 116.63 | 117.34 | 118.05 | 118.76 | 119.46 | 120.17 | 120.88 | NPgN | GSP | NG FES - Falling Short | Domestic (GWh)
NG FES - Falling Short | Dem_BB08a_NPgSubComponent | GWh | NPgN | HAWP_6 | Domestic (GWh) | Hawthorn Pit | HAWTHORN PIT GRID | 217.25 | 219.15 | 219.8 | 219.1 | 217.44 | 213.19 | 209.66 | 206.81 | 204.22 | 202.56 | 202.92 | 203.3 | 203.79 | 204.24 | 204.69 | 205.22 | 206.03 | 206.92 | 207.79 | 208.74 | 209.95 | 211.19 | 212.45 | 213.74 | 215.03 | 216.32 | 217.62 | 218.91 | 220.21 | 221.51 | NPgN | GSP | NG FES - Falling Short | Domestic (GWh)
NG FES - Falling Short | Dem_BB08a_NPgSubComponent | GWh | NPgN | KNARE_111 | Domestic (GWh) | Knaresborough | KNARESBOROUGH | 251.01 | 253.14 | 253.89 | 253.12 | 251.26 | 246.48 | 242.51 | 239.32 | 236.41 | 234.57 | 235 | 235.44 | 236.01 | 236.54 | 237.05 | 237.68 | 238.61 | 239.63 | 240.62 | 241.7 | 243.07 | 244.48 | 245.91 | 247.37 | 248.83 | 250.29 | 251.76 | 253.22 | 254.69 | 256.15 | NPgN | GSP | NG FES - Falling Short | Domestic (GWh)
NG FES - Falling Short | Dem_BB08a_NPgSubComponent | GWh | NPgN | LACK_6 | Domestic (GWh) | Lackenby | LACKENBY | 296.78 | 299.45 | 300.33 | 299.32 | 296.96 | 290.96 | 286 | 281.99 | 278.33 | 275.99 | 276.48 | 276.99 | 277.67 | 278.29 | 278.89 | 279.64 | 280.76 | 281.99 | 283.2 | 284.51 | 286.19 | 287.92 | 289.67 | 291.46 | 293.26 | 295.06 | 296.86 | 298.66 | 300.46 | 302.27 | NPgN | GSP | NG FES - Falling Short | Domestic (GWh)
NG FES - Falling Short | Dem_BB08a_NPgSubComponent | GWh | NPgN | NORT_1 | Domestic (GWh) | Norton | NORTON | 742.19 | 748.82 | 751.11 | 748.79 | 743.14 | 728.56 | 716.51 | 706.8 | 697.96 | 692.36 | 693.69 | 695.07 | 696.86 | 698.51 | 700.12 | 702.08 | 704.95 | 708.1 | 711.18 | 714.52 | 718.76 | 723.11 | 727.54 | 732.05 | 736.57 | 741.1 | 745.62 | 750.15 | 754.69 | 759.23 | NPgN | GSP | NG FES - Falling Short | Domestic (GWh)
NG FES - Falling Short | Dem_BB08a_NPgSubComponent | GWh | NPgN | OFFE_3 | Domestic (GWh) | Offerton | OFFERTON | 118.4 | 119.43 | 119.77 | 119.38 | 118.45 | 116.11 | 114.17 | 112.6 | 111.16 | 110.25 | 110.43 | 110.63 | 110.88 | 111.12 | 111.35 | 111.63 | 112.06 | 112.54 | 113 | 113.51 | 114.16 | 114.83 | 115.51 | 116.2 | 116.89 | 117.59 | 118.29 | 118.98 | 119.68 | 120.38 | NPgN | GSP | NG FES - Falling Short | Domestic (GWh)
NG FES - Falling Short | Dem_BB08a_NPgSubComponent | GWh | NPgN | OSBA_1 | Domestic (GWh) | Osbaldwick | OSBALDWICK | 480.4 | 484.55 | 485.98 | 484.47 | 480.84 | 471.52 | 463.81 | 457.59 | 451.91 | 448.31 | 449.12 | 449.96 | 451.06 | 452.06 | 453.05 | 454.24 | 456.03 | 457.99 | 459.91 | 461.99 | 464.64 | 467.36 | 470.14 | 472.96 | 475.8 | 478.63 | 481.47 | 484.3 | 487.15 | 489.99 | NPgN | GSP | NG FES - Falling Short | Domestic (GWh)
NG FES - Falling Short | Dem_BB08a_NPgSubComponent | GWh | NPgN | POPP_3 | Domestic (GWh) | Poppleton | POPPLETON | 84.65 | 85.36 | 85.6 | 85.33 | 84.69 | 83.07 | 81.71 | 80.62 | 79.63 | 78.99 | 79.12 | 79.26 | 79.44 | 79.61 | 79.77 | 79.97 | 80.27 | 80.6 | 80.93 | 81.28 | 81.73 | 82.2 | 82.67 | 83.15 | 83.64 | 84.12 | 84.61 | 85.09 | 85.58 | 86.07 | NPgN | GSP | NG FES - Falling Short | Domestic (GWh)
NG FES - Falling Short | Dem_BB08a_NPgSubComponent | GWh | NPgN | SALH_1 | Domestic (GWh) | Saltholme | SALTHOLME | 4.3 | 4.34 | 4.35 | 4.34 | 4.3 | 4.21 | 4.14 | 4.08 | 4.03 | 4 | 4 | 4.01 | 4.02 | 4.03 | 4.03 | 4.04 | 4.06 | 4.08 | 4.09 | 4.11 | 4.13 | 4.16 | 4.18 | 4.21 | 4.23 | 4.26 | 4.28 | 4.31 | 4.33 | 4.36 | NPgN | GSP | NG FES - Falling Short | Domestic (GWh)
NG FES - Falling Short | Dem_BB08a_NPgSubComponent | GWh | NPgN | SSHI_3 | Domestic (GWh) | South Shields | SOUTH SHIELDS | 107.17 | 108.09 | 108.38 | 108.02 | 107.18 | 105.05 | 103.29 | 101.86 | 100.56 | 99.73 | 99.88 | 100.05 | 100.28 | 100.48 | 100.68 | 100.93 | 101.31 | 101.73 | 102.14 | 102.59 | 103.16 | 103.76 | 104.36 | 104.98 | 105.59 | 106.21 | 106.83 | 107.45 | 108.07 | 108.69 | NPgN | GSP | NG FES - Falling Short | Domestic (GWh)
NG FES - Falling Short | Dem_BB08a_NPgSubComponent | GWh | NPgN | KIELD01 and SPAD20 | Domestic (GWh) | 0 | SPADEADAM | 12.52 | 12.67 | 12.74 | 12.72 | 12.65 | 12.43 | 12.25 | 12.11 | 11.99 | 11.92 | 11.97 | 12.02 | 12.08 | 12.14 | 12.2 | 12.26 | 12.34 | 12.42 | 12.5 | 12.59 | 12.69 | 12.79 | 12.9 | 13 | 13.11 | 13.21 | 13.32 | 13.43 | 13.53 | 13.64 | NPgN | GSP | NG FES - Falling Short | Domestic (GWh)
NG FES - Falling Short | Dem_BB08a_NPgSubComponent | GWh | NPgN | SPEN_1 | Domestic (GWh) | Spennymoor | SPENNYMOOR | 460.96 | 465.21 | 466.63 | 465.11 | 461.47 | 452.13 | 444.41 | 438.19 | 432.52 | 428.92 | 429.73 | 430.59 | 431.71 | 432.73 | 433.74 | 434.96 | 436.77 | 438.75 | 440.69 | 442.8 | 445.49 | 448.24 | 451.05 | 453.91 | 456.77 | 459.65 | 462.51 | 465.38 | 468.26 | 471.14 | NPgN | GSP | NG FES - Falling Short | Domestic (GWh)
NG FES - Falling Short | Dem_BB08a_NPgSubComponent | GWh | NPgN | STEN_1 | Domestic (GWh) | Stella North | STELLA NORTH | 456.92 | 460.04 | 461.31 | 460.21 | 457.41 | 450.02 | 443.84 | 438.86 | 434.33 | 431.48 | 432.18 | 432.86 | 433.75 | 434.56 | 435.35 | 436.32 | 437.76 | 439.35 | 440.89 | 442.55 | 444.68 | 446.86 | 449.09 | 451.35 | 453.63 | 455.9 | 458.18 | 460.45 | 462.74 | 465.02 | NPgN | GSP | NG FES - Falling Short | Domestic (GWh)
NG FES - Falling Short | Dem_BB08a_NPgSubComponent | GWh | NPgN | STES_1 | Domestic (GWh) | Stella South | STELLA SOUTH | 272.94 | 275.4 | 276.22 | 275.32 | 273.17 | 267.68 | 263.14 | 259.48 | 256.14 | 254.01 | 254.47 | 254.96 | 255.6 | 256.18 | 256.75 | 257.45 | 258.49 | 259.63 | 260.75 | 261.97 | 263.53 | 265.12 | 266.75 | 268.4 | 270.06 | 271.73 | 273.39 | 275.05 | 276.72 | 278.39 | NPgN | GSP | NG FES - Falling Short | Domestic (GWh)
NG FES - Falling Short | Dem_BB08a_NPgSubComponent | GWh | NPgN | TYNE_1 | Domestic (GWh) | Tynemouth 1 | TYNEMOUTH | 345.55 | 348.22 | 349.17 | 348.15 | 345.71 | 339.45 | 334.24 | 330.03 | 326.19 | 323.74 | 324.26 | 324.78 | 325.47 | 326.1 | 326.72 | 327.48 | 328.63 | 329.91 | 331.15 | 332.5 | 334.24 | 336.02 | 337.83 | 339.68 | 341.54 | 343.4 | 345.26 | 347.11 | 348.98 | 350.84 | NPgN | GSP | NG FES - Falling Short | Domestic (GWh)
NG FES - Falling Short | Dem_BB08a_NPgSubComponent | GWh | NPgN | WBOL_6 | Domestic (GWh) | West Boldon | WEST BOLDON | 466.21 | 469.95 | 471.29 | 469.94 | 466.63 | 458.08 | 450.97 | 445.24 | 440.01 | 436.7 | 437.44 | 438.2 | 439.2 | 440.11 | 441 | 442.09 | 443.72 | 445.51 | 447.26 | 449.16 | 451.59 | 454.09 | 456.63 | 459.22 | 461.82 | 464.42 | 467.02 | 469.62 | 472.23 | 474.85 | NPgN | GSP | NG FES - Falling Short | Domestic (GWh)
NG FES - Falling Short | Dem_BB08a_NPgSubComponent | GWh | NPgN | BRAW_1 | Domestic (GWh) | Bradford West | BRADFORD WEST | 818.84 | 825.48 | 827.86 | 825.47 | 819.64 | 804.56 | 792.03 | 781.93 | 772.73 | 766.89 | 768.23 | 769.59 | 771.37 | 773.01 | 774.61 | 776.55 | 779.45 | 782.64 | 785.75 | 789.13 | 793.44 | 797.86 | 802.36 | 806.95 | 811.55 | 816.16 | 820.76 | 825.36 | 829.98 | 834.6 | NPgY | GSP | NG FES - Falling Short | Domestic (GWh)
NG FES - Falling Short | Dem_BB08a_NPgSubComponent | GWh | NPgN | CAMB_01 | Domestic (GWh) | Camblesforth | CAMBLESFORTH | 52.21 | 52.71 | 52.9 | 52.77 | 52.39 | 51.38 | 50.55 | 49.89 | 49.28 | 48.91 | 49.04 | 49.16 | 49.32 | 49.47 | 49.61 | 49.78 | 50.01 | 50.27 | 50.52 | 50.78 | 51.11 | 51.45 | 51.8 | 52.15 | 52.5 | 52.85 | 53.2 | 53.55 | 53.9 | 54.26 | NPgY | GSP | NG FES - Falling Short | Domestic (GWh)
NG FES - Falling Short | Dem_BB08a_NPgSubComponent | GWh | NPgN | CREB_1 | Domestic (GWh) | Creyke Beck | CREYKE BECK | 750.47 | 756.89 | 759.22 | 757.07 | 751.68 | 737.6 | 725.95 | 716.58 | 708.05 | 702.68 | 704.05 | 705.46 | 707.25 | 708.92 | 710.54 | 712.5 | 715.36 | 718.48 | 721.53 | 724.83 | 729 | 733.28 | 737.64 | 742.08 | 746.53 | 750.99 | 755.43 | 759.88 | 764.35 | 768.82 | NPgY | GSP | NG FES - Falling Short | Domestic (GWh)
NG FES - Falling Short | Dem_BB08a_NPgSubComponent | GWh | NPgN | DRAX_YEDL | Domestic (GWh) | Drax | DRAX | 68.97 | 69.65 | 69.91 | 69.73 | 69.24 | 67.9 | 66.8 | 65.92 | 65.13 | 64.64 | 64.81 | 64.99 | 65.2 | 65.4 | 65.6 | 65.84 | 66.15 | 66.5 | 66.83 | 67.2 | 67.64 | 68.1 | 68.57 | 69.04 | 69.51 | 69.99 | 70.46 | 70.93 | 71.41 | 71.88 | NPgY | GSP | NG FES - Falling Short | Domestic (GWh)
NG FES - Falling Short | Dem_BB08a_NPgSubComponent | GWh | NPgN | ELLA_1 | Domestic (GWh) | Elland | ELLAND | 626.26 | 631.36 | 633.18 | 631.32 | 626.82 | 615.2 | 605.55 | 597.77 | 590.68 | 586.18 | 587.19 | 588.23 | 589.58 | 590.83 | 592.04 | 593.52 | 595.73 | 598.17 | 600.56 | 603.14 | 606.44 | 609.83 | 613.28 | 616.79 | 620.32 | 623.85 | 627.38 | 630.91 | 634.45 | 638 | NPgY | GSP | NG FES - Falling Short | Domestic (GWh)
NG FES - Falling Short | Dem_BB08a_NPgSubComponent | GWh | NPgN | FERRA2 | Domestic (GWh) | Ferrybridge A | FERRYBRIDGE A | 175.85 | 177.44 | 177.98 | 177.43 | 176.08 | 172.6 | 169.72 | 167.41 | 165.29 | 163.95 | 164.27 | 164.6 | 165.02 | 165.41 | 165.79 | 166.25 | 166.94 | 167.69 | 168.42 | 169.21 | 170.22 | 171.26 | 172.32 | 173.39 | 174.47 | 175.55 | 176.63 | 177.71 | 178.79 | 179.88 | NPgY | GSP | NG FES - Falling Short | Domestic (GWh)
NG FES - Falling Short | Dem_BB08a_NPgSubComponent | GWh | NPgN | FERRB9 | Domestic (GWh) | Ferrybridge B (_M) | FERRYBRIDGE B | 423.28 | 426.73 | 428.04 | 426.91 | 424.02 | 416.41 | 410.09 | 405.02 | 400.4 | 397.5 | 398.26 | 399.03 | 400.01 | 400.92 | 401.81 | 402.88 | 404.44 | 406.14 | 407.81 | 409.6 | 411.88 | 414.21 | 416.58 | 419 | 421.42 | 423.85 | 426.28 | 428.7 | 431.14 | 433.57 | NPgY | GSP | NG FES - Falling Short | Domestic (GWh)
NG FES - Falling Short | Dem_BB08a_NPgSubComponent | GWh | NPgN | GRIW_1 | Domestic (GWh) | Grimsby West | GRIMSBY WEST | 255.27 | 257.52 | 258.29 | 257.49 | 255.55 | 250.56 | 246.43 | 243.1 | 240.07 | 238.14 | 238.58 | 239.04 | 239.64 | 240.19 | 240.73 | 241.38 | 242.35 | 243.41 | 244.45 | 245.57 | 247.01 | 248.48 | 249.98 | 251.51 | 253.04 | 254.58 | 256.11 | 257.64 | 259.18 | 260.72 | NPgY | GSP | NG FES - Falling Short | Domestic (GWh)
NG FES - Falling Short | Dem_BB08a_NPgSubComponent | GWh | NPgN | JORD_3 | Domestic (GWh) | Jordanthorpe | JORDANTHORPE | 131.49 | 132.39 | 132.76 | 132.47 | 131.69 | 129.61 | 127.86 | 126.46 | 125.19 | 124.39 | 124.6 | 124.81 | 125.07 | 125.32 | 125.55 | 125.84 | 126.26 | 126.72 | 127.17 | 127.65 | 128.27 | 128.9 | 129.55 | 130.2 | 130.86 | 131.52 | 132.17 | 132.83 | 133.49 | 134.15 | NPgY | GSP | NG FES - Falling Short | Domestic (GWh)
NG FES - Falling Short | Dem_BB08a_NPgSubComponent | GWh | NPgN | KEAD_YEDL | Domestic (GWh) | Keadby | KEADBY | 347.32 | 350.77 | 352.11 | 351.23 | 348.75 | 341.99 | 336.45 | 332.04 | 328.03 | 325.59 | 326.46 | 327.37 | 328.47 | 329.51 | 330.52 | 331.72 | 333.34 | 335.09 | 336.81 | 338.66 | 340.93 | 343.26 | 345.63 | 348.04 | 350.45 | 352.86 | 355.27 | 357.68 | 360.1 | 362.52 | NPgY | GSP | NG FES - Falling Short | Domestic (GWh)
NG FES - Falling Short | Dem_BB08a_NPgSubComponent | GWh | NPgN | KIRKB1 | Domestic (GWh) | Kirkstall B | KIRKSTALL B | 420.22 | 423.22 | 424.43 | 423.43 | 420.82 | 413.93 | 408.16 | 403.53 | 399.31 | 396.65 | 397.34 | 398.01 | 398.87 | 399.67 | 400.44 | 401.37 | 402.75 | 404.27 | 405.75 | 407.34 | 409.37 | 411.45 | 413.57 | 415.72 | 417.89 | 420.06 | 422.22 | 424.39 | 426.56 | 428.74 | NPgY | GSP | NG FES - Falling Short | Domestic (GWh)
NG FES - Falling Short | Dem_BB08a_NPgSubComponent | GWh | NPgN | NEEP_3 | Domestic (GWh) | Neepsend | NEEPSEND | 178.99 | 180.31 | 180.82 | 180.37 | 179.22 | 176.2 | 173.68 | 171.65 | 169.8 | 168.64 | 168.93 | 169.21 | 169.58 | 169.93 | 170.26 | 170.66 | 171.26 | 171.92 | 172.55 | 173.24 | 174.12 | 175.03 | 175.95 | 176.88 | 177.82 | 178.76 | 179.7 | 180.64 | 181.59 | 182.53 | NPgY | GSP | NG FES - Falling Short | Domestic (GWh)
NG FES - Falling Short | Dem_BB08a_NPgSubComponent | GWh | NPgN | NORL_3 | Domestic (GWh) | Norton Lees | NORTON LEES | 153.64 | 154.7 | 155.14 | 154.78 | 153.86 | 151.39 | 149.33 | 147.68 | 146.17 | 145.22 | 145.47 | 145.71 | 146.02 | 146.3 | 146.58 | 146.91 | 147.41 | 147.95 | 148.48 | 149.04 | 149.77 | 150.51 | 151.27 | 152.04 | 152.81 | 153.59 | 154.36 | 155.13 | 155.91 | 156.69 | NPgY | GSP | NG FES - Falling Short | Domestic (GWh)
NG FES - Falling Short | Dem_BB08a_NPgSubComponent | GWh | NPgN | PITS_BB_B | Domestic (GWh) | Pitsmoor | PITSMOOR 3/4 | 71.32 | 71.87 | 72.08 | 71.9 | 71.43 | 70.19 | 69.16 | 68.33 | 67.58 | 67.11 | 67.23 | 67.35 | 67.51 | 67.65 | 67.79 | 67.96 | 68.21 | 68.49 | 68.75 | 69.04 | 69.41 | 69.78 | 70.17 | 70.56 | 70.95 | 71.34 | 71.73 | 72.12 | 72.52 | 72.91 | NPgY | GSP | NG FES - Falling Short | Domestic (GWh)
NG FES - Falling Short | Dem_BB08a_NPgSubComponent | GWh | NPgN | SALT_1 | Domestic (GWh) | Saltend North | SALTEND NORTH | 96.05 | 96.92 | 97.22 | 96.91 | 96.17 | 94.26 | 92.68 | 91.41 | 90.25 | 89.51 | 89.69 | 89.87 | 90.1 | 90.32 | 90.53 | 90.79 | 91.16 | 91.58 | 91.98 | 92.42 | 92.97 | 93.55 | 94.13 | 94.72 | 95.31 | 95.91 | 96.5 | 97.09 | 97.69 | 98.28 | NPgY | GSP | NG FES - Falling Short | Domestic (GWh)
NG FES - Falling Short | Dem_BB08a_NPgSubComponent | GWh | NPgN | SHEC_3 | Domestic (GWh) | Sheffield City | SHEFFIELD CITY | 98.98 | 99.63 | 99.92 | 99.72 | 99.16 | 97.66 | 96.41 | 95.4 | 94.48 | 93.91 | 94.08 | 94.24 | 94.44 | 94.62 | 94.8 | 95.02 | 95.34 | 95.68 | 96.02 | 96.38 | 96.83 | 97.3 | 97.78 | 98.26 | 98.75 | 99.23 | 99.72 | 100.21 | 100.69 | 101.18 | NPgY | GSP | NG FES - Falling Short | Domestic (GWh)
NG FES - Falling Short | Dem_BB08a_NPgSubComponent | GWh | NPgN | SKLGB1 | Domestic (GWh) | Skelton Grange | SKELTON GRANGE | 1026.22 | 1033.63 | 1036.6 | 1034.08 | 1027.62 | 1010.54 | 996.27 | 984.81 | 974.37 | 967.79 | 969.47 | 971.11 | 973.23 | 975.18 | 977.08 | 979.38 | 982.78 | 986.51 | 990.15 | 994.07 | 999.07 | 1004.2 | 1009.43 | 1014.75 | 1020.08 | 1025.43 | 1030.77 | 1036.11 | 1041.47 | 1046.84 | NPgY | GSP | NG FES - Falling Short | Domestic (GWh)
NG FES - Falling Short | Dem_BB08a_NPgSubComponent | GWh | NPgN | TEMP_3 | Domestic (GWh) | Templeborough | TEMPLEBOROUGH 275/33KV | 11.7 | 11.79 | 11.82 | 11.79 | 11.72 | 11.51 | 11.34 | 11.2 | 11.08 | 11 | 11.02 | 11.04 | 11.06 | 11.09 | 11.11 | 11.14 | 11.18 | 11.22 | 11.26 | 11.31 | 11.37 | 11.43 | 11.5 | 11.56 | 11.62 | 11.69 | 11.75 | 11.82 | 11.88 | 11.94 | NPgY | GSP | NG FES - Falling Short | Domestic (GWh)
NG FES - Falling Short | Dem_BB08a_NPgSubComponent | GWh | NPgN | THUR_6 | Domestic (GWh) | Thurcroft | THURCROFT | 251.91 | 254.18 | 254.95 | 254.14 | 252.19 | 247.19 | 243.05 | 239.71 | 236.67 | 234.73 | 235.17 | 235.63 | 236.22 | 236.77 | 237.31 | 237.96 | 238.93 | 239.99 | 241.03 | 242.16 | 243.6 | 245.08 | 246.58 | 248.11 | 249.65 | 251.19 | 252.72 | 254.26 | 255.8 | 257.35 | NPgY | GSP | NG FES - Falling Short | Domestic (GWh)
NG FES - Falling Short | Dem_BB08a_NPgSubComponent | GWh | NPgN | WMEL_THOM | Domestic (GWh) | Thorpe Marsh | WEST MELTON / THORPE MARSH | 547.6 | 552.38 | 554.04 | 552.33 | 548.19 | 537.54 | 528.72 | 521.61 | 515.13 | 511.01 | 511.94 | 512.91 | 514.17 | 515.34 | 516.47 | 517.85 | 519.91 | 522.17 | 524.38 | 526.77 | 529.83 | 532.97 | 536.16 | 539.42 | 542.68 | 545.95 | 549.22 | 552.49 | 555.77 | 559.05 | NPgY | GSP | NG FES - Falling Short | Domestic (GWh)
NG FES - Falling Short | Dem_BB08a_NPgSubComponent | GWh | NPgN | WMEL_BB3 | Domestic (GWh) | West Melton | WEST MELTON SECTION 3 | 544.45 | 549.09 | 550.72 | 549.07 | 545.06 | 534.69 | 526.1 | 519.17 | 512.85 | 508.85 | 509.77 | 510.72 | 511.96 | 513.1 | 514.21 | 515.57 | 517.58 | 519.79 | 521.95 | 524.29 | 527.27 | 530.33 | 533.45 | 536.62 | 539.81 | 543 | 546.19 | 549.38 | 552.58 | 555.78 | NPgY | GSP | NG FES - Falling Short | Domestic (GWh)
NG FES - Falling Short | Dem_BB08a_NPgSubComponent | GWh | NPgN | WIBA_3 | Domestic (GWh) | Wincobank | WINCOBANK | 22.52 | 22.71 | 22.78 | 22.7 | 22.53 | 22.09 | 21.72 | 21.42 | 21.15 | 20.98 | 21.01 | 21.05 | 21.1 | 21.14 | 21.19 | 21.24 | 21.32 | 21.41 | 21.5 | 21.6 | 21.72 | 21.85 | 21.98 | 22.11 | 22.24 | 22.38 | 22.51 | 22.64 | 22.78 | 22.91 | NPgY | GSP | NG FES - Falling Short | Domestic (GWh)
NG FES - Leading the Way | Dem_BB08a_NPgSubComponent | GWh | NPgN | BLYTB1 | Domestic (GWh) | Blyth 66kV | BLYTH 66kV | 209.36 | 179 | 166.3 | 160.48 | 155.92 | 152.15 | 148.8 | 145.85 | 143.6 | 141.89 | 140.82 | 139.79 | 138.78 | 137.86 | 137.2 | 136.6 | 136.03 | 135.47 | 134.88 | 134.38 | 134.12 | 133.89 | 133.67 | 133.46 | 133.19 | 132.79 | 132.66 | 132.53 | 132.4 | 132.28 | NPgN | GSP | NG FES - Leading the Way | Domestic (GWh)
NG FES - Leading the Way | Dem_BB08a_NPgSubComponent | GWh | NPgN | BLYTH132 | Domestic (GWh) | Blyth 132kV | BLYTH 132kV | 95.02 | 80.58 | 74.63 | 72.02 | 70.01 | 68.38 | 66.95 | 65.71 | 64.81 | 64.17 | 63.81 | 63.46 | 63.12 | 62.82 | 62.66 | 62.53 | 62.4 | 62.26 | 62.12 | 62.02 | 62.03 | 62.06 | 62.09 | 62.13 | 62.14 | 62.09 | 62.16 | 62.23 | 62.31 | 62.39 | NPgN | GSP | NG FES - Leading the Way | Domestic (GWh)
NG FES - Leading the Way | Dem_BB08a_NPgSubComponent | GWh | NPgN | FOUR_1 | Domestic (GWh) | Fourstones | FOURSTONES | 16.76 | 14.3 | 13.31 | 12.9 | 12.58 | 12.34 | 12.12 | 11.94 | 11.82 | 11.73 | 11.71 | 11.68 | 11.65 | 11.64 | 11.64 | 11.66 | 11.67 | 11.68 | 11.69 | 11.7 | 11.74 | 11.78 | 11.82 | 11.86 | 11.9 | 11.92 | 11.97 | 12.01 | 12.06 | 12.11 | NPgN | GSP | NG FES - Leading the Way | Domestic (GWh)
NG FES - Leading the Way | Dem_BB08a_NPgSubComponent | GWh | NPgN | HARM_6 | Domestic (GWh) | Hart Moor | HARTMOOR | 118.95 | 100.98 | 93.46 | 90.04 | 87.36 | 85.15 | 83.19 | 81.48 | 80.17 | 79.19 | 78.56 | 77.95 | 77.35 | 76.8 | 76.41 | 76.06 | 75.71 | 75.37 | 75.01 | 74.7 | 74.54 | 74.4 | 74.25 | 74.12 | 73.95 | 73.71 | 73.62 | 73.54 | 73.45 | 73.37 | NPgN | GSP | NG FES - Leading the Way | Domestic (GWh)
NG FES - Leading the Way | Dem_BB08a_NPgSubComponent | GWh | NPgN | HAWP_6 | Domestic (GWh) | Hawthorn Pit | HAWTHORN PIT GRID | 217.25 | 185.04 | 171.56 | 165.42 | 160.61 | 156.64 | 153.11 | 150.02 | 147.66 | 145.88 | 144.76 | 143.68 | 142.61 | 141.63 | 140.95 | 140.32 | 139.71 | 139.11 | 138.48 | 137.95 | 137.67 | 137.43 | 137.18 | 136.96 | 136.67 | 136.25 | 136.1 | 135.97 | 135.83 | 135.7 | NPgN | GSP | NG FES - Leading the Way | Domestic (GWh)
NG FES - Leading the Way | Dem_BB08a_NPgSubComponent | GWh | NPgN | KNARE_111 | Domestic (GWh) | Knaresborough | KNARESBOROUGH | 251.01 | 214.5 | 199.25 | 192.29 | 186.84 | 182.35 | 178.35 | 174.84 | 172.17 | 170.15 | 168.9 | 167.7 | 166.51 | 165.44 | 164.68 | 164 | 163.35 | 162.71 | 162.04 | 161.47 | 161.19 | 160.96 | 160.72 | 160.51 | 160.21 | 159.78 | 159.65 | 159.53 | 159.41 | 159.3 | NPgN | GSP | NG FES - Leading the Way | Domestic (GWh)
NG FES - Leading the Way | Dem_BB08a_NPgSubComponent | GWh | NPgN | LACK_6 | Domestic (GWh) | Lackenby | LACKENBY | 296.78 | 251.73 | 232.89 | 224.33 | 217.65 | 212.14 | 207.26 | 202.98 | 199.74 | 197.31 | 195.75 | 194.25 | 192.77 | 191.42 | 190.47 | 189.61 | 188.76 | 187.92 | 187.04 | 186.29 | 185.91 | 185.56 | 185.23 | 184.92 | 184.51 | 183.92 | 183.73 | 183.54 | 183.35 | 183.17 | NPgN | GSP | NG FES - Leading the Way | Domestic (GWh)
NG FES - Leading the Way | Dem_BB08a_NPgSubComponent | GWh | NPgN | NORT_1 | Domestic (GWh) | Norton | NORTON | 742.19 | 631.44 | 585.19 | 564.18 | 547.78 | 534.28 | 522.3 | 511.8 | 503.85 | 497.89 | 494.16 | 490.55 | 487 | 483.78 | 481.54 | 479.52 | 477.55 | 475.6 | 473.56 | 471.83 | 471 | 470.28 | 469.57 | 468.94 | 468.04 | 466.72 | 466.34 | 466 | 465.65 | 465.31 | NPgN | GSP | NG FES - Leading the Way | Domestic (GWh)
NG FES - Leading the Way | Dem_BB08a_NPgSubComponent | GWh | NPgN | OFFE_3 | Domestic (GWh) | Offerton | OFFERTON | 118.4 | 100.76 | 93.38 | 90.01 | 87.37 | 85.19 | 83.26 | 81.56 | 80.27 | 79.29 | 78.67 | 78.07 | 77.48 | 76.94 | 76.55 | 76.2 | 75.86 | 75.53 | 75.17 | 74.87 | 74.71 | 74.57 | 74.43 | 74.3 | 74.13 | 73.9 | 73.81 | 73.73 | 73.65 | 73.57 | NPgN | GSP | NG FES - Leading the Way | Domestic (GWh)
NG FES - Leading the Way | Dem_BB08a_NPgSubComponent | GWh | NPgN | OSBA_1 | Domestic (GWh) | Osbaldwick | OSBALDWICK | 480.4 | 409.67 | 380.1 | 366.62 | 356.07 | 347.37 | 339.64 | 332.86 | 327.69 | 323.8 | 321.37 | 319.02 | 316.71 | 314.6 | 313.13 | 311.78 | 310.49 | 309.21 | 307.87 | 306.74 | 306.17 | 305.68 | 305.19 | 304.75 | 304.14 | 303.27 | 302.99 | 302.73 | 302.47 | 302.22 | NPgN | GSP | NG FES - Leading the Way | Domestic (GWh)
NG FES - Leading the Way | Dem_BB08a_NPgSubComponent | GWh | NPgN | POPP_3 | Domestic (GWh) | Poppleton | POPPLETON | 84.65 | 72.32 | 67.15 | 64.79 | 62.94 | 61.4 | 60.04 | 58.84 | 57.92 | 57.23 | 56.79 | 56.37 | 55.95 | 55.57 | 55.3 | 55.06 | 54.82 | 54.59 | 54.34 | 54.13 | 54.02 | 53.93 | 53.83 | 53.74 | 53.63 | 53.46 | 53.4 | 53.35 | 53.29 | 53.24 | NPgN | GSP | NG FES - Leading the Way | Domestic (GWh)
NG FES - Leading the Way | Dem_BB08a_NPgSubComponent | GWh | NPgN | SALH_1 | Domestic (GWh) | Saltholme | SALTHOLME | 4.3 | 3.65 | 3.38 | 3.26 | 3.16 | 3.08 | 3.01 | 2.95 | 2.9 | 2.86 | 2.84 | 2.82 | 2.8 | 2.78 | 2.76 | 2.75 | 2.74 | 2.72 | 2.71 | 2.7 | 2.69 | 2.69 | 2.68 | 2.68 | 2.67 | 2.66 | 2.66 | 2.65 | 2.65 | 2.65 | NPgN | GSP | NG FES - Leading the Way | Domestic (GWh)
NG FES - Leading the Way | Dem_BB08a_NPgSubComponent | GWh | NPgN | SSHI_3 | Domestic (GWh) | South Shields | SOUTH SHIELDS | 107.17 | 91.23 | 84.55 | 81.5 | 79.11 | 77.13 | 75.38 | 73.84 | 72.66 | 71.77 | 71.2 | 70.66 | 70.11 | 69.62 | 69.27 | 68.95 | 68.63 | 68.32 | 68 | 67.72 | 67.57 | 67.44 | 67.31 | 67.19 | 67.03 | 66.81 | 66.73 | 66.65 | 66.57 | 66.49 | NPgN | GSP | NG FES - Leading the Way | Domestic (GWh)
NG FES - Leading the Way | Dem_BB08a_NPgSubComponent | GWh | NPgN | KIELD01 and SPAD20 | Domestic (GWh) | 0 | SPADEADAM | 12.52 | 10.65 | 9.88 | 9.54 | 9.29 | 9.09 | 8.91 | 8.76 | 8.65 | 8.57 | 8.53 | 8.49 | 8.46 | 8.43 | 8.42 | 8.41 | 8.4 | 8.39 | 8.38 | 8.38 | 8.39 | 8.4 | 8.42 | 8.43 | 8.44 | 8.44 | 8.46 | 8.48 | 8.5 | 8.52 | NPgN | GSP | NG FES - Leading the Way | Domestic (GWh)
NG FES - Leading the Way | Dem_BB08a_NPgSubComponent | GWh | NPgN | SPEN_1 | Domestic (GWh) | Spennymoor | SPENNYMOOR | 460.96 | 390.59 | 361.19 | 347.88 | 337.5 | 328.97 | 321.41 | 314.78 | 309.79 | 306.06 | 303.68 | 301.39 | 299.13 | 297.07 | 295.65 | 294.35 | 293.07 | 291.81 | 290.48 | 289.36 | 288.8 | 288.31 | 287.83 | 287.41 | 286.81 | 285.94 | 285.68 | 285.44 | 285.19 | 284.96 | NPgN | GSP | NG FES - Leading the Way | Domestic (GWh)
NG FES - Leading the Way | Dem_BB08a_NPgSubComponent | GWh | NPgN | STEN_1 | Domestic (GWh) | Stella North | STELLA NORTH | 456.92 | 398.53 | 374.06 | 362.59 | 353.49 | 345.88 | 339.06 | 333 | 328.25 | 324.53 | 322.38 | 320.3 | 318.25 | 316.37 | 315.01 | 313.76 | 312.67 | 311.59 | 310.46 | 309.51 | 309.03 | 308.6 | 308.18 | 307.79 | 307.26 | 306.51 | 306.22 | 305.95 | 305.68 | 305.43 | NPgN | GSP | NG FES - Leading the Way | Domestic (GWh)
NG FES - Leading the Way | Dem_BB08a_NPgSubComponent | GWh | NPgN | STES_1 | Domestic (GWh) | Stella South | STELLA SOUTH | 272.94 | 231.62 | 214.35 | 206.51 | 200.39 | 195.35 | 190.88 | 186.96 | 183.99 | 181.77 | 180.36 | 178.99 | 177.65 | 176.42 | 175.57 | 174.79 | 174.02 | 173.27 | 172.48 | 171.8 | 171.46 | 171.16 | 170.87 | 170.6 | 170.24 | 169.71 | 169.55 | 169.39 | 169.23 | 169.08 | NPgN | GSP | NG FES - Leading the Way | Domestic (GWh)
NG FES - Leading the Way | Dem_BB08a_NPgSubComponent | GWh | NPgN | TYNE_1 | Domestic (GWh) | Tynemouth 1 | TYNEMOUTH | 345.55 | 297.55 | 277.44 | 268.15 | 260.83 | 254.75 | 249.32 | 244.53 | 240.83 | 237.99 | 236.25 | 234.58 | 232.92 | 231.41 | 230.32 | 229.32 | 228.4 | 227.49 | 226.53 | 225.72 | 225.29 | 224.91 | 224.54 | 224.19 | 223.73 | 223.08 | 222.84 | 222.61 | 222.38 | 222.15 | NPgN | GSP | NG FES - Leading the Way | Domestic (GWh)
NG FES - Leading the Way | Dem_BB08a_NPgSubComponent | GWh | NPgN | WBOL_6 | Domestic (GWh) | West Boldon | WEST BOLDON | 466.21 | 400.62 | 373.16 | 360.52 | 350.58 | 342.34 | 335 | 328.52 | 323.53 | 319.72 | 317.39 | 315.14 | 312.91 | 310.88 | 309.44 | 308.11 | 306.87 | 305.65 | 304.37 | 303.28 | 302.72 | 302.22 | 301.73 | 301.29 | 300.68 | 299.82 | 299.52 | 299.23 | 298.94 | 298.66 | NPgN | GSP | NG FES - Leading the Way | Domestic (GWh)
NG FES - Leading the Way | Dem_BB08a_NPgSubComponent | GWh | NPgN | BRAW_1 | Domestic (GWh) | Bradford West | BRADFORD WEST | 818.84 | 703.09 | 654.66 | 632.4 | 614.93 | 600.45 | 587.55 | 576.19 | 567.46 | 560.81 | 556.75 | 552.82 | 548.94 | 545.41 | 542.9 | 540.61 | 538.47 | 536.36 | 534.14 | 532.26 | 531.32 | 530.49 | 529.67 | 528.92 | 527.89 | 526.43 | 525.93 | 525.46 | 524.99 | 524.54 | NPgY | GSP | NG FES - Leading the Way | Domestic (GWh)
NG FES - Leading the Way | Dem_BB08a_NPgSubComponent | GWh | NPgN | CAMB_01 | Domestic (GWh) | Camblesforth | CAMBLESFORTH | 52.21 | 44.35 | 41.09 | 39.63 | 38.49 | 37.56 | 36.74 | 36.02 | 35.48 | 35.09 | 34.85 | 34.62 | 34.39 | 34.19 | 34.06 | 33.94 | 33.82 | 33.71 | 33.59 | 33.49 | 33.46 | 33.43 | 33.41 | 33.39 | 33.35 | 33.28 | 33.27 | 33.27 | 33.27 | 33.27 | NPgY | GSP | NG FES - Leading the Way | Domestic (GWh)
NG FES - Leading the Way | Dem_BB08a_NPgSubComponent | GWh | NPgN | CREB_1 | Domestic (GWh) | Creyke Beck | CREYKE BECK | 750.47 | 642.21 | 597 | 576.38 | 560.24 | 546.91 | 535.07 | 524.67 | 516.74 | 510.75 | 507.1 | 503.57 | 500.09 | 496.93 | 494.74 | 492.75 | 490.87 | 489 | 487.05 | 485.41 | 484.64 | 483.98 | 483.33 | 482.75 | 481.91 | 480.66 | 480.31 | 480 | 479.69 | 479.39 | NPgY | GSP | NG FES - Leading the Way | Domestic (GWh)
NG FES - Leading the Way | Dem_BB08a_NPgSubComponent | GWh | NPgN | DRAX_YEDL | Domestic (GWh) | Drax | DRAX | 68.97 | 58.53 | 54.2 | 52.26 | 50.76 | 49.53 | 48.45 | 47.51 | 46.8 | 46.29 | 45.98 | 45.68 | 45.39 | 45.12 | 44.96 | 44.81 | 44.66 | 44.52 | 44.37 | 44.24 | 44.21 | 44.18 | 44.15 | 44.13 | 44.09 | 44 | 44.01 | 44.01 | 44.02 | 44.03 | NPgY | GSP | NG FES - Leading the Way | Domestic (GWh)
NG FES - Leading the Way | Dem_BB08a_NPgSubComponent | GWh | NPgN | ELLA_1 | Domestic (GWh) | Elland | ELLAND | 626.26 | 537.32 | 500.1 | 483 | 469.57 | 458.45 | 448.55 | 439.82 | 433.13 | 428.02 | 424.89 | 421.86 | 418.87 | 416.15 | 414.21 | 412.44 | 410.78 | 409.14 | 407.42 | 405.96 | 405.22 | 404.56 | 403.92 | 403.33 | 402.52 | 401.38 | 400.98 | 400.61 | 400.23 | 399.87 | NPgY | GSP | NG FES - Leading the Way | Domestic (GWh)
NG FES - Leading the Way | Dem_BB08a_NPgSubComponent | GWh | NPgN | FERRA2 | Domestic (GWh) | Ferrybridge A | FERRYBRIDGE A | 175.85 | 149.48 | 138.46 | 133.46 | 129.55 | 126.34 | 123.48 | 120.98 | 119.08 | 117.66 | 116.77 | 115.91 | 115.05 | 114.28 | 113.74 | 113.25 | 112.77 | 112.3 | 111.8 | 111.38 | 111.18 | 111 | 110.82 | 110.66 | 110.43 | 110.11 | 110.01 | 109.92 | 109.83 | 109.74 | NPgY | GSP | NG FES - Leading the Way | Domestic (GWh)
NG FES - Leading the Way | Dem_BB08a_NPgSubComponent | GWh | NPgN | FERRB9 | Domestic (GWh) | Ferrybridge B (_M) | FERRYBRIDGE B | 423.28 | 364.19 | 339.5 | 328.16 | 319.26 | 311.88 | 305.32 | 299.53 | 295.09 | 291.7 | 289.67 | 287.7 | 285.77 | 284 | 282.77 | 281.64 | 280.6 | 279.57 | 278.49 | 277.58 | 277.15 | 276.78 | 276.41 | 276.08 | 275.61 | 274.91 | 274.7 | 274.51 | 274.32 | 274.14 | NPgY | GSP | NG FES - Leading the Way | Domestic (GWh)
NG FES - Leading the Way | Dem_BB08a_NPgSubComponent | GWh | NPgN | GRIW_1 | Domestic (GWh) | Grimsby West | GRIMSBY WEST | 255.27 | 217.4 | 201.58 | 194.37 | 188.74 | 184.1 | 179.97 | 176.36 | 173.61 | 171.54 | 170.25 | 169 | 167.76 | 166.64 | 165.86 | 165.14 | 164.45 | 163.77 | 163.05 | 162.45 | 162.14 | 161.88 | 161.62 | 161.39 | 161.06 | 160.59 | 160.44 | 160.31 | 160.17 | 160.04 | NPgY | GSP | NG FES - Leading the Way | Domestic (GWh)
NG FES - Leading the Way | Dem_BB08a_NPgSubComponent | GWh | NPgN | JORD_3 | Domestic (GWh) | Jordanthorpe | JORDANTHORPE | 131.49 | 114.89 | 107.93 | 104.67 | 102.08 | 99.91 | 97.97 | 96.24 | 94.89 | 93.83 | 93.22 | 92.63 | 92.06 | 91.53 | 91.14 | 90.79 | 90.49 | 90.19 | 89.87 | 89.61 | 89.48 | 89.37 | 89.25 | 89.15 | 89 | 88.79 | 88.72 | 88.65 | 88.58 | 88.51 | NPgY | GSP | NG FES - Leading the Way | Domestic (GWh)
NG FES - Leading the Way | Dem_BB08a_NPgSubComponent | GWh | NPgN | KEAD_YEDL | Domestic (GWh) | Keadby | KEADBY | 347.32 | 294.62 | 272.76 | 262.99 | 255.42 | 249.24 | 243.79 | 239.03 | 235.5 | 232.91 | 231.36 | 229.86 | 228.39 | 227.07 | 226.23 | 225.5 | 224.77 | 224.05 | 223.29 | 222.67 | 222.48 | 222.35 | 222.22 | 222.14 | 221.91 | 221.49 | 221.52 | 221.56 | 221.6 | 221.65 | NPgY | GSP | NG FES - Leading the Way | Domestic (GWh)
NG FES - Leading the Way | Dem_BB08a_NPgSubComponent | GWh | NPgN | KIRKB1 | Domestic (GWh) | Kirkstall B | KIRKSTALL B | 420.22 | 365.71 | 342.89 | 332.23 | 323.8 | 316.76 | 310.46 | 304.86 | 300.49 | 297.09 | 295.12 | 293.21 | 291.32 | 289.6 | 288.35 | 287.21 | 286.21 | 285.22 | 284.18 | 283.3 | 282.87 | 282.49 | 282.11 | 281.76 | 281.27 | 280.58 | 280.33 | 280.1 | 279.86 | 279.64 | NPgY | GSP | NG FES - Leading the Way | Domestic (GWh)
NG FES - Leading the Way | Dem_BB08a_NPgSubComponent | GWh | NPgN | NEEP_3 | Domestic (GWh) | Neepsend | NEEPSEND | 178.99 | 155.29 | 145.37 | 140.76 | 137.11 | 134.07 | 131.36 | 128.95 | 127.08 | 125.63 | 124.78 | 123.95 | 123.14 | 122.4 | 121.86 | 121.37 | 120.94 | 120.51 | 120.05 | 119.67 | 119.48 | 119.32 | 119.15 | 119 | 118.79 | 118.49 | 118.38 | 118.28 | 118.18 | 118.09 | NPgY | GSP | NG FES - Leading the Way | Domestic (GWh)
NG FES - Leading the Way | Dem_BB08a_NPgSubComponent | GWh | NPgN | NORL_3 | Domestic (GWh) | Norton Lees | NORTON LEES | 153.64 | 134.07 | 125.87 | 122.02 | 118.98 | 116.43 | 114.15 | 112.12 | 110.54 | 109.29 | 108.58 | 107.89 | 107.21 | 106.58 | 106.13 | 105.72 | 105.36 | 105 | 104.63 | 104.32 | 104.16 | 104.03 | 103.89 | 103.77 | 103.59 | 103.35 | 103.26 | 103.17 | 103.09 | 103.01 | NPgY | GSP | NG FES - Leading the Way | Domestic (GWh)
NG FES - Leading the Way | Dem_BB08a_NPgSubComponent | GWh | NPgN | PITS_BB_B | Domestic (GWh) | Pitsmoor | PITSMOOR 3/4 | 71.32 | 61.65 | 57.61 | 55.74 | 54.27 | 53.04 | 51.95 | 50.98 | 50.23 | 49.65 | 49.31 | 48.98 | 48.66 | 48.36 | 48.14 | 47.95 | 47.77 | 47.6 | 47.42 | 47.26 | 47.19 | 47.12 | 47.05 | 46.99 | 46.91 | 46.79 | 46.75 | 46.71 | 46.67 | 46.63 | NPgY | GSP | NG FES - Leading the Way | Domestic (GWh)
NG FES - Leading the Way | Dem_BB08a_NPgSubComponent | GWh | NPgN | SALT_1 | Domestic (GWh) | Saltend North | SALTEND NORTH | 96.05 | 81.56 | 75.52 | 72.77 | 70.63 | 68.87 | 67.31 | 65.95 | 64.92 | 64.14 | 63.66 | 63.19 | 62.72 | 62.3 | 62.01 | 61.75 | 61.49 | 61.24 | 60.97 | 60.74 | 60.63 | 60.54 | 60.44 | 60.36 | 60.24 | 60.07 | 60.02 | 59.97 | 59.93 | 59.88 | NPgY | GSP | NG FES - Leading the Way | Domestic (GWh)
NG FES - Leading the Way | Dem_BB08a_NPgSubComponent | GWh | NPgN | SHEC_3 | Domestic (GWh) | Sheffield City | SHEFFIELD CITY | 98.98 | 86.84 | 81.76 | 79.37 | 77.46 | 75.87 | 74.43 | 73.15 | 72.15 | 71.35 | 70.91 | 70.48 | 70.06 | 69.67 | 69.39 | 69.14 | 68.92 | 68.71 | 68.48 | 68.3 | 68.21 | 68.13 | 68.05 | 67.98 | 67.88 | 67.74 | 67.68 | 67.64 | 67.59 | 67.54 | NPgY | GSP | NG FES - Leading the Way | Domestic (GWh)
NG FES - Leading the Way | Dem_BB08a_NPgSubComponent | GWh | NPgN | SKLGB1 | Domestic (GWh) | Skelton Grange | SKELTON GRANGE | 1026.22 | 891.76 | 835.46 | 809.23 | 788.49 | 771.19 | 755.71 | 741.98 | 731.29 | 722.97 | 718.13 | 713.43 | 708.8 | 704.56 | 701.51 | 698.72 | 696.25 | 693.8 | 691.23 | 689.08 | 688 | 687.05 | 686.12 | 685.25 | 684.05 | 682.36 | 681.75 | 681.17 | 680.6 | 680.05 | NPgY | GSP | NG FES - Leading the Way | Domestic (GWh)
NG FES - Leading the Way | Dem_BB08a_NPgSubComponent | GWh | NPgN | TEMP_3 | Domestic (GWh) | Templeborough | TEMPLEBOROUGH 275/33KV | 11.7 | 10.1 | 9.43 | 9.13 | 8.88 | 8.68 | 8.5 | 8.34 | 8.22 | 8.12 | 8.07 | 8.01 | 7.96 | 7.91 | 7.87 | 7.84 | 7.81 | 7.78 | 7.75 | 7.73 | 7.71 | 7.7 | 7.69 | 7.68 | 7.67 | 7.65 | 7.64 | 7.63 | 7.63 | 7.62 | NPgY | GSP | NG FES - Leading the Way | Domestic (GWh)
NG FES - Leading the Way | Dem_BB08a_NPgSubComponent | GWh | NPgN | THUR_6 | Domestic (GWh) | Thurcroft | THURCROFT | 251.91 | 214.07 | 198.25 | 191.06 | 185.45 | 180.83 | 176.73 | 173.13 | 170.41 | 168.36 | 167.07 | 165.82 | 164.59 | 163.47 | 162.69 | 161.98 | 161.29 | 160.6 | 159.88 | 159.27 | 158.96 | 158.69 | 158.43 | 158.19 | 157.86 | 157.39 | 157.24 | 157.1 | 156.96 | 156.83 | NPgY | GSP | NG FES - Leading the Way | Domestic (GWh)
NG FES - Leading the Way | Dem_BB08a_NPgSubComponent | GWh | NPgN | WMEL_THOM | Domestic (GWh) | Thorpe Marsh | WEST MELTON / THORPE MARSH | 547.6 | 466.75 | 432.95 | 417.54 | 405.48 | 395.53 | 386.69 | 378.93 | 373.02 | 368.57 | 365.78 | 363.08 | 360.42 | 357.99 | 356.29 | 354.74 | 353.24 | 351.76 | 350.21 | 348.89 | 348.22 | 347.63 | 347.05 | 346.53 | 345.81 | 344.78 | 344.44 | 344.13 | 343.81 | 343.5 | NPgY | GSP | NG FES - Leading the Way | Domestic (GWh)
NG FES - Leading the Way | Dem_BB08a_NPgSubComponent | GWh | NPgN | WMEL_BB3 | Domestic (GWh) | West Melton | WEST MELTON SECTION 3 | 544.45 | 465.36 | 432.29 | 417.17 | 405.33 | 395.55 | 386.85 | 379.19 | 373.36 | 368.93 | 366.19 | 363.54 | 360.93 | 358.55 | 356.88 | 355.35 | 353.89 | 352.45 | 350.93 | 349.65 | 349.01 | 348.44 | 347.88 | 347.38 | 346.68 | 345.68 | 345.35 | 345.05 | 344.74 | 344.44 | NPgY | GSP | NG FES - Leading the Way | Domestic (GWh)
NG FES - Leading the Way | Dem_BB08a_NPgSubComponent | GWh | NPgN | WIBA_3 | Domestic (GWh) | Wincobank | WINCOBANK | 22.52 | 19.17 | 17.77 | 17.13 | 16.63 | 16.22 | 15.85 | 15.53 | 15.28 | 15.1 | 14.98 | 14.86 | 14.75 | 14.65 | 14.58 | 14.51 | 14.45 | 14.38 | 14.32 | 14.26 | 14.23 | 14.2 | 14.17 | 14.15 | 14.12 | 14.07 | 14.06 | 14.04 | 14.03 | 14.01 | NPgY | GSP | NG FES - Leading the Way | Domestic (GWh)
NPg Planning Scenario | Dem_BB08a_NPgSubComponent | GWh | NPgN | BLYTB1 | Domestic (GWh) | Blyth 66kV | BLYTH 66kV | 209.35 | 196.31 | 194.6 | 193.53 | 192.42 | 191.65 | 191.71 | 191.94 | 192.12 | 192.34 | 192.19 | 191.99 | 191.75 | 191.45 | 191.23 | 191.1 | 191.13 | 191.25 | 191.27 | 191.4 | 191.67 | 191.92 | 192.17 | 192.43 | 192.69 | 192.94 | 193.33 | 193.95 | 194.57 | 195.58 | NPgN | GSP | NPg Planning Scenario | Domestic (GWh)
NPg Planning Scenario | Dem_BB08a_NPgSubComponent | GWh | NPgN | BLYTH132 | Domestic (GWh) | Blyth 132kV | BLYTH 132kV | 94.95 | 88.74 | 88 | 87.57 | 87.13 | 86.84 | 86.94 | 87.12 | 87.27 | 87.44 | 87.43 | 87.38 | 87.31 | 87.19 | 87.11 | 87.07 | 87.09 | 87.14 | 87.14 | 87.21 | 87.34 | 87.47 | 87.59 | 87.72 | 87.85 | 87.98 | 88.17 | 88.47 | 88.77 | 89.27 | NPgN | GSP | NPg Planning Scenario | Domestic (GWh)
NPg Planning Scenario | Dem_BB08a_NPgSubComponent | GWh | NPgN | FOUR_1 | Domestic (GWh) | Fourstones | FOURSTONES | 16.73 | 15.7 | 15.61 | 15.58 | 15.54 | 15.53 | 15.58 | 15.65 | 15.71 | 15.77 | 15.8 | 15.82 | 15.83 | 15.84 | 15.85 | 15.86 | 15.88 | 15.91 | 15.92 | 15.95 | 15.99 | 16.03 | 16.07 | 16.11 | 16.15 | 16.19 | 16.24 | 16.31 | 16.38 | 16.48 | NPgN | GSP | NPg Planning Scenario | Domestic (GWh)
NPg Planning Scenario | Dem_BB08a_NPgSubComponent | GWh | NPgN | HARM_6 | Domestic (GWh) | Hart Moor | HARTMOOR | 118.94 | 111.15 | 110.05 | 109.31 | 108.57 | 108.07 | 108.05 | 108.1 | 108.15 | 108.21 | 108.09 | 107.95 | 107.78 | 107.56 | 107.4 | 107.32 | 107.34 | 107.4 | 107.4 | 107.46 | 107.6 | 107.74 | 107.87 | 108.01 | 108.15 | 108.29 | 108.51 | 108.86 | 109.21 | 109.8 | NPgN | GSP | NPg Planning Scenario | Domestic (GWh)
NPg Planning Scenario | Dem_BB08a_NPgSubComponent | GWh | NPgN | HAWP_6 | Domestic (GWh) | Hawthorn Pit | HAWTHORN PIT GRID | 217.24 | 203.35 | 201.52 | 200.37 | 199.14 | 198.34 | 198.45 | 198.68 | 198.89 | 199.1 | 198.94 | 198.81 | 198.58 | 198.31 | 198.11 | 198.06 | 198.22 | 198.48 | 198.6 | 198.83 | 199.21 | 199.57 | 199.93 | 200.3 | 200.68 | 201.04 | 201.56 | 202.31 | 203.07 | 204.26 | NPgN | GSP | NPg Planning Scenario | Domestic (GWh)
NPg Planning Scenario | Dem_BB08a_NPgSubComponent | GWh | NPgN | KNARE_111 | Domestic (GWh) | Knaresborough | KNARESBOROUGH | 250.97 | 235.13 | 232.91 | 231.39 | 229.91 | 228.88 | 228.85 | 228.94 | 229.01 | 229.15 | 228.88 | 228.56 | 228.18 | 227.77 | 227.46 | 227.3 | 227.33 | 227.43 | 227.42 | 227.55 | 227.84 | 228.11 | 228.38 | 228.66 | 228.94 | 229.22 | 229.66 | 230.36 | 231.07 | 232.24 | NPgN | GSP | NPg Planning Scenario | Domestic (GWh)
NPg Planning Scenario | Dem_BB08a_NPgSubComponent | GWh | NPgN | LACK_6 | Domestic (GWh) | Lackenby | LACKENBY | 296.76 | 276.73 | 273.53 | 271.33 | 268.98 | 267.25 | 266.67 | 266.28 | 265.9 | 265.53 | 264.75 | 263.95 | 263.09 | 262.12 | 261.32 | 260.73 | 260.4 | 260.2 | 259.83 | 259.61 | 259.59 | 259.55 | 259.51 | 259.48 | 259.46 | 259.42 | 259.59 | 260.06 | 260.56 | 261.61 | NPgN | GSP | NPg Planning Scenario | Domestic (GWh)
NPg Planning Scenario | Dem_BB08a_NPgSubComponent | GWh | NPgN | NORT_1 | Domestic (GWh) | Norton | NORTON | 742.08 | 693.99 | 687.31 | 682.98 | 678.42 | 675.24 | 675.22 | 675.69 | 676.06 | 676.57 | 675.85 | 675.03 | 674.07 | 672.87 | 672.08 | 671.71 | 671.95 | 672.53 | 672.71 | 673.26 | 674.33 | 675.33 | 676.34 | 677.36 | 678.41 | 679.42 | 680.93 | 683.25 | 685.62 | 689.41 | NPgN | GSP | NPg Planning Scenario | Domestic (GWh)
NPg Planning Scenario | Dem_BB08a_NPgSubComponent | GWh | NPgN | OFFE_3 | Domestic (GWh) | Offerton | OFFERTON | 118.4 | 110.74 | 109.67 | 108.98 | 108.24 | 107.73 | 107.75 | 107.81 | 107.89 | 107.95 | 107.82 | 107.73 | 107.57 | 107.4 | 107.26 | 107.2 | 107.27 | 107.37 | 107.4 | 107.5 | 107.67 | 107.84 | 108 | 108.17 | 108.34 | 108.51 | 108.76 | 109.13 | 109.52 | 110.13 | NPgN | GSP | NPg Planning Scenario | Domestic (GWh)
NPg Planning Scenario | Dem_BB08a_NPgSubComponent | GWh | NPgN | OSBA_1 | Domestic (GWh) | Osbaldwick | OSBALDWICK | 480.33 | 450.37 | 446.9 | 445 | 442.95 | 441.75 | 442.66 | 443.81 | 444.91 | 446.05 | 446.37 | 446.69 | 446.71 | 446.61 | 446.66 | 447.07 | 447.93 | 448.98 | 449.8 | 450.82 | 452.17 | 453.47 | 454.78 | 456.09 | 457.43 | 458.74 | 460.37 | 462.55 | 464.75 | 467.9 | NPgN | GSP | NPg Planning Scenario | Domestic (GWh)
NPg Planning Scenario | Dem_BB08a_NPgSubComponent | GWh | NPgN | POPP_3 | Domestic (GWh) | Poppleton | POPPLETON | 84.64 | 79.6 | 79.14 | 78.97 | 78.76 | 78.7 | 79 | 79.35 | 79.68 | 80.02 | 80.22 | 80.42 | 80.56 | 80.67 | 80.83 | 81.05 | 81.36 | 81.72 | 82.03 | 82.36 | 82.76 | 83.15 | 83.54 | 83.93 | 84.32 | 84.71 | 85.16 | 85.7 | 86.26 | 86.98 | NPgN | GSP | NPg Planning Scenario | Domestic (GWh)
NPg Planning Scenario | Dem_BB08a_NPgSubComponent | GWh | NPgN | SALH_1 | Domestic (GWh) | Saltholme | SALTHOLME | 4.3 | 4.02 | 3.98 | 3.95 | 3.92 | 3.9 | 3.9 | 3.9 | 3.9 | 3.9 | 3.9 | 3.89 | 3.88 | 3.88 | 3.87 | 3.87 | 3.87 | 3.87 | 3.86 | 3.87 | 3.87 | 3.87 | 3.88 | 3.88 | 3.89 | 3.89 | 3.9 | 3.91 | 3.92 | 3.94 | NPgN | GSP | NPg Planning Scenario | Domestic (GWh)
NPg Planning Scenario | Dem_BB08a_NPgSubComponent | GWh | NPgN | SSHI_3 | Domestic (GWh) | South Shields | SOUTH SHIELDS | 107.16 | 100.24 | 99.31 | 98.69 | 98.03 | 97.57 | 97.57 | 97.65 | 97.71 | 97.77 | 97.64 | 97.52 | 97.38 | 97.24 | 97.12 | 97.06 | 97.11 | 97.2 | 97.24 | 97.33 | 97.49 | 97.64 | 97.79 | 97.95 | 98.1 | 98.26 | 98.48 | 98.82 | 99.17 | 99.72 | NPgN | GSP | NPg Planning Scenario | Domestic (GWh)
NPg Planning Scenario | Dem_BB08a_NPgSubComponent | GWh | NPgN | KIELD01 and SPAD20 | Domestic (GWh) | 0 | SPADEADAM | 12.51 | 11.71 | 11.62 | 11.58 | 11.53 | 11.5 | 11.52 | 11.56 | 11.58 | 11.61 | 11.62 | 11.62 | 11.62 | 11.61 | 11.61 | 11.61 | 11.61 | 11.63 | 11.63 | 11.64 | 11.66 | 11.69 | 11.71 | 11.73 | 11.75 | 11.77 | 11.8 | 11.84 | 11.89 | 11.96 | NPgN | GSP | NPg Planning Scenario | Domestic (GWh)
NPg Planning Scenario | Dem_BB08a_NPgSubComponent | GWh | NPgN | SPEN_1 | Domestic (GWh) | Spennymoor | SPENNYMOOR | 460.91 | 430.61 | 426.82 | 424.51 | 422.05 | 420.52 | 420.93 | 421.63 | 422.24 | 422.9 | 422.73 | 422.48 | 422.11 | 421.58 | 421.28 | 421.3 | 421.73 | 422.43 | 422.84 | 423.47 | 424.42 | 425.33 | 426.25 | 427.17 | 428.12 | 429.04 | 430.28 | 432.04 | 433.84 | 436.58 | NPgN | GSP | NPg Planning Scenario | Domestic (GWh)
NPg Planning Scenario | Dem_BB08a_NPgSubComponent | GWh | NPgN | STEN_1 | Domestic (GWh) | Stella North | STELLA NORTH | 456.87 | 432.5 | 429.54 | 427.83 | 426.07 | 425.17 | 425.88 | 426.85 | 427.76 | 428.76 | 429.17 | 429.54 | 429.69 | 429.71 | 429.9 | 430.4 | 431.27 | 432.27 | 433.05 | 434.02 | 435.27 | 436.48 | 437.7 | 438.92 | 440.16 | 441.38 | 442.88 | 444.81 | 446.74 | 449.41 | NPgN | GSP | NPg Planning Scenario | Domestic (GWh)
NPg Planning Scenario | Dem_BB08a_NPgSubComponent | GWh | NPgN | STES_1 | Domestic (GWh) | Stella South | STELLA SOUTH | 272.92 | 255.06 | 252.72 | 251.25 | 249.69 | 248.65 | 248.77 | 249.05 | 249.31 | 249.59 | 249.4 | 249.18 | 248.88 | 248.51 | 248.26 | 248.18 | 248.35 | 248.65 | 248.79 | 249.07 | 249.54 | 249.98 | 250.43 | 250.88 | 251.34 | 251.79 | 252.42 | 253.36 | 254.32 | 255.83 | NPgN | GSP | NPg Planning Scenario | Domestic (GWh)
NPg Planning Scenario | Dem_BB08a_NPgSubComponent | GWh | NPgN | TYNE_1 | Domestic (GWh) | Tynemouth 1 | TYNEMOUTH | 345.53 | 325.58 | 323.49 | 322.37 | 321.17 | 320.62 | 321.37 | 322.37 | 323.3 | 324.26 | 324.68 | 325 | 325.26 | 325.42 | 325.7 | 326.18 | 326.89 | 327.79 | 328.51 | 329.39 | 330.49 | 331.56 | 332.63 | 333.71 | 334.8 | 335.88 | 337.18 | 338.85 | 340.53 | 342.86 | NPgN | GSP | NPg Planning Scenario | Domestic (GWh)
NPg Planning Scenario | Dem_BB08a_NPgSubComponent | GWh | NPgN | WBOL_6 | Domestic (GWh) | West Boldon | WEST BOLDON | 466.19 | 438.06 | 434.32 | 431.91 | 429.36 | 427.67 | 427.86 | 428.3 | 428.73 | 429.17 | 428.9 | 428.7 | 428.31 | 427.88 | 427.58 | 427.58 | 428.02 | 428.6 | 428.92 | 429.48 | 430.34 | 431.15 | 431.98 | 432.81 | 433.66 | 434.49 | 435.62 | 437.23 | 438.85 | 441.33 | NPgN | GSP | NPg Planning Scenario | Domestic (GWh)
NPg Planning Scenario | Dem_BB08a_NPgSubComponent | GWh | NPgN | BRAW_1 | Domestic (GWh) | Bradford West | BRADFORD WEST | 818.76 | 770.53 | 765.55 | 763 | 760.17 | 758.8 | 760.73 | 763.25 | 765.75 | 768.23 | 769.2 | 770.21 | 771.04 | 771.72 | 772.69 | 774.11 | 776.29 | 778.85 | 780.96 | 783.44 | 786.47 | 789.42 | 792.38 | 795.36 | 798.37 | 801.34 | 804.86 | 809.28 | 813.75 | 819.79 | NPgY | GSP | NPg Planning Scenario | Domestic (GWh)
NPg Planning Scenario | Dem_BB08a_NPgSubComponent | GWh | NPgN | CAMB_01 | Domestic (GWh) | Camblesforth | CAMBLESFORTH | 52.19 | 48.87 | 48.51 | 48.3 | 48.08 | 47.95 | 48.05 | 48.17 | 48.28 | 48.39 | 48.41 | 48.42 | 48.4 | 48.37 | 48.35 | 48.35 | 48.39 | 48.45 | 48.48 | 48.54 | 48.64 | 48.74 | 48.83 | 48.93 | 49.03 | 49.13 | 49.26 | 49.45 | 49.65 | 49.95 | NPgY | GSP | NPg Planning Scenario | Domestic (GWh)
NPg Planning Scenario | Dem_BB08a_NPgSubComponent | GWh | NPgN | CREB_1 | Domestic (GWh) | Creyke Beck | CREYKE BECK | 750.35 | 703.67 | 697.37 | 693.37 | 688.97 | 686.06 | 686.33 | 687.02 | 687.67 | 688.25 | 687.68 | 687.21 | 686.42 | 685.43 | 684.55 | 684.13 | 684.38 | 684.85 | 684.93 | 685.41 | 686.4 | 687.32 | 688.25 | 689.19 | 690.18 | 691.13 | 692.56 | 694.78 | 697.05 | 700.7 | NPgY | GSP | NPg Planning Scenario | Domestic (GWh)
NPg Planning Scenario | Dem_BB08a_NPgSubComponent | GWh | NPgN | DRAX_YEDL | Domestic (GWh) | Drax | DRAX | 68.93 | 64.68 | 64.37 | 64.28 | 64.13 | 64.08 | 64.35 | 64.66 | 64.96 | 65.25 | 65.4 | 65.55 | 65.67 | 65.77 | 65.88 | 66.01 | 66.2 | 66.41 | 66.58 | 66.79 | 67.06 | 67.32 | 67.59 | 67.85 | 68.12 | 68.38 | 68.69 | 69.08 | 69.48 | 70.02 | NPgY | GSP | NPg Planning Scenario | Domestic (GWh)
NPg Planning Scenario | Dem_BB08a_NPgSubComponent | GWh | NPgN | ELLA_1 | Domestic (GWh) | Elland | ELLAND | 626.21 | 589.68 | 586.31 | 584.66 | 582.77 | 581.95 | 583.6 | 585.65 | 587.66 | 589.59 | 590.48 | 591.31 | 592.01 | 592.57 | 593.31 | 594.43 | 596.1 | 598.1 | 599.78 | 601.7 | 604.06 | 606.35 | 608.65 | 610.96 | 613.29 | 615.6 | 618.33 | 621.76 | 625.22 | 629.91 | NPgY | GSP | NPg Planning Scenario | Domestic (GWh)
NPg Planning Scenario | Dem_BB08a_NPgSubComponent | GWh | NPgN | FERRA2 | Domestic (GWh) | Ferrybridge A | FERRYBRIDGE A | 175.83 | 164.74 | 163.53 | 162.9 | 162.17 | 161.76 | 162.12 | 162.59 | 163.08 | 163.57 | 163.75 | 163.96 | 164.1 | 164.21 | 164.35 | 164.6 | 165.03 | 165.55 | 165.97 | 166.47 | 167.09 | 167.7 | 168.3 | 168.91 | 169.53 | 170.14 | 170.87 | 171.8 | 172.76 | 174.07 | NPgY | GSP | NPg Planning Scenario | Domestic (GWh)
NPg Planning Scenario | Dem_BB08a_NPgSubComponent | GWh | NPgN | FERRB9 | Domestic (GWh) | Ferrybridge B (_M) | FERRYBRIDGE B | 423.2 | 398.59 | 395.95 | 394.58 | 393.04 | 392.28 | 393.22 | 394.4 | 395.62 | 396.82 | 397.38 | 397.98 | 398.42 | 398.78 | 399.24 | 399.96 | 401.1 | 402.43 | 403.56 | 404.84 | 406.4 | 407.92 | 409.45 | 410.98 | 412.54 | 414.07 | 415.89 | 418.16 | 420.45 | 423.55 | NPgY | GSP | NPg Planning Scenario | Domestic (GWh)
NPg Planning Scenario | Dem_BB08a_NPgSubComponent | GWh | NPgN | GRIW_1 | Domestic (GWh) | Grimsby West | GRIMSBY WEST | 255.25 | 238.52 | 235.96 | 234.23 | 232.43 | 231.1 | 230.82 | 230.68 | 230.59 | 230.55 | 230.12 | 229.68 | 229.15 | 228.6 | 228.13 | 227.8 | 227.68 | 227.66 | 227.56 | 227.55 | 227.72 | 227.87 | 228.02 | 228.17 | 228.33 | 228.49 | 228.81 | 229.4 | 230.01 | 231.09 | NPgY | GSP | NPg Planning Scenario | Domestic (GWh)
NPg Planning Scenario | Dem_BB08a_NPgSubComponent | GWh | NPgN | JORD_3 | Domestic (GWh) | Jordanthorpe | JORDANTHORPE | 131.47 | 124.63 | 123.89 | 123.52 | 123.12 | 122.93 | 123.21 | 123.56 | 123.91 | 124.27 | 124.44 | 124.63 | 124.74 | 124.82 | 124.95 | 125.15 | 125.48 | 125.87 | 126.2 | 126.57 | 127.02 | 127.45 | 127.89 | 128.34 | 128.79 | 129.23 | 129.76 | 130.41 | 131.06 | 131.94 | NPgY | GSP | NPg Planning Scenario | Domestic (GWh)
NPg Planning Scenario | Dem_BB08a_NPgSubComponent | GWh | NPgN | KEAD_YEDL | Domestic (GWh) | Keadby | KEADBY | 347.17 | 324.86 | 322.51 | 321.25 | 319.92 | 319.24 | 320.03 | 321.08 | 322.06 | 323.08 | 323.44 | 323.68 | 323.82 | 323.84 | 323.96 | 324.21 | 324.74 | 325.38 | 325.88 | 326.57 | 327.52 | 328.42 | 329.34 | 330.25 | 331.19 | 332.1 | 333.26 | 334.82 | 336.4 | 338.69 | NPgY | GSP | NPg Planning Scenario | Domestic (GWh)
NPg Planning Scenario | Dem_BB08a_NPgSubComponent | GWh | NPgN | KIRKB1 | Domestic (GWh) | Kirkstall B | KIRKSTALL B | 420.18 | 397.7 | 395.31 | 394.07 | 392.73 | 392.19 | 393.26 | 394.53 | 395.8 | 397.1 | 397.81 | 398.62 | 399.24 | 399.75 | 400.39 | 401.31 | 402.68 | 404.22 | 405.57 | 407.02 | 408.74 | 410.43 | 412.11 | 413.81 | 415.53 | 417.22 | 419.18 | 421.57 | 423.96 | 427.08 | NPgY | GSP | NPg Planning Scenario | Domestic (GWh)
NPg Planning Scenario | Dem_BB08a_NPgSubComponent | GWh | NPgN | NEEP_3 | Domestic (GWh) | Neepsend | NEEPSEND | 178.98 | 169.25 | 168.27 | 167.84 | 167.37 | 167.22 | 167.75 | 168.39 | 169.01 | 169.66 | 170.05 | 170.48 | 170.79 | 171.03 | 171.34 | 171.78 | 172.41 | 173.12 | 173.75 | 174.42 | 175.2 | 175.97 | 176.74 | 177.51 | 178.29 | 179.06 | 179.95 | 181.02 | 182.09 | 183.49 | NPgY | GSP | NPg Planning Scenario | Domestic (GWh)
NPg Planning Scenario | Dem_BB08a_NPgSubComponent | GWh | NPgN | NORL_3 | Domestic (GWh) | Norton Lees | NORTON LEES | 153.63 | 145.64 | 144.84 | 144.49 | 144.11 | 143.99 | 144.43 | 144.96 | 145.48 | 146.02 | 146.34 | 146.69 | 146.95 | 147.15 | 147.41 | 147.77 | 148.29 | 148.87 | 149.39 | 149.94 | 150.59 | 151.22 | 151.85 | 152.49 | 153.13 | 153.76 | 154.49 | 155.37 | 156.25 | 157.39 | NPgY | GSP | NPg Planning Scenario | Domestic (GWh)
NPg Planning Scenario | Dem_BB08a_NPgSubComponent | GWh | NPgN | PITS_BB_B | Domestic (GWh) | Pitsmoor | PITSMOOR 3/4 | 71.31 | 67.34 | 66.95 | 66.78 | 66.6 | 66.54 | 66.77 | 67.04 | 67.31 | 67.58 | 67.75 | 67.93 | 68.07 | 68.18 | 68.31 | 68.5 | 68.76 | 69.06 | 69.33 | 69.61 | 69.94 | 70.26 | 70.59 | 70.91 | 71.24 | 71.56 | 71.93 | 72.38 | 72.83 | 73.41 | NPgY | GSP | NPg Planning Scenario | Domestic (GWh)
NPg Planning Scenario | Dem_BB08a_NPgSubComponent | GWh | NPgN | SALT_1 | Domestic (GWh) | Saltend North | SALTEND NORTH | 96.04 | 89.75 | 88.89 | 88.34 | 87.74 | 87.34 | 87.37 | 87.45 | 87.54 | 87.61 | 87.53 | 87.46 | 87.36 | 87.23 | 87.11 | 87.06 | 87.1 | 87.17 | 87.19 | 87.26 | 87.39 | 87.52 | 87.65 | 87.78 | 87.92 | 88.05 | 88.24 | 88.55 | 88.86 | 89.35 | NPgY | GSP | NPg Planning Scenario | Domestic (GWh)
NPg Planning Scenario | Dem_BB08a_NPgSubComponent | GWh | NPgN | SHEC_3 | Domestic (GWh) | Sheffield City | SHEFFIELD CITY | 98.97 | 94.06 | 93.58 | 93.38 | 93.16 | 93.11 | 93.4 | 93.74 | 94.08 | 94.43 | 94.64 | 94.88 | 95.06 | 95.19 | 95.36 | 95.6 | 95.93 | 96.31 | 96.64 | 96.99 | 97.41 | 97.81 | 98.21 | 98.62 | 99.03 | 99.43 | 99.89 | 100.45 | 101.01 | 101.72 | NPgY | GSP | NPg Planning Scenario | Domestic (GWh)
NPg Planning Scenario | Dem_BB08a_NPgSubComponent | GWh | NPgN | SKLGB1 | Domestic (GWh) | Skelton Grange | SKELTON GRANGE | 1026.11 | 970.87 | 965.23 | 962.36 | 959.16 | 957.79 | 960.3 | 963.37 | 966.44 | 969.46 | 971 | 972.63 | 973.91 | 974.98 | 976.3 | 978.27 | 981.2 | 984.58 | 987.49 | 990.71 | 994.58 | 998.36 | 1002.15 | 1005.95 | 1009.81 | 1013.61 | 1018.06 | 1023.56 | 1029.06 | 1036.36 | NPgY | GSP | NPg Planning Scenario | Domestic (GWh)
NPg Planning Scenario | Dem_BB08a_NPgSubComponent | GWh | NPgN | TEMP_3 | Domestic (GWh) | Templeborough | TEMPLEBOROUGH 275/33KV | 11.7 | 11.02 | 10.93 | 10.87 | 10.81 | 10.76 | 10.77 | 10.78 | 10.79 | 10.8 | 10.79 | 10.78 | 10.77 | 10.76 | 10.75 | 10.75 | 10.76 | 10.77 | 10.78 | 10.79 | 10.81 | 10.83 | 10.84 | 10.86 | 10.88 | 10.9 | 10.92 | 10.96 | 11 | 11.05 | NPgY | GSP | NPg Planning Scenario | Domestic (GWh)
NPg Planning Scenario | Dem_BB08a_NPgSubComponent | GWh | NPgN | THUR_6 | Domestic (GWh) | Thurcroft | THURCROFT | 251.89 | 235.57 | 233.5 | 232.21 | 230.84 | 229.91 | 230.08 | 230.45 | 230.83 | 231.18 | 231.1 | 231.06 | 230.96 | 230.81 | 230.7 | 230.76 | 231.05 | 231.49 | 231.8 | 232.2 | 232.78 | 233.34 | 233.9 | 234.46 | 235.04 | 235.6 | 236.33 | 237.35 | 238.39 | 239.94 | NPgY | GSP | NPg Planning Scenario | Domestic (GWh)
NPg Planning Scenario | Dem_BB08a_NPgSubComponent | GWh | NPgN | WMEL_THOM | Domestic (GWh) | Thorpe Marsh | WEST MELTON / THORPE MARSH | 547.56 | 512.65 | 508.12 | 505.28 | 502.23 | 500.18 | 500.41 | 501.11 | 501.84 | 502.52 | 502.29 | 502.12 | 501.86 | 501.47 | 501.16 | 501.2 | 501.74 | 502.56 | 503.12 | 503.88 | 505.03 | 506.11 | 507.21 | 508.32 | 509.45 | 510.55 | 512.03 | 514.1 | 516.22 | 519.39 | NPgY | GSP | NPg Planning Scenario | Domestic (GWh)
NPg Planning Scenario | Dem_BB08a_NPgSubComponent | GWh | NPgN | WMEL_BB3 | Domestic (GWh) | West Melton | WEST MELTON SECTION 3 | 544.39 | 511.4 | 507.98 | 506.18 | 504.11 | 503.03 | 504.23 | 505.79 | 507.38 | 508.92 | 509.6 | 510.38 | 510.93 | 511.29 | 511.75 | 512.57 | 513.9 | 515.5 | 516.8 | 518.33 | 520.25 | 522.1 | 523.97 | 525.84 | 527.74 | 529.61 | 531.85 | 534.71 | 537.61 | 541.59 | NPgY | GSP | NPg Planning Scenario | Domestic (GWh)
NPg Planning Scenario | Dem_BB08a_NPgSubComponent | GWh | NPgN | WIBA_3 | Domestic (GWh) | Wincobank | WINCOBANK | 22.52 | 21.07 | 20.89 | 20.77 | 20.64 | 20.55 | 20.56 | 20.59 | 20.62 | 20.64 | 20.63 | 20.62 | 20.61 | 20.59 | 20.58 | 20.58 | 20.6 | 20.63 | 20.66 | 20.69 | 20.74 | 20.78 | 20.83 | 20.87 | 20.92 | 20.96 | 21.03 | 21.11 | 21.2 | 21.33 | NPgY | GSP | NPg Planning Scenario | Domestic (GWh)
NG FES - System Transformation | Dem_BB08a_NPgSubComponent | GWh | NPgN | BLYTB1 | Domestic (GWh) | Blyth 66kV | BLYTH 66kV | 209.36 | 193.95 | 187.34 | 182.66 | 179.71 | 178.95 | 178.64 | 178.47 | 178.27 | 177.98 | 177.47 | 177 | 176.6 | 176.15 | 175.68 | 175.24 | 175.17 | 175.14 | 175.1 | 175.14 | 175.45 | 175.78 | 176.18 | 176.79 | 177.39 | 177.98 | 178.58 | 179.15 | 179.71 | 180.28 | NPgN | GSP | NG FES - System Transformation | Domestic (GWh)
NG FES - System Transformation | Dem_BB08a_NPgSubComponent | GWh | NPgN | BLYTH132 | Domestic (GWh) | Blyth 132kV | BLYTH 132kV | 95.02 | 87.78 | 84.75 | 82.66 | 81.4 | 81.2 | 81.22 | 81.31 | 81.39 | 81.42 | 81.35 | 81.29 | 81.26 | 81.22 | 81.16 | 81.14 | 81.25 | 81.38 | 81.5 | 81.66 | 81.95 | 82.25 | 82.58 | 83.02 | 83.45 | 83.88 | 84.3 | 84.71 | 85.12 | 85.53 | NPgN | GSP | NG FES - System Transformation | Domestic (GWh)
NG FES - System Transformation | Dem_BB08a_NPgSubComponent | GWh | NPgN | FOUR_1 | Domestic (GWh) | Fourstones | FOURSTONES | 16.76 | 15.55 | 15.06 | 14.74 | 14.56 | 14.56 | 14.6 | 14.65 | 14.7 | 14.74 | 14.76 | 14.78 | 14.8 | 14.83 | 14.85 | 14.87 | 14.92 | 14.98 | 15.04 | 15.1 | 15.18 | 15.27 | 15.36 | 15.47 | 15.57 | 15.68 | 15.78 | 15.89 | 15.99 | 16.1 | NPgN | GSP | NG FES - System Transformation | Domestic (GWh)
NG FES - System Transformation | Dem_BB08a_NPgSubComponent | GWh | NPgN | HARM_6 | Domestic (GWh) | Hart Moor | HARTMOOR | 118.95 | 109.83 | 105.91 | 103.13 | 101.38 | 100.93 | 100.76 | 100.67 | 100.57 | 100.41 | 100.12 | 99.86 | 99.64 | 99.4 | 99.15 | 98.93 | 98.88 | 98.86 | 98.83 | 98.85 | 99.02 | 99.21 | 99.44 | 99.8 | 100.16 | 100.5 | 100.85 | 101.18 | 101.51 | 101.84 | NPgN | GSP | NG FES - System Transformation | Domestic (GWh)
NG FES - System Transformation | Dem_BB08a_NPgSubComponent | GWh | NPgN | HAWP_6 | Domestic (GWh) | Hawthorn Pit | HAWTHORN PIT GRID | 217.25 | 200.91 | 193.9 | 188.94 | 185.81 | 185.02 | 184.71 | 184.56 | 184.38 | 184.09 | 183.58 | 183.11 | 182.72 | 182.28 | 181.81 | 181.4 | 181.34 | 181.32 | 181.28 | 181.33 | 181.66 | 182.02 | 182.45 | 183.11 | 183.76 | 184.4 | 185.04 | 185.65 | 186.26 | 186.86 | NPgN | GSP | NG FES - System Transformation | Domestic (GWh)
NG FES - System Transformation | Dem_BB08a_NPgSubComponent | GWh | NPgN | KNARE_111 | Domestic (GWh) | Knaresborough | KNARESBOROUGH | 251.01 | 232.48 | 224.55 | 218.95 | 215.42 | 214.53 | 214.18 | 214 | 213.78 | 213.45 | 212.86 | 212.31 | 211.85 | 211.34 | 210.79 | 210.28 | 210.22 | 210.21 | 210.18 | 210.24 | 210.63 | 211.04 | 211.54 | 212.29 | 213.03 | 213.75 | 214.48 | 215.19 | 215.88 | 216.57 | NPgN | GSP | NG FES - System Transformation | Domestic (GWh)
NG FES - System Transformation | Dem_BB08a_NPgSubComponent | GWh | NPgN | LACK_6 | Domestic (GWh) | Lackenby | LACKENBY | 296.78 | 273.94 | 264.11 | 257.16 | 252.8 | 251.7 | 251.3 | 251.11 | 250.88 | 250.51 | 249.82 | 249.19 | 248.68 | 248.11 | 247.49 | 246.98 | 246.88 | 246.85 | 246.8 | 246.87 | 247.33 | 247.82 | 248.43 | 249.35 | 250.26 | 251.16 | 252.05 | 252.9 | 253.75 | 254.59 | NPgN | GSP | NG FES - System Transformation | Domestic (GWh)
NG FES - System Transformation | Dem_BB08a_NPgSubComponent | GWh | NPgN | NORT_1 | Domestic (GWh) | Norton | NORTON | 742.19 | 686.06 | 662.02 | 645.04 | 634.4 | 631.79 | 630.85 | 630.45 | 629.94 | 629.07 | 627.43 | 625.92 | 624.69 | 623.3 | 621.81 | 620.52 | 620.39 | 620.41 | 620.38 | 620.63 | 621.86 | 623.18 | 624.76 | 627.11 | 629.44 | 631.71 | 633.99 | 636.19 | 638.36 | 640.52 | NPgN | GSP | NG FES - System Transformation | Domestic (GWh)
NG FES - System Transformation | Dem_BB08a_NPgSubComponent | GWh | NPgN | OFFE_3 | Domestic (GWh) | Offerton | OFFERTON | 118.4 | 109.45 | 105.6 | 102.87 | 101.15 | 100.71 | 100.53 | 100.44 | 100.34 | 100.17 | 99.88 | 99.62 | 99.4 | 99.15 | 98.89 | 98.66 | 98.61 | 98.59 | 98.56 | 98.58 | 98.75 | 98.94 | 99.17 | 99.52 | 99.86 | 100.2 | 100.54 | 100.87 | 101.19 | 101.52 | NPgN | GSP | NG FES - System Transformation | Domestic (GWh)
NG FES - System Transformation | Dem_BB08a_NPgSubComponent | GWh | NPgN | OSBA_1 | Domestic (GWh) | Osbaldwick | OSBALDWICK | 480.4 | 444.51 | 429.13 | 418.25 | 411.41 | 409.68 | 409.01 | 408.67 | 408.27 | 407.64 | 406.52 | 405.48 | 404.61 | 403.64 | 402.6 | 401.66 | 401.54 | 401.5 | 401.44 | 401.56 | 402.29 | 403.09 | 404.05 | 405.5 | 406.93 | 408.33 | 409.74 | 411.1 | 412.44 | 413.77 | NPgN | GSP | NG FES - System Transformation | Domestic (GWh)
NG FES - System Transformation | Dem_BB08a_NPgSubComponent | GWh | NPgN | POPP_3 | Domestic (GWh) | Poppleton | POPPLETON | 84.65 | 78.39 | 75.7 | 73.79 | 72.59 | 72.27 | 72.14 | 72.07 | 71.99 | 71.86 | 71.65 | 71.46 | 71.29 | 71.11 | 70.91 | 70.73 | 70.7 | 70.69 | 70.66 | 70.67 | 70.79 | 70.92 | 71.08 | 71.32 | 71.56 | 71.8 | 72.03 | 72.26 | 72.49 | 72.71 | NPgN | GSP | NG FES - System Transformation | Domestic (GWh)
NG FES - System Transformation | Dem_BB08a_NPgSubComponent | GWh | NPgN | SALH_1 | Domestic (GWh) | Saltholme | SALTHOLME | 4.3 | 3.97 | 3.83 | 3.73 | 3.67 | 3.65 | 3.64 | 3.64 | 3.64 | 3.63 | 3.62 | 3.61 | 3.6 | 3.59 | 3.58 | 3.57 | 3.57 | 3.57 | 3.57 | 3.57 | 3.57 | 3.58 | 3.59 | 3.6 | 3.61 | 3.62 | 3.64 | 3.65 | 3.66 | 3.67 | NPgN | GSP | NG FES - System Transformation | Domestic (GWh)
NG FES - System Transformation | Dem_BB08a_NPgSubComponent | GWh | NPgN | SSHI_3 | Domestic (GWh) | South Shields | SOUTH SHIELDS | 107.17 | 99.07 | 95.59 | 93.12 | 91.55 | 91.15 | 90.98 | 90.89 | 90.78 | 90.62 | 90.36 | 90.11 | 89.9 | 89.67 | 89.42 | 89.2 | 89.15 | 89.13 | 89.1 | 89.1 | 89.25 | 89.41 | 89.61 | 89.92 | 90.22 | 90.52 | 90.82 | 91.11 | 91.39 | 91.67 | NPgN | GSP | NG FES - System Transformation | Domestic (GWh)
NG FES - System Transformation | Dem_BB08a_NPgSubComponent | GWh | NPgN | KIELD01 and SPAD20 | Domestic (GWh) | 0 | SPADEADAM | 12.52 | 11.59 | 11.2 | 10.94 | 10.78 | 10.77 | 10.78 | 10.8 | 10.82 | 10.83 | 10.83 | 10.83 | 10.83 | 10.84 | 10.84 | 10.84 | 10.86 | 10.89 | 10.92 | 10.95 | 10.99 | 11.04 | 11.09 | 11.16 | 11.22 | 11.29 | 11.35 | 11.41 | 11.48 | 11.54 | NPgN | GSP | NG FES - System Transformation | Domestic (GWh)
NG FES - System Transformation | Dem_BB08a_NPgSubComponent | GWh | NPgN | SPEN_1 | Domestic (GWh) | Spennymoor | SPENNYMOOR | 460.96 | 425.32 | 410.01 | 399.2 | 392.43 | 390.79 | 390.22 | 389.99 | 389.71 | 389.19 | 388.18 | 387.26 | 386.53 | 385.7 | 384.81 | 384.08 | 383.99 | 383.99 | 383.97 | 384.12 | 384.89 | 385.72 | 386.72 | 388.21 | 389.7 | 391.14 | 392.58 | 393.98 | 395.35 | 396.71 | NPgN | GSP | NG FES - System Transformation | Domestic (GWh)
NG FES - System Transformation | Dem_BB08a_NPgSubComponent | GWh | NPgN | STEN_1 | Domestic (GWh) | Stella North | STELLA NORTH | 456.92 | 427.14 | 414.5 | 405.51 | 399.77 | 398.12 | 397.27 | 396.66 | 396 | 395.15 | 393.9 | 392.66 | 391.54 | 390.32 | 389.03 | 387.61 | 387.44 | 387.35 | 387.22 | 387.24 | 387.76 | 388.35 | 389.07 | 390.15 | 391.19 | 392.24 | 393.32 | 394.37 | 395.4 | 396.44 | NPgN | GSP | NG FES - System Transformation | Domestic (GWh)
NG FES - System Transformation | Dem_BB08a_NPgSubComponent | GWh | NPgN | STES_1 | Domestic (GWh) | Stella South | STELLA SOUTH | 272.94 | 252 | 243 | 236.64 | 232.65 | 231.65 | 231.29 | 231.13 | 230.93 | 230.6 | 229.98 | 229.41 | 228.95 | 228.43 | 227.87 | 227.41 | 227.33 | 227.32 | 227.28 | 227.35 | 227.79 | 228.26 | 228.82 | 229.68 | 230.53 | 231.36 | 232.19 | 232.98 | 233.77 | 234.55 | NPgN | GSP | NG FES - System Transformation | Domestic (GWh)
NG FES - System Transformation | Dem_BB08a_NPgSubComponent | GWh | NPgN | TYNE_1 | Domestic (GWh) | Tynemouth 1 | TYNEMOUTH | 345.55 | 321.12 | 310.67 | 303.25 | 298.54 | 297.25 | 296.65 | 296.28 | 295.86 | 295.28 | 294.37 | 293.5 | 292.74 | 291.91 | 291.03 | 290.14 | 290 | 289.91 | 289.81 | 289.82 | 290.26 | 290.73 | 291.32 | 292.23 | 293.11 | 293.99 | 294.88 | 295.74 | 296.59 | 297.43 | NPgN | GSP | NG FES - System Transformation | Domestic (GWh)
NG FES - System Transformation | Dem_BB08a_NPgSubComponent | GWh | NPgN | WBOL_6 | Domestic (GWh) | West Boldon | WEST BOLDON | 466.21 | 432.87 | 418.62 | 408.51 | 402.12 | 400.42 | 399.67 | 399.23 | 398.74 | 398.02 | 396.85 | 395.74 | 394.78 | 393.73 | 392.6 | 391.5 | 391.35 | 391.28 | 391.17 | 391.24 | 391.88 | 392.58 | 393.43 | 394.73 | 395.99 | 397.25 | 398.51 | 399.74 | 400.94 | 402.14 | NPgN | GSP | NG FES - System Transformation | Domestic (GWh)
NG FES - System Transformation | Dem_BB08a_NPgSubComponent | GWh | NPgN | BRAW_1 | Domestic (GWh) | Bradford West | BRADFORD WEST | 818.84 | 760.03 | 734.88 | 717.08 | 705.82 | 702.87 | 701.61 | 700.87 | 700.04 | 698.83 | 696.81 | 694.9 | 693.26 | 691.44 | 689.5 | 687.62 | 687.37 | 687.28 | 687.13 | 687.27 | 688.43 | 689.69 | 691.22 | 693.52 | 695.78 | 698.02 | 700.28 | 702.46 | 704.61 | 706.74 | NPgY | GSP | NG FES - System Transformation | Domestic (GWh)
NG FES - System Transformation | Dem_BB08a_NPgSubComponent | GWh | NPgN | CAMB_01 | Domestic (GWh) | Camblesforth | CAMBLESFORTH | 52.21 | 48.24 | 46.56 | 45.38 | 44.65 | 44.5 | 44.46 | 44.46 | 44.46 | 44.42 | 44.34 | 44.26 | 44.2 | 44.13 | 44.05 | 43.99 | 44.01 | 44.03 | 44.06 | 44.1 | 44.22 | 44.34 | 44.48 | 44.67 | 44.86 | 45.05 | 45.24 | 45.42 | 45.6 | 45.78 | NPgY | GSP | NG FES - System Transformation | Domestic (GWh)
NG FES - System Transformation | Dem_BB08a_NPgSubComponent | GWh | NPgN | CREB_1 | Domestic (GWh) | Creyke Beck | CREYKE BECK | 750.47 | 695.57 | 672.13 | 655.58 | 645.19 | 642.61 | 641.62 | 641.15 | 640.57 | 639.64 | 637.95 | 636.37 | 635.05 | 633.57 | 631.98 | 630.5 | 630.4 | 630.44 | 630.43 | 630.7 | 631.91 | 633.22 | 634.79 | 637.09 | 639.35 | 641.58 | 643.83 | 645.99 | 648.14 | 650.27 | NPgY | GSP | NG FES - System Transformation | Domestic (GWh)
NG FES - System Transformation | Dem_BB08a_NPgSubComponent | GWh | NPgN | DRAX_YEDL | Domestic (GWh) | Drax | DRAX | 68.97 | 63.71 | 61.47 | 59.91 | 58.95 | 58.75 | 58.71 | 58.72 | 58.72 | 58.69 | 58.58 | 58.49 | 58.42 | 58.33 | 58.24 | 58.17 | 58.2 | 58.24 | 58.28 | 58.34 | 58.5 | 58.67 | 58.86 | 59.12 | 59.39 | 59.64 | 59.9 | 60.15 | 60.39 | 60.64 | NPgY | GSP | NG FES - System Transformation | Domestic (GWh)
NG FES - System Transformation | Dem_BB08a_NPgSubComponent | GWh | NPgN | ELLA_1 | Domestic (GWh) | Elland | ELLAND | 626.26 | 581.07 | 561.74 | 548.04 | 539.38 | 537.11 | 536.14 | 535.58 | 534.94 | 534.01 | 532.47 | 531 | 529.75 | 528.36 | 526.88 | 525.45 | 525.25 | 525.17 | 525.04 | 525.15 | 526.03 | 526.99 | 528.15 | 529.92 | 531.65 | 533.36 | 535.09 | 536.76 | 538.4 | 540.03 | NPgY | GSP | NG FES - System Transformation | Domestic (GWh)
NG FES - System Transformation | Dem_BB08a_NPgSubComponent | GWh | NPgN | FERRA2 | Domestic (GWh) | Ferrybridge A | FERRYBRIDGE A | 175.85 | 162.49 | 156.76 | 152.72 | 150.18 | 149.56 | 149.33 | 149.24 | 149.12 | 148.92 | 148.53 | 148.17 | 147.88 | 147.55 | 147.2 | 146.9 | 146.87 | 146.87 | 146.86 | 146.92 | 147.21 | 147.52 | 147.9 | 148.46 | 149.01 | 149.56 | 150.1 | 150.62 | 151.14 | 151.65 | NPgY | GSP | NG FES - System Transformation | Domestic (GWh)
NG FES - System Transformation | Dem_BB08a_NPgSubComponent | GWh | NPgN | FERRB9 | Domestic (GWh) | Ferrybridge B (_M) | FERRYBRIDGE B | 423.28 | 393.29 | 380.51 | 371.48 | 365.79 | 364.33 | 363.73 | 363.4 | 363.02 | 362.44 | 361.45 | 360.51 | 359.7 | 358.8 | 357.84 | 356.89 | 356.82 | 356.84 | 356.82 | 356.95 | 357.6 | 358.3 | 359.14 | 360.38 | 361.59 | 362.79 | 364 | 365.17 | 366.33 | 367.48 | NPgY | GSP | NG FES - System Transformation | Domestic (GWh)
NG FES - System Transformation | Dem_BB08a_NPgSubComponent | GWh | NPgN | GRIW_1 | Domestic (GWh) | Grimsby West | GRIMSBY WEST | 255.27 | 236.07 | 227.84 | 222.02 | 218.37 | 217.46 | 217.11 | 216.95 | 216.76 | 216.44 | 215.86 | 215.32 | 214.87 | 214.38 | 213.84 | 213.37 | 213.31 | 213.3 | 213.28 | 213.35 | 213.76 | 214.19 | 214.72 | 215.51 | 216.29 | 217.05 | 217.82 | 218.56 | 219.28 | 220.01 | NPgY | GSP | NG FES - System Transformation | Domestic (GWh)
NG FES - System Transformation | Dem_BB08a_NPgSubComponent | GWh | NPgN | JORD_3 | Domestic (GWh) | Jordanthorpe | JORDANTHORPE | 131.49 | 123.02 | 119.44 | 116.89 | 115.27 | 114.81 | 114.57 | 114.4 | 114.22 | 113.98 | 113.62 | 113.27 | 112.95 | 112.61 | 112.24 | 111.83 | 111.79 | 111.77 | 111.74 | 111.75 | 111.91 | 112.09 | 112.3 | 112.61 | 112.91 | 113.22 | 113.54 | 113.84 | 114.14 | 114.45 | NPgY | GSP | NG FES - System Transformation | Domestic (GWh)
NG FES - System Transformation | Dem_BB08a_NPgSubComponent | GWh | NPgN | KEAD_YEDL | Domestic (GWh) | Keadby | KEADBY | 347.32 | 320.76 | 309.5 | 301.62 | 296.78 | 295.8 | 295.62 | 295.69 | 295.71 | 295.56 | 295.04 | 294.57 | 294.25 | 293.84 | 293.38 | 293.05 | 293.21 | 293.45 | 293.66 | 294 | 294.81 | 295.66 | 296.65 | 298 | 299.33 | 300.64 | 301.95 | 303.22 | 304.48 | 305.73 | NPgY | GSP | NG FES - System Transformation | Domestic (GWh)
NG FES - System Transformation | Dem_BB08a_NPgSubComponent | GWh | NPgN | KIRKB1 | Domestic (GWh) | Kirkstall B | KIRKSTALL B | 420.22 | 392.46 | 380.67 | 372.31 | 366.99 | 365.5 | 364.77 | 364.27 | 363.72 | 362.99 | 361.88 | 360.79 | 359.82 | 358.75 | 357.62 | 356.39 | 356.26 | 356.21 | 356.11 | 356.17 | 356.69 | 357.28 | 357.98 | 359.03 | 360.04 | 361.06 | 362.1 | 363.11 | 364.11 | 365.11 | NPgY | GSP | NG FES - System Transformation | Domestic (GWh)
NG FES - System Transformation | Dem_BB08a_NPgSubComponent | GWh | NPgN | NEEP_3 | Domestic (GWh) | Neepsend | NEEPSEND | 178.99 | 166.93 | 161.8 | 158.16 | 155.84 | 155.21 | 154.9 | 154.7 | 154.48 | 154.18 | 153.71 | 153.26 | 152.85 | 152.41 | 151.94 | 151.44 | 151.38 | 151.36 | 151.32 | 151.35 | 151.58 | 151.83 | 152.14 | 152.59 | 153.04 | 153.48 | 153.94 | 154.38 | 154.81 | 155.25 | NPgY | GSP | NG FES - System Transformation | Domestic (GWh)
NG FES - System Transformation | Dem_BB08a_NPgSubComponent | GWh | NPgN | NORL_3 | Domestic (GWh) | Norton Lees | NORTON LEES | 153.64 | 143.66 | 139.43 | 136.43 | 134.51 | 133.97 | 133.69 | 133.5 | 133.29 | 133.01 | 132.6 | 132.19 | 131.82 | 131.42 | 130.99 | 130.52 | 130.47 | 130.45 | 130.41 | 130.43 | 130.61 | 130.82 | 131.07 | 131.44 | 131.8 | 132.16 | 132.53 | 132.89 | 133.24 | 133.6 | NPgY | GSP | NG FES - System Transformation | Domestic (GWh)
NG FES - System Transformation | Dem_BB08a_NPgSubComponent | GWh | NPgN | PITS_BB_B | Domestic (GWh) | Pitsmoor | PITSMOOR 3/4 | 71.32 | 66.4 | 64.31 | 62.83 | 61.9 | 61.65 | 61.53 | 61.47 | 61.39 | 61.28 | 61.1 | 60.93 | 60.78 | 60.62 | 60.44 | 60.26 | 60.24 | 60.24 | 60.23 | 60.24 | 60.34 | 60.45 | 60.58 | 60.78 | 60.97 | 61.16 | 61.35 | 61.54 | 61.72 | 61.9 | NPgY | GSP | NG FES - System Transformation | Domestic (GWh)
NG FES - System Transformation | Dem_BB08a_NPgSubComponent | GWh | NPgN | SALT_1 | Domestic (GWh) | Saltend North | SALTEND NORTH | 96.05 | 88.71 | 85.56 | 83.34 | 81.95 | 81.62 | 81.5 | 81.45 | 81.39 | 81.28 | 81.07 | 80.88 | 80.73 | 80.55 | 80.37 | 80.21 | 80.19 | 80.2 | 80.19 | 80.23 | 80.39 | 80.56 | 80.77 | 81.08 | 81.39 | 81.69 | 81.99 | 82.28 | 82.56 | 82.85 | NPgY | GSP | NG FES - System Transformation | Domestic (GWh)
NG FES - System Transformation | Dem_BB08a_NPgSubComponent | GWh | NPgN | SHEC_3 | Domestic (GWh) | Sheffield City | SHEFFIELD CITY | 98.98 | 92.79 | 90.18 | 88.32 | 87.14 | 86.8 | 86.62 | 86.49 | 86.35 | 86.16 | 85.9 | 85.63 | 85.39 | 85.12 | 84.84 | 84.52 | 84.49 | 84.48 | 84.46 | 84.48 | 84.6 | 84.73 | 84.89 | 85.12 | 85.34 | 85.57 | 85.8 | 86.03 | 86.25 | 86.48 | NPgY | GSP | NG FES - System Transformation | Domestic (GWh)
NG FES - System Transformation | Dem_BB08a_NPgSubComponent | GWh | NPgN | SKLGB1 | Domestic (GWh) | Skelton Grange | SKELTON GRANGE | 1026.22 | 957.74 | 928.66 | 908.03 | 894.9 | 891.26 | 889.49 | 888.3 | 886.99 | 885.24 | 882.56 | 879.92 | 877.58 | 875.01 | 872.27 | 869.35 | 869.03 | 868.9 | 868.68 | 868.81 | 870.12 | 871.55 | 873.29 | 875.88 | 878.4 | 880.93 | 883.5 | 886 | 888.47 | 890.93 | NPgY | GSP | NG FES - System Transformation | Domestic (GWh)
NG FES - System Transformation | Dem_BB08a_NPgSubComponent | GWh | NPgN | TEMP_3 | Domestic (GWh) | Templeborough | TEMPLEBOROUGH 275/33KV | 11.7 | 10.89 | 10.54 | 10.3 | 10.14 | 10.1 | 10.08 | 10.07 | 10.06 | 10.04 | 10.01 | 9.98 | 9.96 | 9.93 | 9.9 | 9.87 | 9.87 | 9.87 | 9.87 | 9.87 | 9.88 | 9.9 | 9.92 | 9.95 | 9.99 | 10.02 | 10.05 | 10.08 | 10.11 | 10.14 | NPgY | GSP | NG FES - System Transformation | Domestic (GWh)
NG FES - System Transformation | Dem_BB08a_NPgSubComponent | GWh | NPgN | THUR_6 | Domestic (GWh) | Thurcroft | THURCROFT | 251.91 | 232.73 | 224.5 | 218.69 | 215.04 | 214.13 | 213.81 | 213.66 | 213.48 | 213.18 | 212.61 | 212.09 | 211.67 | 211.2 | 210.68 | 210.25 | 210.19 | 210.18 | 210.16 | 210.24 | 210.64 | 211.08 | 211.61 | 212.41 | 213.19 | 213.96 | 214.73 | 215.47 | 216.2 | 216.93 | NPgY | GSP | NG FES - System Transformation | Domestic (GWh)
NG FES - System Transformation | Dem_BB08a_NPgSubComponent | GWh | NPgN | WMEL_THOM | Domestic (GWh) | Thorpe Marsh | WEST MELTON / THORPE MARSH | 547.6 | 506.6 | 489.02 | 476.59 | 468.77 | 466.8 | 466.05 | 465.68 | 465.24 | 464.53 | 463.27 | 462.09 | 461.12 | 460.03 | 458.86 | 457.82 | 457.68 | 457.65 | 457.59 | 457.73 | 458.58 | 459.5 | 460.61 | 462.28 | 463.93 | 465.55 | 467.17 | 468.74 | 470.28 | 471.82 | NPgY | GSP | NG FES - System Transformation | Domestic (GWh)
NG FES - System Transformation | Dem_BB08a_NPgSubComponent | GWh | NPgN | WMEL_BB3 | Domestic (GWh) | West Melton | WEST MELTON SECTION 3 | 544.45 | 504.32 | 487.14 | 474.98 | 467.33 | 465.38 | 464.6 | 464.2 | 463.73 | 462.99 | 461.71 | 460.51 | 459.51 | 458.38 | 457.18 | 456.08 | 455.93 | 455.9 | 455.83 | 455.96 | 456.79 | 457.68 | 458.76 | 460.38 | 461.98 | 463.55 | 465.13 | 466.66 | 468.16 | 469.65 | NPgY | GSP | NG FES - System Transformation | Domestic (GWh)
NG FES - System Transformation | Dem_BB08a_NPgSubComponent | GWh | NPgN | WIBA_3 | Domestic (GWh) | Wincobank | WINCOBANK | 22.52 | 20.82 | 20.09 | 19.57 | 19.25 | 19.16 | 19.13 | 19.11 | 19.09 | 19.06 | 19.01 | 18.96 | 18.91 | 18.87 | 18.82 | 18.77 | 18.77 | 18.76 | 18.76 | 18.76 | 18.79 | 18.83 | 18.87 | 18.94 | 19.01 | 19.07 | 19.14 | 19.2 | 19.26 | 19.32 | NPgY | GSP | NG FES - System Transformation | Domestic (GWh)
NG FES - Consumer Transformation | Gen_BB013 | MW | NPgN | BLYTB1 | Total installed PV capacity - domestic (MW) | Blyth 66kV | BLYTH 66kV | 15.1 | 16.69 | 18.61 | 21.193 | 26.836 | 32.48 | 38.086 | 43.648 | 49.145 | 54.514 | 60.269 | 65.934 | 71.597 | 77.242 | 83.02 | 89.159 | 95.413 | 101.453 | 107.433 | 113.644 | 119.849 | 126.054 | 132.259 | 138.464 | 144.669 | 150.874 | 157.079 | 163.284 | 169.489 | 175.694 | NPgN | GSP | NG FES - Consumer Transformation | Total installed PV capacity - domestic (MW)
NG FES - Consumer Transformation | Gen_BB013 | MW | NPgN | BLYTH132 | Total installed PV capacity - domestic (MW) | Blyth 132kV | BLYTH 132kV | 5.007 | 5.507 | 6.095 | 6.886 | 8.629 | 10.357 | 12.074 | 13.777 | 15.46 | 17.104 | 18.866 | 20.601 | 22.335 | 24.064 | 25.833 | 27.713 | 29.627 | 31.477 | 33.308 | 35.21 | 37.11 | 39.01 | 40.91 | 42.81 | 44.71 | 46.61 | 48.51 | 50.41 | 52.31 | 54.21 | NPgN | GSP | NG FES - Consumer Transformation | Total installed PV capacity - domestic (MW)
NG FES - Consumer Transformation | Gen_BB013 | MW | NPgN | FOUR_1 | Total installed PV capacity - domestic (MW) | Fourstones | FOURSTONES | 2.087 | 2.233 | 2.404 | 2.634 | 3.164 | 3.667 | 4.166 | 4.662 | 5.151 | 5.629 | 6.142 | 6.646 | 7.151 | 7.654 | 8.168 | 8.715 | 9.272 | 9.81 | 10.342 | 10.896 | 11.448 | 12.001 | 12.553 | 13.106 | 13.659 | 14.211 | 14.764 | 15.316 | 15.869 | 16.422 | NPgN | GSP | NG FES - Consumer Transformation | Total installed PV capacity - domestic (MW)
NG FES - Consumer Transformation | Gen_BB013 | MW | NPgN | HARM_6 | Total installed PV capacity - domestic (MW) | Hart Moor | HARTMOOR | 5.979 | 6.598 | 7.326 | 8.306 | 10.457 | 12.599 | 14.726 | 16.836 | 18.921 | 20.959 | 23.142 | 25.291 | 27.44 | 29.582 | 31.774 | 34.103 | 36.476 | 38.767 | 41.036 | 43.392 | 45.747 | 48.101 | 50.455 | 52.809 | 55.163 | 57.518 | 59.872 | 62.226 | 64.58 | 66.934 | NPgN | GSP | NG FES - Consumer Transformation | Total installed PV capacity - domestic (MW)
NG FES - Consumer Transformation | Gen_BB013 | MW | NPgN | HAWP_6 | Total installed PV capacity - domestic (MW) | Hawthorn Pit | HAWTHORN PIT GRID | 9.376 | 10.189 | 11.146 | 12.433 | 15.315 | 18.128 | 20.921 | 23.692 | 26.432 | 29.107 | 31.974 | 34.797 | 37.619 | 40.432 | 43.311 | 46.37 | 49.486 | 52.495 | 55.475 | 58.57 | 61.662 | 64.754 | 67.845 | 70.937 | 74.029 | 77.121 | 80.213 | 83.304 | 86.396 | 89.488 | NPgN | GSP | NG FES - Consumer Transformation | Total installed PV capacity - domestic (MW)
NG FES - Consumer Transformation | Gen_BB013 | MW | NPgN | KNARE_111 | Total installed PV capacity - domestic (MW) | Knaresborough | KNARESBOROUGH | 8.973 | 10.241 | 11.733 | 13.739 | 18.021 | 22.406 | 26.761 | 31.083 | 35.353 | 39.525 | 43.996 | 48.397 | 52.797 | 57.183 | 61.672 | 66.441 | 71.3 | 75.992 | 80.639 | 85.464 | 90.285 | 95.106 | 99.926 | 104.747 | 109.568 | 114.389 | 119.21 | 124.031 | 128.851 | 133.672 | NPgN | GSP | NG FES - Consumer Transformation | Total installed PV capacity - domestic (MW)
NG FES - Consumer Transformation | Gen_BB013 | MW | NPgN | LACK_6 | Total installed PV capacity - domestic (MW) | Lackenby | LACKENBY | 10.525 | 11.748 | 13.187 | 15.121 | 19.321 | 23.55 | 27.749 | 31.917 | 36.035 | 40.058 | 44.369 | 48.613 | 52.856 | 57.086 | 61.414 | 66.014 | 70.699 | 75.224 | 79.705 | 84.358 | 89.007 | 93.656 | 98.305 | 102.953 | 107.602 | 112.251 | 116.9 | 121.549 | 126.198 | 130.846 | NPgN | GSP | NG FES - Consumer Transformation | Total installed PV capacity - domestic (MW)
NG FES - Consumer Transformation | Gen_BB013 | MW | NPgN | NORT_1 | Total installed PV capacity - domestic (MW) | Norton | NORTON | 29.932 | 33.126 | 36.884 | 41.938 | 53 | 64.045 | 75.016 | 85.901 | 96.659 | 107.167 | 118.428 | 129.514 | 140.598 | 151.646 | 162.953 | 174.967 | 187.206 | 199.025 | 210.73 | 222.884 | 235.028 | 247.171 | 259.314 | 271.458 | 283.601 | 295.744 | 307.888 | 320.031 | 332.174 | 344.317 | NPgN | GSP | NG FES - Consumer Transformation | Total installed PV capacity - domestic (MW)
NG FES - Consumer Transformation | Gen_BB013 | MW | NPgN | OFFE_3 | Total installed PV capacity - domestic (MW) | Offerton | OFFERTON | 5.192 | 5.609 | 6.099 | 6.758 | 8.249 | 9.689 | 11.119 | 12.539 | 13.941 | 15.312 | 16.78 | 18.225 | 19.671 | 21.111 | 22.585 | 24.152 | 25.748 | 27.289 | 28.815 | 30.4 | 31.983 | 33.567 | 35.15 | 36.733 | 38.317 | 39.9 | 41.483 | 43.067 | 44.65 | 46.233 | NPgN | GSP | NG FES - Consumer Transformation | Total installed PV capacity - domestic (MW)
NG FES - Consumer Transformation | Gen_BB013 | MW | NPgN | OSBA_1 | Total installed PV capacity - domestic (MW) | Osbaldwick | OSBALDWICK | 18.615 | 20.763 | 23.291 | 26.691 | 34.075 | 41.505 | 48.884 | 56.207 | 63.443 | 70.512 | 78.087 | 85.545 | 93 | 100.432 | 108.039 | 116.12 | 124.353 | 132.304 | 140.177 | 148.354 | 156.522 | 164.691 | 172.86 | 181.028 | 189.197 | 197.365 | 205.534 | 213.703 | 221.871 | 230.04 | NPgN | GSP | NG FES - Consumer Transformation | Total installed PV capacity - domestic (MW)
NG FES - Consumer Transformation | Gen_BB013 | MW | NPgN | POPP_3 | Total installed PV capacity - domestic (MW) | Poppleton | POPPLETON | 3.333 | 3.651 | 4.025 | 4.528 | 5.641 | 6.74 | 7.831 | 8.914 | 9.984 | 11.029 | 12.15 | 13.252 | 14.355 | 15.454 | 16.579 | 17.774 | 18.991 | 20.167 | 21.331 | 22.54 | 23.748 | 24.956 | 26.164 | 27.372 | 28.58 | 29.787 | 30.995 | 32.203 | 33.411 | 34.619 | NPgN | GSP | NG FES - Consumer Transformation | Total installed PV capacity - domestic (MW)
NG FES - Consumer Transformation | Gen_BB013 | MW | NPgN | SALH_1 | Total installed PV capacity - domestic (MW) | Saltholme | SALTHOLME | 0.159 | 0.174 | 0.191 | 0.214 | 0.266 | 0.316 | 0.366 | 0.416 | 0.465 | 0.513 | 0.564 | 0.615 | 0.666 | 0.716 | 0.768 | 0.822 | 0.878 | 0.932 | 0.986 | 1.041 | 1.097 | 1.152 | 1.208 | 1.263 | 1.318 | 1.374 | 1.429 | 1.485 | 1.54 | 1.596 | NPgN | GSP | NG FES - Consumer Transformation | Total installed PV capacity - domestic (MW)
NG FES - Consumer Transformation | Gen_BB013 | MW | NPgN | SSHI_3 | Total installed PV capacity - domestic (MW) | South Shields | SOUTH SHIELDS | 3.318 | 3.68 | 4.105 | 4.677 | 5.927 | 7.177 | 8.419 | 9.651 | 10.869 | 12.059 | 13.333 | 14.588 | 15.843 | 17.093 | 18.373 | 19.733 | 21.119 | 22.457 | 23.782 | 25.158 | 26.532 | 27.907 | 29.281 | 30.656 | 32.031 | 33.405 | 34.78 | 36.154 | 37.529 | 38.904 | NPgN | GSP | NG FES - Consumer Transformation | Total installed PV capacity - domestic (MW)
NG FES - Consumer Transformation | Gen_BB013 | MW | NPgN | KIELD01 and SPAD20 | Total installed PV capacity - domestic (MW) | 0 | SPADEADAM | 0.579 | 0.642 | 0.717 | 0.817 | 1.036 | 1.256 | 1.474 | 1.69 | 1.904 | 2.113 | 2.336 | 2.556 | 2.777 | 2.996 | 3.221 | 3.46 | 3.703 | 3.937 | 4.17 | 4.411 | 4.653 | 4.894 | 5.135 | 5.376 | 5.618 | 5.859 | 6.1 | 6.341 | 6.583 | 6.824 | NPgN | GSP | NG FES - Consumer Transformation | Total installed PV capacity - domestic (MW)
NG FES - Consumer Transformation | Gen_BB013 | MW | NPgN | SPEN_1 | Total installed PV capacity - domestic (MW) | Spennymoor | SPENNYMOOR | 17.961 | 19.804 | 21.973 | 24.89 | 31.301 | 37.675 | 44.007 | 50.29 | 56.498 | 62.563 | 69.063 | 75.461 | 81.858 | 88.234 | 94.76 | 101.694 | 108.758 | 115.579 | 122.334 | 129.35 | 136.358 | 143.367 | 150.375 | 157.384 | 164.392 | 171.401 | 178.409 | 185.418 | 192.426 | 199.435 | NPgN | GSP | NG FES - Consumer Transformation | Total installed PV capacity - domestic (MW)
NG FES - Consumer Transformation | Gen_BB013 | MW | NPgN | STEN_1 | Total installed PV capacity - domestic (MW) | Stella North | STELLA NORTH | 8.3 | 9.585 | 11.098 | 13.132 | 17.442 | 21.887 | 26.302 | 30.683 | 35.013 | 39.242 | 43.774 | 48.236 | 52.697 | 57.143 | 61.694 | 66.529 | 71.455 | 76.211 | 80.922 | 85.814 | 90.701 | 95.588 | 100.475 | 105.362 | 110.249 | 115.137 | 120.024 | 124.911 | 129.798 | 134.685 | NPgN | GSP | NG FES - Consumer Transformation | Total installed PV capacity - domestic (MW)
NG FES - Consumer Transformation | Gen_BB013 | MW | NPgN | STES_1 | Total installed PV capacity - domestic (MW) | Stella South | STELLA SOUTH | 11.684 | 12.796 | 14.104 | 15.863 | 19.762 | 23.607 | 27.426 | 31.215 | 34.96 | 38.618 | 42.538 | 46.398 | 50.256 | 54.102 | 58.038 | 62.22 | 66.481 | 70.595 | 74.67 | 78.901 | 83.128 | 87.356 | 91.583 | 95.81 | 100.037 | 104.265 | 108.492 | 112.719 | 116.946 | 121.174 | NPgN | GSP | NG FES - Consumer Transformation | Total installed PV capacity - domestic (MW)
NG FES - Consumer Transformation | Gen_BB013 | MW | NPgN | TYNE_1 | Total installed PV capacity - domestic (MW) | Tynemouth 1 | TYNEMOUTH | 8.979 | 10.092 | 11.402 | 13.164 | 16.965 | 20.815 | 24.638 | 28.433 | 32.182 | 35.845 | 39.77 | 43.634 | 47.498 | 51.348 | 55.29 | 59.477 | 63.743 | 67.863 | 71.943 | 76.179 | 80.412 | 84.645 | 88.877 | 93.11 | 97.343 | 101.575 | 105.808 | 110.04 | 114.273 | 118.506 | NPgN | GSP | NG FES - Consumer Transformation | Total installed PV capacity - domestic (MW)
NG FES - Consumer Transformation | Gen_BB013 | MW | NPgN | WBOL_6 | Total installed PV capacity - domestic (MW) | West Boldon | WEST BOLDON | 15.489 | 16.992 | 18.76 | 21.138 | 26.396 | 31.593 | 36.755 | 41.877 | 46.939 | 51.883 | 57.182 | 62.398 | 67.613 | 72.812 | 78.132 | 83.785 | 89.544 | 95.105 | 100.612 | 106.331 | 112.045 | 117.759 | 123.473 | 129.186 | 134.9 | 140.614 | 146.328 | 152.041 | 157.755 | 163.469 | NPgN | GSP | NG FES - Consumer Transformation | Total installed PV capacity - domestic (MW)
NG FES - Consumer Transformation | Gen_BB013 | MW | NPgN | BRAW_1 | Total installed PV capacity - domestic (MW) | Bradford West | BRADFORD WEST | 18.924 | 22.115 | 26.161 | 31.583 | 42.755 | 54.361 | 65.921 | 77.431 | 88.864 | 100.146 | 112.278 | 124.305 | 136.329 | 148.333 | 160.493 | 173.079 | 185.8 | 198.268 | 210.667 | 223.536 | 236.397 | 249.259 | 262.121 | 274.982 | 287.844 | 300.706 | 313.567 | 326.429 | 339.29 | 352.152 | NPgY | GSP | NG FES - Consumer Transformation | Total installed PV capacity - domestic (MW)
NG FES - Consumer Transformation | Gen_BB013 | MW | NPgN | CAMB_01 | Total installed PV capacity - domestic (MW) | Camblesforth | CAMBLESFORTH | 3.163 | 3.489 | 3.904 | 4.459 | 5.659 | 6.847 | 8.031 | 9.21 | 10.38 | 11.536 | 12.778 | 14.009 | 15.241 | 16.47 | 17.715 | 19.004 | 20.306 | 21.583 | 22.853 | 24.17 | 25.487 | 26.804 | 28.121 | 29.438 | 30.755 | 32.072 | 33.389 | 34.706 | 36.023 | 37.34 | NPgY | GSP | NG FES - Consumer Transformation | Total installed PV capacity - domestic (MW)
NG FES - Consumer Transformation | Gen_BB013 | MW | NPgN | CREB_1 | Total installed PV capacity - domestic (MW) | Creyke Beck | CREYKE BECK | 26.859 | 30.422 | 34.942 | 40.998 | 53.738 | 66.7 | 79.613 | 92.468 | 105.237 | 117.838 | 131.388 | 144.821 | 158.252 | 171.658 | 185.24 | 199.297 | 213.505 | 227.431 | 241.28 | 255.653 | 270.018 | 284.383 | 298.748 | 313.113 | 327.478 | 341.844 | 356.209 | 370.574 | 384.939 | 399.304 | NPgY | GSP | NG FES - Consumer Transformation | Total installed PV capacity - domestic (MW)
NG FES - Consumer Transformation | Gen_BB013 | MW | NPgN | DRAX_YEDL | Total installed PV capacity - domestic (MW) | Drax | DRAX | 0.841 | 1.25 | 1.768 | 2.463 | 3.821 | 5.308 | 6.789 | 8.263 | 9.727 | 11.173 | 12.727 | 14.267 | 15.808 | 17.345 | 18.903 | 20.515 | 22.145 | 23.742 | 25.33 | 26.979 | 28.626 | 30.274 | 31.921 | 33.569 | 35.217 | 36.864 | 38.512 | 40.159 | 41.807 | 43.454 | NPgY | GSP | NG FES - Consumer Transformation | Total installed PV capacity - domestic (MW)
NG FES - Consumer Transformation | Gen_BB013 | MW | NPgN | ELLA_1 | Total installed PV capacity - domestic (MW) | Elland | ELLAND | 19.163 | 21.558 | 24.595 | 28.664 | 37.276 | 45.987 | 54.663 | 63.302 | 71.882 | 80.35 | 89.455 | 98.482 | 107.507 | 116.516 | 125.642 | 135.088 | 144.636 | 153.994 | 163.3 | 172.958 | 182.611 | 192.264 | 201.917 | 211.57 | 221.223 | 230.876 | 240.529 | 250.182 | 259.835 | 269.488 | NPgY | GSP | NG FES - Consumer Transformation | Total installed PV capacity - domestic (MW)
NG FES - Consumer Transformation | Gen_BB013 | MW | NPgN | FERRA2 | Total installed PV capacity - domestic (MW) | Ferrybridge A | FERRYBRIDGE A | 9.022 | 9.786 | 10.756 | 12.054 | 14.936 | 17.716 | 20.485 | 23.242 | 25.98 | 28.682 | 31.588 | 34.469 | 37.349 | 40.224 | 43.137 | 46.151 | 49.198 | 52.184 | 55.154 | 58.236 | 61.317 | 64.398 | 67.478 | 70.559 | 73.639 | 76.72 | 79.801 | 82.881 | 85.962 | 89.042 | NPgY | GSP | NG FES - Consumer Transformation | Total installed PV capacity - domestic (MW)
NG FES - Consumer Transformation | Gen_BB013 | MW | NPgN | FERRB9 | Total installed PV capacity - domestic (MW) | Ferrybridge B (_M) | FERRYBRIDGE B | 15.624 | 17.305 | 19.439 | 22.297 | 28.445 | 34.563 | 40.657 | 46.724 | 52.751 | 58.698 | 65.093 | 71.433 | 77.772 | 84.1 | 90.51 | 97.144 | 103.85 | 110.423 | 116.959 | 123.742 | 130.522 | 137.302 | 144.082 | 150.862 | 157.642 | 164.421 | 171.201 | 177.981 | 184.761 | 191.541 | NPgY | GSP | NG FES - Consumer Transformation | Total installed PV capacity - domestic (MW)
NG FES - Consumer Transformation | Gen_BB013 | MW | NPgN | GRIW_1 | Total installed PV capacity - domestic (MW) | Grimsby West | GRIMSBY WEST | 10.859 | 12.094 | 13.661 | 15.761 | 20.248 | 24.742 | 29.219 | 33.676 | 38.102 | 42.471 | 47.169 | 51.825 | 56.482 | 61.129 | 65.838 | 70.711 | 75.637 | 80.465 | 85.266 | 90.249 | 95.229 | 100.209 | 105.189 | 110.169 | 115.149 | 120.13 | 125.11 | 130.09 | 135.07 | 140.05 | NPgY | GSP | NG FES - Consumer Transformation | Total installed PV capacity - domestic (MW)
NG FES - Consumer Transformation | Gen_BB013 | MW | NPgN | JORD_3 | Total installed PV capacity - domestic (MW) | Jordanthorpe | JORDANTHORPE | 3.237 | 3.611 | 4.086 | 4.721 | 6.077 | 7.437 | 8.791 | 10.14 | 11.48 | 12.802 | 14.223 | 15.633 | 17.042 | 18.448 | 19.873 | 21.348 | 22.838 | 24.299 | 25.752 | 27.26 | 28.767 | 30.274 | 31.781 | 33.289 | 34.796 | 36.303 | 37.81 | 39.317 | 40.824 | 42.331 | NPgY | GSP | NG FES - Consumer Transformation | Total installed PV capacity - domestic (MW)
NG FES - Consumer Transformation | Gen_BB013 | MW | NPgN | KEAD_YEDL | Total installed PV capacity - domestic (MW) | Keadby | KEADBY | 28.753 | 30.452 | 32.606 | 35.492 | 42.296 | 48.475 | 54.629 | 60.756 | 66.842 | 72.848 | 79.306 | 85.708 | 92.11 | 98.5 | 104.973 | 111.673 | 118.445 | 125.082 | 131.683 | 138.533 | 145.38 | 152.227 | 159.073 | 165.92 | 172.767 | 179.614 | 186.46 | 193.307 | 200.154 | 207 | NPgY | GSP | NG FES - Consumer Transformation | Total installed PV capacity - domestic (MW)
NG FES - Consumer Transformation | Gen_BB013 | MW | NPgN | KIRKB1 | Total installed PV capacity - domestic (MW) | Kirkstall B | KIRKSTALL B | 8.629 | 9.972 | 11.675 | 13.958 | 18.691 | 23.576 | 28.443 | 33.288 | 38.101 | 42.85 | 47.958 | 53.02 | 58.082 | 63.136 | 68.255 | 73.553 | 78.908 | 84.157 | 89.376 | 94.793 | 100.208 | 105.622 | 111.036 | 116.45 | 121.865 | 127.279 | 132.693 | 138.108 | 143.522 | 148.936 | NPgY | GSP | NG FES - Consumer Transformation | Total installed PV capacity - domestic (MW)
NG FES - Consumer Transformation | Gen_BB013 | MW | NPgN | NEEP_3 | Total installed PV capacity - domestic (MW) | Neepsend | NEEPSEND | 3.426 | 4.018 | 4.769 | 5.774 | 7.842 | 9.995 | 12.139 | 14.274 | 16.395 | 18.487 | 20.737 | 22.968 | 25.198 | 27.425 | 29.68 | 32.014 | 34.374 | 36.686 | 38.986 | 41.373 | 43.758 | 46.144 | 48.529 | 50.915 | 53.3 | 55.686 | 58.071 | 60.457 | 62.843 | 65.228 | NPgY | GSP | NG FES - Consumer Transformation | Total installed PV capacity - domestic (MW)
NG FES - Consumer Transformation | Gen_BB013 | MW | NPgN | NORL_3 | Total installed PV capacity - domestic (MW) | Norton Lees | NORTON LEES | 3.427 | 4.023 | 4.778 | 5.789 | 7.869 | 10.034 | 12.191 | 14.339 | 16.472 | 18.577 | 20.84 | 23.084 | 25.328 | 27.567 | 29.836 | 32.184 | 34.558 | 36.884 | 39.198 | 41.599 | 43.998 | 46.398 | 48.798 | 51.197 | 53.597 | 55.997 | 58.396 | 60.796 | 63.196 | 65.595 | NPgY | GSP | NG FES - Consumer Transformation | Total installed PV capacity - domestic (MW)
NG FES - Consumer Transformation | Gen_BB013 | MW | NPgN | PITS_BB_B | Total installed PV capacity - domestic (MW) | Pitsmoor | PITSMOOR 3/4 | 0.839 | 1.093 | 1.414 | 1.844 | 2.701 | 3.622 | 4.54 | 5.453 | 6.361 | 7.257 | 8.22 | 9.174 | 10.129 | 11.082 | 12.047 | 13.046 | 14.056 | 15.046 | 16.03 | 17.052 | 18.073 | 19.094 | 20.115 | 21.136 | 22.157 | 23.178 | 24.199 | 25.22 | 26.241 | 27.262 | NPgY | GSP | NG FES - Consumer Transformation | Total installed PV capacity - domestic (MW)
NG FES - Consumer Transformation | Gen_BB013 | MW | NPgN | SALT_1 | Total installed PV capacity - domestic (MW) | Saltend North | SALTEND NORTH | 3.832 | 4.297 | 4.887 | 5.677 | 7.354 | 9.045 | 10.73 | 12.407 | 14.073 | 15.717 | 17.484 | 19.237 | 20.989 | 22.738 | 24.51 | 26.344 | 28.197 | 30.014 | 31.821 | 33.696 | 35.57 | 37.444 | 39.318 | 41.192 | 43.066 | 44.94 | 46.814 | 48.689 | 50.563 | 52.437 | NPgY | GSP | NG FES - Consumer Transformation | Total installed PV capacity - domestic (MW)
NG FES - Consumer Transformation | Gen_BB013 | MW | NPgN | SHEC_3 | Total installed PV capacity - domestic (MW) | Sheffield City | SHEFFIELD CITY | 1.231 | 1.543 | 1.938 | 2.467 | 3.529 | 4.661 | 5.79 | 6.913 | 8.029 | 9.13 | 10.314 | 11.487 | 12.661 | 13.832 | 15.019 | 16.248 | 17.489 | 18.706 | 19.916 | 21.172 | 22.427 | 23.682 | 24.937 | 26.193 | 27.448 | 28.703 | 29.958 | 31.213 | 32.469 | 33.724 | NPgY | GSP | NG FES - Consumer Transformation | Total installed PV capacity - domestic (MW)
NG FES - Consumer Transformation | Gen_BB013 | MW | NPgN | SKLGB1 | Total installed PV capacity - domestic (MW) | Skelton Grange | SKELTON GRANGE | 21.125 | 24.586 | 28.975 | 34.855 | 47 | 59.588 | 72.127 | 84.611 | 97.011 | 109.248 | 122.406 | 135.451 | 148.493 | 161.513 | 174.702 | 188.352 | 202.15 | 215.674 | 229.122 | 243.08 | 257.03 | 270.98 | 284.93 | 298.88 | 312.83 | 326.78 | 340.73 | 354.68 | 368.63 | 382.58 | NPgY | GSP | NG FES - Consumer Transformation | Total installed PV capacity - domestic (MW)
NG FES - Consumer Transformation | Gen_BB013 | MW | NPgN | TEMP_3 | Total installed PV capacity - domestic (MW) | Templeborough | TEMPLEBOROUGH 275/33KV | 0.358 | 0.405 | 0.464 | 0.543 | 0.709 | 0.878 | 1.046 | 1.214 | 1.38 | 1.544 | 1.721 | 1.896 | 2.071 | 2.246 | 2.423 | 2.606 | 2.791 | 2.973 | 3.153 | 3.341 | 3.528 | 3.715 | 3.902 | 4.09 | 4.277 | 4.464 | 4.651 | 4.839 | 5.026 | 5.213 | NPgY | GSP | NG FES - Consumer Transformation | Total installed PV capacity - domestic (MW)
NG FES - Consumer Transformation | Gen_BB013 | MW | NPgN | THUR_6 | Total installed PV capacity - domestic (MW) | Thurcroft | THURCROFT | 19.225 | 20.453 | 22.011 | 24.097 | 28.944 | 33.411 | 37.86 | 42.29 | 46.689 | 51.031 | 55.7 | 60.329 | 64.957 | 69.576 | 74.256 | 79.099 | 83.995 | 88.794 | 93.565 | 98.518 | 103.468 | 108.417 | 113.367 | 118.317 | 123.267 | 128.216 | 133.166 | 138.116 | 143.066 | 148.016 | NPgY | GSP | NG FES - Consumer Transformation | Total installed PV capacity - domestic (MW)
NG FES - Consumer Transformation | Gen_BB013 | MW | NPgN | WMEL_THOM | Total installed PV capacity - domestic (MW) | Thorpe Marsh | WEST MELTON / THORPE MARSH | 29.666 | 32.138 | 35.274 | 39.475 | 48.82 | 57.814 | 66.772 | 75.691 | 84.551 | 93.293 | 102.695 | 112.014 | 121.332 | 130.634 | 140.057 | 149.81 | 159.667 | 169.329 | 178.937 | 188.909 | 198.876 | 208.842 | 218.809 | 228.775 | 238.742 | 248.709 | 258.675 | 268.642 | 278.608 | 288.575 | NPgY | GSP | NG FES - Consumer Transformation | Total installed PV capacity - domestic (MW)
NG FES - Consumer Transformation | Gen_BB013 | MW | NPgN | WMEL_BB3 | Total installed PV capacity - domestic (MW) | West Melton | WEST MELTON SECTION 3 | 25.975 | 28.165 | 30.942 | 34.663 | 42.926 | 50.891 | 58.826 | 66.725 | 74.571 | 82.314 | 90.641 | 98.895 | 107.148 | 115.386 | 123.732 | 132.37 | 141.1 | 149.658 | 158.167 | 166.999 | 175.826 | 184.654 | 193.481 | 202.308 | 211.135 | 219.962 | 228.789 | 237.616 | 246.444 | 255.271 | NPgY | GSP | NG FES - Consumer Transformation | Total installed PV capacity - domestic (MW)
NG FES - Consumer Transformation | Gen_BB013 | MW | NPgN | WIBA_3 | Total installed PV capacity - domestic (MW) | Wincobank | WINCOBANK | 1.008 | 1.106 | 1.23 | 1.396 | 1.759 | 2.115 | 2.47 | 2.823 | 3.174 | 3.52 | 3.893 | 4.262 | 4.631 | 4.999 | 5.373 | 5.759 | 6.149 | 6.532 | 6.913 | 7.307 | 7.702 | 8.097 | 8.492 | 8.886 | 9.281 | 9.676 | 10.071 | 10.465 | 10.86 | 11.255 | NPgY | GSP | NG FES - Consumer Transformation | Total installed PV capacity - domestic (MW)
NG FES - Falling Short | Gen_BB013 | MW | NPgN | BLYTB1 | Total installed PV capacity - domestic (MW) | Blyth 66kV | BLYTH 66kV | 15.1 | 15.304 | 15.484 | 15.665 | 15.846 | 16.498 | 17.253 | 18.089 | 18.887 | 19.868 | 20.794 | 21.663 | 22.552 | 23.353 | 24.327 | 25.516 | 26.683 | 27.861 | 28.969 | 30.052 | 31.123 | 32.194 | 33.265 | 34.337 | 35.408 | 36.479 | 37.55 | 38.621 | 39.692 | 40.763 | NPgN | GSP | NG FES - Falling Short | Total installed PV capacity - domestic (MW)
NG FES - Falling Short | Gen_BB013 | MW | NPgN | BLYTH132 | Total installed PV capacity - domestic (MW) | Blyth 132kV | BLYTH 132kV | 5.007 | 5.083 | 5.138 | 5.193 | 5.249 | 5.448 | 5.68 | 5.935 | 6.18 | 6.48 | 6.764 | 7.03 | 7.302 | 7.547 | 7.846 | 8.21 | 8.567 | 8.928 | 9.267 | 9.599 | 9.927 | 10.255 | 10.583 | 10.911 | 11.239 | 11.567 | 11.895 | 12.223 | 12.55 | 12.878 | NPgN | GSP | NG FES - Falling Short | Total installed PV capacity - domestic (MW)
NG FES - Falling Short | Gen_BB013 | MW | NPgN | FOUR_1 | Total installed PV capacity - domestic (MW) | Fourstones | FOURSTONES | 2.087 | 2.109 | 2.125 | 2.141 | 2.157 | 2.215 | 2.283 | 2.357 | 2.428 | 2.516 | 2.598 | 2.675 | 2.755 | 2.826 | 2.913 | 3.019 | 3.123 | 3.227 | 3.326 | 3.423 | 3.518 | 3.613 | 3.709 | 3.804 | 3.9 | 3.995 | 4.09 | 4.186 | 4.281 | 4.377 | NPgN | GSP | NG FES - Falling Short | Total installed PV capacity - domestic (MW)
NG FES - Falling Short | Gen_BB013 | MW | NPgN | HARM_6 | Total installed PV capacity - domestic (MW) | Hart Moor | HARTMOOR | 5.979 | 6.072 | 6.141 | 6.209 | 6.278 | 6.525 | 6.812 | 7.129 | 7.432 | 7.804 | 8.155 | 8.485 | 8.822 | 9.126 | 9.496 | 9.947 | 10.389 | 10.836 | 11.256 | 11.668 | 12.074 | 12.48 | 12.887 | 13.293 | 13.699 | 14.106 | 14.512 | 14.919 | 15.325 | 15.731 | NPgN | GSP | NG FES - Falling Short | Total installed PV capacity - domestic (MW)
NG FES - Falling Short | Gen_BB013 | MW | NPgN | HAWP_6 | Total installed PV capacity - domestic (MW) | Hawthorn Pit | HAWTHORN PIT GRID | 9.376 | 9.498 | 9.588 | 9.678 | 9.768 | 10.093 | 10.47 | 10.886 | 11.284 | 11.773 | 12.234 | 12.667 | 13.11 | 13.509 | 13.994 | 14.587 | 15.168 | 15.755 | 16.307 | 16.847 | 17.381 | 17.915 | 18.448 | 18.982 | 19.516 | 20.049 | 20.583 | 21.117 | 21.65 | 22.184 | NPgN | GSP | NG FES - Falling Short | Total installed PV capacity - domestic (MW)
NG FES - Falling Short | Gen_BB013 | MW | NPgN | KNARE_111 | Total installed PV capacity - domestic (MW) | Knaresborough | KNARESBOROUGH | 8.973 | 9.164 | 9.305 | 9.445 | 9.585 | 10.092 | 10.679 | 11.328 | 11.948 | 12.71 | 13.43 | 14.105 | 14.796 | 15.418 | 16.175 | 17.098 | 18.005 | 18.92 | 19.781 | 20.623 | 21.455 | 22.287 | 23.119 | 23.951 | 24.783 | 25.616 | 26.448 | 27.28 | 28.112 | 28.944 | NPgN | GSP | NG FES - Falling Short | Total installed PV capacity - domestic (MW)
NG FES - Falling Short | Gen_BB013 | MW | NPgN | LACK_6 | Total installed PV capacity - domestic (MW) | Lackenby | LACKENBY | 10.525 | 10.71 | 10.845 | 10.98 | 11.116 | 11.604 | 12.17 | 12.796 | 13.394 | 14.129 | 14.823 | 15.474 | 16.14 | 16.74 | 17.47 | 18.361 | 19.235 | 20.117 | 20.947 | 21.759 | 22.562 | 23.364 | 24.166 | 24.969 | 25.771 | 26.574 | 27.376 | 28.179 | 28.981 | 29.784 | NPgN | GSP | NG FES - Falling Short | Total installed PV capacity - domestic (MW)
NG FES - Falling Short | Gen_BB013 | MW | NPgN | NORT_1 | Total installed PV capacity - domestic (MW) | Norton | NORTON | 29.932 | 30.414 | 30.767 | 31.121 | 31.474 | 32.75 | 34.228 | 35.863 | 37.427 | 39.346 | 41.159 | 42.86 | 44.598 | 46.165 | 48.072 | 50.399 | 52.683 | 54.988 | 57.156 | 59.277 | 61.373 | 63.469 | 65.565 | 67.661 | 69.757 | 71.853 | 73.949 | 76.046 | 78.142 | 80.238 | NPgN | GSP | NG FES - Falling Short | Total installed PV capacity - domestic (MW)
NG FES - Falling Short | Gen_BB013 | MW | NPgN | OFFE_3 | Total installed PV capacity - domestic (MW) | Offerton | OFFERTON | 5.192 | 5.255 | 5.301 | 5.347 | 5.393 | 5.56 | 5.752 | 5.966 | 6.169 | 6.42 | 6.656 | 6.878 | 7.105 | 7.309 | 7.558 | 7.861 | 8.159 | 8.459 | 8.742 | 9.018 | 9.292 | 9.565 | 9.838 | 10.112 | 10.385 | 10.658 | 10.932 | 11.205 | 11.478 | 11.752 | NPgN | GSP | NG FES - Falling Short | Total installed PV capacity - domestic (MW)
NG FES - Falling Short | Gen_BB013 | MW | NPgN | OSBA_1 | Total installed PV capacity - domestic (MW) | Osbaldwick | OSBALDWICK | 18.615 | 18.939 | 19.176 | 19.414 | 19.652 | 20.511 | 21.505 | 22.605 | 23.656 | 24.947 | 26.167 | 27.311 | 28.48 | 29.535 | 30.817 | 32.383 | 33.919 | 35.47 | 36.928 | 38.354 | 39.764 | 41.174 | 42.584 | 43.994 | 45.404 | 46.814 | 48.224 | 49.635 | 51.045 | 52.455 | NPgN | GSP | NG FES - Falling Short | Total installed PV capacity - domestic (MW)
NG FES - Falling Short | Gen_BB013 | MW | NPgN | POPP_3 | Total installed PV capacity - domestic (MW) | Poppleton | POPPLETON | 3.333 | 3.381 | 3.416 | 3.452 | 3.487 | 3.614 | 3.761 | 3.923 | 4.079 | 4.27 | 4.45 | 4.619 | 4.792 | 4.948 | 5.138 | 5.369 | 5.596 | 5.826 | 6.041 | 6.252 | 6.461 | 6.669 | 6.878 | 7.086 | 7.295 | 7.503 | 7.712 | 7.92 | 8.129 | 8.337 | NPgN | GSP | NG FES - Falling Short | Total installed PV capacity - domestic (MW)
NG FES - Falling Short | Gen_BB013 | MW | NPgN | SALH_1 | Total installed PV capacity - domestic (MW) | Saltholme | SALTHOLME | 0.159 | 0.162 | 0.163 | 0.165 | 0.166 | 0.172 | 0.179 | 0.186 | 0.194 | 0.202 | 0.211 | 0.218 | 0.226 | 0.234 | 0.242 | 0.253 | 0.263 | 0.274 | 0.284 | 0.293 | 0.303 | 0.313 | 0.322 | 0.332 | 0.341 | 0.351 | 0.36 | 0.37 | 0.38 | 0.389 | NPgN | GSP | NG FES - Falling Short | Total installed PV capacity - domestic (MW)
NG FES - Falling Short | Gen_BB013 | MW | NPgN | SSHI_3 | Total installed PV capacity - domestic (MW) | South Shields | SOUTH SHIELDS | 3.318 | 3.373 | 3.413 | 3.453 | 3.493 | 3.637 | 3.805 | 3.99 | 4.167 | 4.384 | 4.589 | 4.782 | 4.978 | 5.156 | 5.372 | 5.635 | 5.894 | 6.155 | 6.4 | 6.64 | 6.877 | 7.115 | 7.352 | 7.589 | 7.826 | 8.064 | 8.301 | 8.538 | 8.776 | 9.013 | NPgN | GSP | NG FES - Falling Short | Total installed PV capacity - domestic (MW)
NG FES - Falling Short | Gen_BB013 | MW | NPgN | KIELD01 and SPAD20 | Total installed PV capacity - domestic (MW) | 0 | SPADEADAM | 0.579 | 0.588 | 0.595 | 0.602 | 0.609 | 0.635 | 0.664 | 0.697 | 0.728 | 0.766 | 0.802 | 0.836 | 0.87 | 0.901 | 0.939 | 0.985 | 1.031 | 1.076 | 1.12 | 1.162 | 1.203 | 1.245 | 1.287 | 1.328 | 1.37 | 1.412 | 1.453 | 1.495 | 1.536 | 1.578 | NPgN | GSP | NG FES - Falling Short | Total installed PV capacity - domestic (MW)
NG FES - Falling Short | Gen_BB013 | MW | NPgN | SPEN_1 | Total installed PV capacity - domestic (MW) | Spennymoor | SPENNYMOOR | 17.961 | 18.239 | 18.443 | 18.647 | 18.851 | 19.588 | 20.44 | 21.384 | 22.286 | 23.394 | 24.44 | 25.422 | 26.426 | 27.33 | 28.431 | 29.774 | 31.092 | 32.422 | 33.673 | 34.897 | 36.107 | 37.317 | 38.526 | 39.736 | 40.946 | 42.156 | 43.366 | 44.575 | 45.785 | 46.995 | NPgN | GSP | NG FES - Falling Short | Total installed PV capacity - domestic (MW)
NG FES - Falling Short | Gen_BB013 | MW | NPgN | STEN_1 | Total installed PV capacity - domestic (MW) | Stella North | STELLA NORTH | 8.3 | 8.494 | 8.636 | 8.778 | 8.921 | 9.434 | 10.029 | 10.687 | 11.316 | 12.089 | 12.818 | 13.503 | 14.202 | 14.833 | 15.601 | 16.537 | 17.456 | 18.384 | 19.256 | 20.11 | 20.953 | 21.797 | 22.641 | 23.484 | 24.328 | 25.171 | 26.015 | 26.859 | 27.702 | 28.546 | NPgN | GSP | NG FES - Falling Short | Total installed PV capacity - domestic (MW)
NG FES - Falling Short | Gen_BB013 | MW | NPgN | STES_1 | Total installed PV capacity - domestic (MW) | Stella South | STELLA SOUTH | 11.684 | 11.852 | 11.975 | 12.098 | 12.221 | 12.665 | 13.179 | 13.749 | 14.293 | 14.961 | 15.592 | 16.184 | 16.789 | 17.335 | 17.999 | 18.809 | 19.604 | 20.406 | 21.161 | 21.899 | 22.629 | 23.358 | 24.088 | 24.818 | 25.548 | 26.277 | 27.007 | 27.737 | 28.466 | 29.196 | NPgN | GSP | NG FES - Falling Short | Total installed PV capacity - domestic (MW)
NG FES - Falling Short | Gen_BB013 | MW | NPgN | TYNE_1 | Total installed PV capacity - domestic (MW) | Tynemouth 1 | TYNEMOUTH | 8.979 | 9.147 | 9.27 | 9.394 | 9.517 | 9.962 | 10.477 | 11.047 | 11.591 | 12.261 | 12.892 | 13.485 | 14.091 | 14.637 | 15.302 | 16.113 | 16.909 | 17.713 | 18.468 | 19.207 | 19.938 | 20.669 | 21.399 | 22.13 | 22.861 | 23.591 | 24.322 | 25.052 | 25.783 | 26.514 | NPgN | GSP | NG FES - Falling Short | Total installed PV capacity - domestic (MW)
NG FES - Falling Short | Gen_BB013 | MW | NPgN | WBOL_6 | Total installed PV capacity - domestic (MW) | West Boldon | WEST BOLDON | 15.489 | 15.716 | 15.882 | 16.048 | 16.215 | 16.815 | 17.51 | 18.28 | 19.015 | 19.918 | 20.771 | 21.572 | 22.39 | 23.127 | 24.024 | 25.119 | 26.194 | 27.278 | 28.298 | 29.296 | 30.282 | 31.269 | 32.255 | 33.241 | 34.228 | 35.214 | 36.2 | 37.187 | 38.173 | 39.159 | NPgN | GSP | NG FES - Falling Short | Total installed PV capacity - domestic (MW)
NG FES - Falling Short | Gen_BB013 | MW | NPgN | BRAW_1 | Total installed PV capacity - domestic (MW) | Bradford West | BRADFORD WEST | 18.924 | 19.493 | 19.935 | 20.378 | 20.82 | 22.214 | 23.837 | 25.676 | 27.492 | 29.751 | 31.978 | 34.169 | 36.373 | 38.524 | 40.779 | 43.164 | 45.536 | 47.915 | 50.251 | 52.573 | 54.887 | 57.201 | 59.515 | 61.829 | 64.143 | 66.457 | 68.771 | 71.085 | 73.399 | 75.713 | NPgY | GSP | NG FES - Falling Short | Total installed PV capacity - domestic (MW)
NG FES - Falling Short | Gen_BB013 | MW | NPgN | CAMB_01 | Total installed PV capacity - domestic (MW) | Camblesforth | CAMBLESFORTH | 3.163 | 3.221 | 3.266 | 3.311 | 3.357 | 3.499 | 3.666 | 3.854 | 4.04 | 4.271 | 4.499 | 4.724 | 4.949 | 5.17 | 5.4 | 5.645 | 5.888 | 6.131 | 6.37 | 6.608 | 6.845 | 7.082 | 7.319 | 7.556 | 7.793 | 8.03 | 8.267 | 8.504 | 8.741 | 8.978 | NPgY | GSP | NG FES - Falling Short | Total installed PV capacity - domestic (MW)
NG FES - Falling Short | Gen_BB013 | MW | NPgN | CREB_1 | Total installed PV capacity - domestic (MW) | Creyke Beck | CREYKE BECK | 26.859 | 27.494 | 27.988 | 28.482 | 28.976 | 30.533 | 32.346 | 34.399 | 36.428 | 38.952 | 41.438 | 43.886 | 46.347 | 48.749 | 51.269 | 53.933 | 56.582 | 59.239 | 61.848 | 64.441 | 67.026 | 69.61 | 72.195 | 74.779 | 77.364 | 79.948 | 82.533 | 85.117 | 87.702 | 90.287 | NPgY | GSP | NG FES - Falling Short | Total installed PV capacity - domestic (MW)
NG FES - Falling Short | Gen_BB013 | MW | NPgN | DRAX_YEDL | Total installed PV capacity - domestic (MW) | Drax | DRAX | 0.841 | 0.914 | 0.97 | 1.027 | 1.084 | 1.262 | 1.47 | 1.706 | 1.938 | 2.228 | 2.513 | 2.794 | 3.076 | 3.352 | 3.641 | 3.946 | 4.25 | 4.555 | 4.854 | 5.151 | 5.448 | 5.744 | 6.041 | 6.337 | 6.633 | 6.93 | 7.226 | 7.523 | 7.819 | 8.116 | NPgY | GSP | NG FES - Falling Short | Total installed PV capacity - domestic (MW)
NG FES - Falling Short | Gen_BB013 | MW | NPgN | ELLA_1 | Total installed PV capacity - domestic (MW) | Elland | ELLAND | 19.163 | 19.59 | 19.922 | 20.254 | 20.586 | 21.632 | 22.85 | 24.23 | 25.593 | 27.289 | 28.96 | 30.605 | 32.259 | 33.873 | 35.566 | 37.356 | 39.136 | 40.922 | 42.675 | 44.417 | 46.154 | 47.891 | 49.628 | 51.364 | 53.101 | 54.838 | 56.575 | 58.311 | 60.048 | 61.785 | NPgY | GSP | NG FES - Falling Short | Total installed PV capacity - domestic (MW)
NG FES - Falling Short | Gen_BB013 | MW | NPgN | FERRA2 | Total installed PV capacity - domestic (MW) | Ferrybridge A | FERRYBRIDGE A | 9.022 | 9.158 | 9.264 | 9.37 | 9.476 | 9.81 | 10.199 | 10.639 | 11.074 | 11.615 | 12.149 | 12.674 | 13.202 | 13.717 | 14.257 | 14.828 | 15.396 | 15.966 | 16.526 | 17.082 | 17.636 | 18.19 | 18.744 | 19.299 | 19.853 | 20.407 | 20.961 | 21.516 | 22.07 | 22.624 | NPgY | GSP | NG FES - Falling Short | Total installed PV capacity - domestic (MW)
NG FES - Falling Short | Gen_BB013 | MW | NPgN | FERRB9 | Total installed PV capacity - domestic (MW) | Ferrybridge B (_M) | FERRYBRIDGE B | 15.624 | 15.923 | 16.156 | 16.39 | 16.623 | 17.358 | 18.213 | 19.182 | 20.14 | 21.331 | 22.505 | 23.66 | 24.822 | 25.955 | 27.144 | 28.402 | 29.652 | 30.906 | 32.137 | 33.361 | 34.581 | 35.801 | 37.021 | 38.24 | 39.46 | 40.68 | 41.9 | 43.12 | 44.34 | 45.559 | NPgY | GSP | NG FES - Falling Short | Total installed PV capacity - domestic (MW)
NG FES - Falling Short | Gen_BB013 | MW | NPgN | GRIW_1 | Total installed PV capacity - domestic (MW) | Grimsby West | GRIMSBY WEST | 10.859 | 11.079 | 11.25 | 11.422 | 11.593 | 12.133 | 12.761 | 13.473 | 14.176 | 15.051 | 15.913 | 16.762 | 17.615 | 18.448 | 19.322 | 20.245 | 21.164 | 22.085 | 22.989 | 23.888 | 24.784 | 25.68 | 26.576 | 27.472 | 28.368 | 29.264 | 30.16 | 31.056 | 31.952 | 32.848 | NPgY | GSP | NG FES - Falling Short | Total installed PV capacity - domestic (MW)
NG FES - Falling Short | Gen_BB013 | MW | NPgN | JORD_3 | Total installed PV capacity - domestic (MW) | Jordanthorpe | JORDANTHORPE | 3.237 | 3.304 | 3.356 | 3.408 | 3.46 | 3.623 | 3.813 | 4.029 | 4.241 | 4.506 | 4.767 | 5.024 | 5.282 | 5.534 | 5.798 | 6.078 | 6.356 | 6.635 | 6.908 | 7.18 | 7.452 | 7.723 | 7.994 | 8.265 | 8.536 | 8.807 | 9.078 | 9.35 | 9.621 | 9.892 | NPgY | GSP | NG FES - Falling Short | Total installed PV capacity - domestic (MW)
NG FES - Falling Short | Gen_BB013 | MW | NPgN | KEAD_YEDL | Total installed PV capacity - domestic (MW) | Keadby | KEADBY | 28.753 | 29.056 | 29.291 | 29.527 | 29.763 | 30.505 | 31.369 | 32.347 | 33.314 | 34.517 | 35.702 | 36.869 | 38.042 | 39.187 | 40.388 | 41.657 | 42.92 | 44.186 | 45.43 | 46.666 | 47.898 | 49.13 | 50.361 | 51.593 | 52.825 | 54.057 | 55.289 | 56.521 | 57.752 | 58.984 | NPgY | GSP | NG FES - Falling Short | Total installed PV capacity - domestic (MW)
NG FES - Falling Short | Gen_BB013 | MW | NPgN | KIRKB1 | Total installed PV capacity - domestic (MW) | Kirkstall B | KIRKSTALL B | 8.629 | 8.868 | 9.054 | 9.24 | 9.427 | 10.014 | 10.697 | 11.471 | 12.235 | 13.186 | 14.124 | 15.046 | 15.974 | 16.879 | 17.829 | 18.833 | 19.831 | 20.833 | 21.816 | 22.794 | 23.768 | 24.742 | 25.716 | 26.69 | 27.664 | 28.638 | 29.612 | 30.587 | 31.561 | 32.535 | NPgY | GSP | NG FES - Falling Short | Total installed PV capacity - domestic (MW)
NG FES - Falling Short | Gen_BB013 | MW | NPgN | NEEP_3 | Total installed PV capacity - domestic (MW) | Neepsend | NEEPSEND | 3.426 | 3.532 | 3.614 | 3.696 | 3.778 | 4.037 | 4.338 | 4.679 | 5.015 | 5.435 | 5.847 | 6.254 | 6.663 | 7.062 | 7.48 | 7.922 | 8.362 | 8.803 | 9.237 | 9.667 | 10.097 | 10.526 | 10.955 | 11.384 | 11.813 | 12.243 | 12.672 | 13.101 | 13.53 | 13.959 | NPgY | GSP | NG FES - Falling Short | Total installed PV capacity - domestic (MW)
NG FES - Falling Short | Gen_BB013 | MW | NPgN | NORL_3 | Total installed PV capacity - domestic (MW) | Norton Lees | NORTON LEES | 3.427 | 3.534 | 3.616 | 3.699 | 3.781 | 4.041 | 4.344 | 4.687 | 5.026 | 5.448 | 5.863 | 6.272 | 6.683 | 7.084 | 7.505 | 7.95 | 8.393 | 8.837 | 9.272 | 9.706 | 10.137 | 10.569 | 11.001 | 11.433 | 11.864 | 12.296 | 12.728 | 13.159 | 13.591 | 14.023 | NPgY | GSP | NG FES - Falling Short | Total installed PV capacity - domestic (MW)
NG FES - Falling Short | Gen_BB013 | MW | NPgN | PITS_BB_B | Total installed PV capacity - domestic (MW) | Pitsmoor | PITSMOOR 3/4 | 0.839 | 0.885 | 0.92 | 0.955 | 0.99 | 1.101 | 1.229 | 1.375 | 1.52 | 1.699 | 1.876 | 2.05 | 2.225 | 2.395 | 2.574 | 2.764 | 2.952 | 3.141 | 3.326 | 3.511 | 3.694 | 3.878 | 4.062 | 4.245 | 4.429 | 4.613 | 4.796 | 4.98 | 5.164 | 5.348 | NPgY | GSP | NG FES - Falling Short | Total installed PV capacity - domestic (MW)
NG FES - Falling Short | Gen_BB013 | MW | NPgN | SALT_1 | Total installed PV capacity - domestic (MW) | Saltend North | SALTEND NORTH | 3.832 | 3.915 | 3.98 | 4.044 | 4.109 | 4.312 | 4.548 | 4.816 | 5.081 | 5.41 | 5.734 | 6.054 | 6.375 | 6.688 | 7.017 | 7.364 | 7.71 | 8.057 | 8.397 | 8.735 | 9.073 | 9.41 | 9.747 | 10.084 | 10.421 | 10.758 | 11.096 | 11.433 | 11.77 | 12.107 | NPgY | GSP | NG FES - Falling Short | Total installed PV capacity - domestic (MW)
NG FES - Falling Short | Gen_BB013 | MW | NPgN | SHEC_3 | Total installed PV capacity - domestic (MW) | Sheffield City | SHEFFIELD CITY | 1.231 | 1.287 | 1.33 | 1.373 | 1.416 | 1.552 | 1.711 | 1.89 | 2.067 | 2.288 | 2.505 | 2.719 | 2.934 | 3.144 | 3.364 | 3.597 | 3.828 | 4.061 | 4.289 | 4.515 | 4.741 | 4.967 | 5.193 | 5.419 | 5.644 | 5.87 | 6.096 | 6.322 | 6.548 | 6.774 | NPgY | GSP | NG FES - Falling Short | Total installed PV capacity - domestic (MW)
NG FES - Falling Short | Gen_BB013 | MW | NPgN | SKLGB1 | Total installed PV capacity - domestic (MW) | Skelton Grange | SKELTON GRANGE | 21.125 | 21.742 | 22.221 | 22.701 | 23.181 | 24.693 | 26.454 | 28.448 | 30.417 | 32.868 | 35.283 | 37.66 | 40.05 | 42.383 | 44.829 | 47.417 | 49.989 | 52.569 | 55.103 | 57.621 | 60.131 | 62.641 | 65.151 | 67.661 | 70.171 | 72.68 | 75.19 | 77.7 | 80.21 | 82.72 | NPgY | GSP | NG FES - Falling Short | Total installed PV capacity - domestic (MW)
NG FES - Falling Short | Gen_BB013 | MW | NPgN | TEMP_3 | Total installed PV capacity - domestic (MW) | Templeborough | TEMPLEBOROUGH 275/33KV | 0.358 | 0.367 | 0.373 | 0.379 | 0.386 | 0.406 | 0.43 | 0.457 | 0.483 | 0.516 | 0.548 | 0.58 | 0.612 | 0.644 | 0.676 | 0.711 | 0.746 | 0.78 | 0.814 | 0.848 | 0.882 | 0.915 | 0.949 | 0.983 | 1.017 | 1.05 | 1.084 | 1.118 | 1.151 | 1.185 | NPgY | GSP | NG FES - Falling Short | Total installed PV capacity - domestic (MW)
NG FES - Falling Short | Gen_BB013 | MW | NPgN | THUR_6 | Total installed PV capacity - domestic (MW) | Thurcroft | THURCROFT | 19.225 | 19.444 | 19.614 | 19.785 | 19.955 | 20.491 | 21.116 | 21.824 | 22.522 | 23.392 | 24.249 | 25.092 | 25.94 | 26.768 | 27.636 | 28.554 | 29.467 | 30.382 | 31.281 | 32.175 | 33.066 | 33.956 | 34.847 | 35.737 | 36.628 | 37.518 | 38.409 | 39.299 | 40.19 | 41.08 | NPgY | GSP | NG FES - Falling Short | Total installed PV capacity - domestic (MW)
NG FES - Falling Short | Gen_BB013 | MW | NPgN | WMEL_THOM | Total installed PV capacity - domestic (MW) | Thorpe Marsh | WEST MELTON / THORPE MARSH | 29.666 | 30.106 | 30.449 | 30.792 | 31.135 | 32.215 | 33.473 | 34.897 | 36.305 | 38.056 | 39.781 | 41.479 | 43.187 | 44.853 | 46.601 | 48.45 | 50.288 | 52.131 | 53.941 | 55.74 | 57.534 | 59.327 | 61.12 | 62.913 | 64.706 | 66.499 | 68.292 | 70.086 | 71.879 | 73.672 | NPgY | GSP | NG FES - Falling Short | Total installed PV capacity - domestic (MW)
NG FES - Falling Short | Gen_BB013 | MW | NPgN | WMEL_BB3 | Total installed PV capacity - domestic (MW) | West Melton | WEST MELTON SECTION 3 | 25.975 | 26.365 | 26.669 | 26.972 | 27.276 | 28.233 | 29.347 | 30.608 | 31.855 | 33.406 | 34.934 | 36.438 | 37.95 | 39.426 | 40.974 | 42.611 | 44.239 | 45.872 | 47.475 | 49.068 | 50.657 | 52.245 | 53.833 | 55.421 | 57.009 | 58.597 | 60.186 | 61.774 | 63.362 | 64.95 | NPgY | GSP | NG FES - Falling Short | Total installed PV capacity - domestic (MW)
NG FES - Falling Short | Gen_BB013 | MW | NPgN | WIBA_3 | Total installed PV capacity - domestic (MW) | Wincobank | WINCOBANK | 1.008 | 1.025 | 1.039 | 1.053 | 1.066 | 1.109 | 1.159 | 1.215 | 1.271 | 1.34 | 1.409 | 1.476 | 1.543 | 1.609 | 1.679 | 1.752 | 1.825 | 1.898 | 1.969 | 2.041 | 2.112 | 2.183 | 2.254 | 2.325 | 2.396 | 2.467 | 2.538 | 2.609 | 2.68 | 2.751 | NPgY | GSP | NG FES - Falling Short | Total installed PV capacity - domestic (MW)
NG FES - Leading the Way | Gen_BB013 | MW | NPgN | BLYTB1 | Total installed PV capacity - domestic (MW) | Blyth 66kV | BLYTH 66kV | 15.1 | 16.66 | 18.368 | 20.735 | 26.162 | 31.59 | 37.026 | 42.372 | 47.627 | 52.798 | 58.259 | 63.628 | 69.09 | 74.538 | 79.947 | 85.822 | 91.91 | 97.776 | 103.646 | 109.596 | 115.522 | 121.447 | 127.373 | 133.298 | 139.224 | 145.15 | 151.075 | 157.001 | 162.927 | 168.852 | NPgN | GSP | NG FES - Leading the Way | Total installed PV capacity - domestic (MW)
NG FES - Leading the Way | Gen_BB013 | MW | NPgN | BLYTH132 | Total installed PV capacity - domestic (MW) | Blyth 132kV | BLYTH 132kV | 5.007 | 5.498 | 6.021 | 6.746 | 8.423 | 10.085 | 11.75 | 13.386 | 14.996 | 16.579 | 18.251 | 19.895 | 21.568 | 23.236 | 24.892 | 26.691 | 28.555 | 30.351 | 32.149 | 33.971 | 35.785 | 37.6 | 39.414 | 41.229 | 43.043 | 44.857 | 46.672 | 48.486 | 50.301 | 52.115 | NPgN | GSP | NG FES - Leading the Way | Total installed PV capacity - domestic (MW)
NG FES - Leading the Way | Gen_BB013 | MW | NPgN | FOUR_1 | Total installed PV capacity - domestic (MW) | Fourstones | FOURSTONES | 2.087 | 2.23 | 2.382 | 2.593 | 3.105 | 3.589 | 4.073 | 4.549 | 5.017 | 5.477 | 5.964 | 6.442 | 6.928 | 7.414 | 7.895 | 8.419 | 8.961 | 9.483 | 10.006 | 10.536 | 11.064 | 11.591 | 12.119 | 12.647 | 13.175 | 13.702 | 14.23 | 14.758 | 15.285 | 15.813 | NPgN | GSP | NG FES - Leading the Way | Total installed PV capacity - domestic (MW)
NG FES - Leading the Way | Gen_BB013 | MW | NPgN | HARM_6 | Total installed PV capacity - domestic (MW) | Hart Moor | HARTMOOR | 5.979 | 6.587 | 7.235 | 8.133 | 10.202 | 12.261 | 14.324 | 16.352 | 18.346 | 20.308 | 22.38 | 24.417 | 26.489 | 28.556 | 30.608 | 32.837 | 35.147 | 37.372 | 39.599 | 41.857 | 44.105 | 46.353 | 48.601 | 50.85 | 53.098 | 55.346 | 57.594 | 59.842 | 62.091 | 64.339 | NPgN | GSP | NG FES - Leading the Way | Total installed PV capacity - domestic (MW)
NG FES - Leading the Way | Gen_BB013 | MW | NPgN | HAWP_6 | Total installed PV capacity - domestic (MW) | Hawthorn Pit | HAWTHORN PIT GRID | 9.376 | 10.174 | 11.025 | 12.204 | 14.982 | 17.686 | 20.395 | 23.059 | 25.677 | 28.254 | 30.975 | 33.65 | 36.372 | 39.087 | 41.782 | 44.709 | 47.742 | 50.665 | 53.59 | 56.555 | 59.508 | 62.46 | 65.413 | 68.365 | 71.318 | 74.271 | 77.223 | 80.176 | 83.129 | 86.081 | NPgN | GSP | NG FES - Leading the Way | Total installed PV capacity - domestic (MW)
NG FES - Leading the Way | Gen_BB013 | MW | NPgN | KNARE_111 | Total installed PV capacity - domestic (MW) | Knaresborough | KNARESBOROUGH | 8.973 | 10.218 | 11.545 | 13.384 | 17.494 | 21.711 | 25.934 | 30.087 | 34.171 | 38.188 | 42.431 | 46.602 | 50.846 | 55.079 | 59.281 | 63.845 | 68.575 | 73.132 | 77.693 | 82.316 | 86.919 | 91.523 | 96.127 | 100.731 | 105.334 | 109.938 | 114.542 | 119.146 | 123.749 | 128.353 | NPgN | GSP | NG FES - Leading the Way | Total installed PV capacity - domestic (MW)
NG FES - Leading the Way | Gen_BB013 | MW | NPgN | LACK_6 | Total installed PV capacity - domestic (MW) | Lackenby | LACKENBY | 10.525 | 11.726 | 13.006 | 14.778 | 18.815 | 22.882 | 26.954 | 30.959 | 34.897 | 38.771 | 42.863 | 46.885 | 50.977 | 55.059 | 59.111 | 63.513 | 68.074 | 72.469 | 76.866 | 81.324 | 85.764 | 90.203 | 94.643 | 99.082 | 103.522 | 107.961 | 112.401 | 116.84 | 121.28 | 125.719 | NPgN | GSP | NG FES - Leading the Way | Total installed PV capacity - domestic (MW)
NG FES - Leading the Way | Gen_BB013 | MW | NPgN | NORT_1 | Total installed PV capacity - domestic (MW) | Norton | NORTON | 29.932 | 33.069 | 36.411 | 41.042 | 51.681 | 62.304 | 72.942 | 83.404 | 93.689 | 103.808 | 114.496 | 125.003 | 135.692 | 146.355 | 156.94 | 168.437 | 180.35 | 191.831 | 203.318 | 214.963 | 226.559 | 238.156 | 249.752 | 261.349 | 272.945 | 284.542 | 296.138 | 307.735 | 319.332 | 330.928 | NPgN | GSP | NG FES - Leading the Way | Total installed PV capacity - domestic (MW)
NG FES - Leading the Way | Gen_BB013 | MW | NPgN | OFFE_3 | Total installed PV capacity - domestic (MW) | Offerton | OFFERTON | 5.192 | 5.601 | 6.037 | 6.641 | 8.078 | 9.464 | 10.851 | 12.215 | 13.556 | 14.875 | 16.269 | 17.639 | 19.032 | 20.423 | 21.803 | 23.302 | 24.855 | 26.352 | 27.85 | 29.368 | 30.881 | 32.393 | 33.905 | 35.417 | 36.929 | 38.441 | 39.953 | 41.465 | 42.977 | 44.489 | NPgN | GSP | NG FES - Leading the Way | Total installed PV capacity - domestic (MW)
NG FES - Leading the Way | Gen_BB013 | MW | NPgN | OSBA_1 | Total installed PV capacity - domestic (MW) | Osbaldwick | OSBALDWICK | 18.615 | 20.725 | 22.973 | 26.088 | 33.186 | 40.332 | 47.488 | 54.525 | 61.444 | 68.251 | 75.441 | 82.508 | 89.699 | 96.871 | 103.992 | 111.726 | 119.74 | 127.463 | 135.19 | 143.023 | 150.824 | 158.625 | 166.425 | 174.226 | 182.027 | 189.828 | 197.629 | 205.43 | 213.23 | 221.031 | NPgN | GSP | NG FES - Leading the Way | Total installed PV capacity - domestic (MW)
NG FES - Leading the Way | Gen_BB013 | MW | NPgN | POPP_3 | Total installed PV capacity - domestic (MW) | Poppleton | POPPLETON | 3.333 | 3.645 | 3.978 | 4.438 | 5.511 | 6.567 | 7.625 | 8.666 | 9.689 | 10.696 | 11.759 | 12.804 | 13.867 | 14.928 | 15.981 | 17.124 | 18.31 | 19.451 | 20.594 | 21.752 | 22.906 | 24.059 | 25.213 | 26.367 | 27.52 | 28.674 | 29.827 | 30.981 | 32.134 | 33.288 | NPgN | GSP | NG FES - Leading the Way | Total installed PV capacity - domestic (MW)
NG FES - Leading the Way | Gen_BB013 | MW | NPgN | SALH_1 | Total installed PV capacity - domestic (MW) | Saltholme | SALTHOLME | 0.159 | 0.174 | 0.189 | 0.21 | 0.26 | 0.308 | 0.357 | 0.404 | 0.451 | 0.498 | 0.546 | 0.594 | 0.643 | 0.692 | 0.74 | 0.793 | 0.847 | 0.9 | 0.952 | 1.005 | 1.058 | 1.111 | 1.164 | 1.217 | 1.27 | 1.323 | 1.376 | 1.429 | 1.482 | 1.535 | NPgN | GSP | NG FES - Leading the Way | Total installed PV capacity - domestic (MW)
NG FES - Leading the Way | Gen_BB013 | MW | NPgN | SSHI_3 | Total installed PV capacity - domestic (MW) | South Shields | SOUTH SHIELDS | 3.318 | 3.673 | 4.052 | 4.576 | 5.778 | 6.98 | 8.184 | 9.368 | 10.533 | 11.678 | 12.888 | 14.077 | 15.287 | 16.494 | 17.693 | 18.994 | 20.343 | 21.642 | 22.943 | 24.261 | 25.573 | 26.886 | 28.199 | 29.512 | 30.824 | 32.137 | 33.45 | 34.763 | 36.075 | 37.388 | NPgN | GSP | NG FES - Leading the Way | Total installed PV capacity - domestic (MW)
NG FES - Leading the Way | Gen_BB013 | MW | NPgN | KIELD01 and SPAD20 | Total installed PV capacity - domestic (MW) | 0 | SPADEADAM | 0.579 | 0.641 | 0.707 | 0.799 | 1.01 | 1.221 | 1.433 | 1.64 | 1.845 | 2.046 | 2.258 | 2.467 | 2.679 | 2.891 | 3.101 | 3.33 | 3.566 | 3.795 | 4.023 | 4.254 | 4.484 | 4.715 | 4.945 | 5.176 | 5.406 | 5.636 | 5.867 | 6.097 | 6.328 | 6.558 | NPgN | GSP | NG FES - Leading the Way | Total installed PV capacity - domestic (MW)
NG FES - Leading the Way | Gen_BB013 | MW | NPgN | SPEN_1 | Total installed PV capacity - domestic (MW) | Spennymoor | SPENNYMOOR | 17.961 | 19.771 | 21.7 | 24.373 | 30.54 | 36.671 | 42.811 | 48.849 | 54.785 | 60.625 | 66.794 | 72.858 | 79.027 | 85.181 | 91.29 | 97.926 | 104.802 | 111.428 | 118.058 | 124.778 | 131.471 | 138.164 | 144.857 | 151.55 | 158.243 | 164.936 | 171.629 | 178.322 | 185.015 | 191.708 | NPgN | GSP | NG FES - Leading the Way | Total installed PV capacity - domestic (MW)
NG FES - Leading the Way | Gen_BB013 | MW | NPgN | STEN_1 | Total installed PV capacity - domestic (MW) | Stella North | STELLA NORTH | 8.3 | 9.562 | 10.907 | 12.771 | 16.907 | 21.182 | 25.463 | 29.674 | 33.813 | 37.886 | 42.187 | 46.416 | 50.718 | 55.009 | 59.269 | 63.896 | 68.691 | 73.311 | 77.934 | 82.621 | 87.288 | 91.955 | 96.622 | 101.289 | 105.957 | 110.624 | 115.291 | 119.958 | 124.625 | 129.292 | NPgN | GSP | NG FES - Leading the Way | Total installed PV capacity - domestic (MW)
NG FES - Leading the Way | Gen_BB013 | MW | NPgN | STES_1 | Total installed PV capacity - domestic (MW) | Stella South | STELLA SOUTH | 11.684 | 12.776 | 13.939 | 15.551 | 19.304 | 23.002 | 26.706 | 30.347 | 33.928 | 37.45 | 41.171 | 44.829 | 48.55 | 52.262 | 55.946 | 59.949 | 64.096 | 68.092 | 72.091 | 76.145 | 80.182 | 84.219 | 88.256 | 92.293 | 96.33 | 100.366 | 104.403 | 108.44 | 112.477 | 116.514 | NPgN | GSP | NG FES - Leading the Way | Total installed PV capacity - domestic (MW)
NG FES - Leading the Way | Gen_BB013 | MW | NPgN | TYNE_1 | Total installed PV capacity - domestic (MW) | Tynemouth 1 | TYNEMOUTH | 8.979 | 10.072 | 11.237 | 12.852 | 16.503 | 20.206 | 23.914 | 27.56 | 31.145 | 34.672 | 38.398 | 42.06 | 45.786 | 49.502 | 53.192 | 57.199 | 61.352 | 65.354 | 69.358 | 73.416 | 77.458 | 81.501 | 85.543 | 89.585 | 93.627 | 97.669 | 101.711 | 105.753 | 109.795 | 113.837 | NPgN | GSP | NG FES - Leading the Way | Total installed PV capacity - domestic (MW)
NG FES - Leading the Way | Gen_BB013 | MW | NPgN | WBOL_6 | Total installed PV capacity - domestic (MW) | West Boldon | WEST BOLDON | 15.489 | 16.965 | 18.537 | 20.716 | 25.777 | 30.776 | 35.781 | 40.704 | 45.543 | 50.304 | 55.333 | 60.277 | 65.307 | 70.324 | 75.304 | 80.714 | 86.32 | 91.722 | 97.127 | 102.606 | 108.062 | 113.519 | 118.975 | 124.432 | 129.888 | 135.345 | 140.801 | 146.258 | 151.714 | 157.171 | NPgN | GSP | NG FES - Leading the Way | Total installed PV capacity - domestic (MW)
NG FES - Leading the Way | Gen_BB013 | MW | NPgN | BRAW_1 | Total installed PV capacity - domestic (MW) | Bradford West | BRADFORD WEST | 18.924 | 21.878 | 25.636 | 30.758 | 41.598 | 52.905 | 64.222 | 75.424 | 86.511 | 97.49 | 109.19 | 120.772 | 132.473 | 144.156 | 155.789 | 168.017 | 180.516 | 192.733 | 204.954 | 217.453 | 229.92 | 242.388 | 254.856 | 267.323 | 279.791 | 292.259 | 304.726 | 317.194 | 329.662 | 342.129 | NPgY | GSP | NG FES - Leading the Way | Total installed PV capacity - domestic (MW)
NG FES - Leading the Way | Gen_BB013 | MW | NPgN | CAMB_01 | Total installed PV capacity - domestic (MW) | Camblesforth | CAMBLESFORTH | 3.163 | 3.465 | 3.85 | 4.374 | 5.545 | 6.703 | 7.861 | 9.008 | 10.144 | 11.268 | 12.466 | 13.652 | 14.85 | 16.046 | 17.238 | 18.49 | 19.769 | 21.02 | 22.272 | 23.552 | 24.828 | 26.105 | 27.382 | 28.658 | 29.935 | 31.212 | 32.488 | 33.765 | 35.042 | 36.318 | NPgY | GSP | NG FES - Leading the Way | Total installed PV capacity - domestic (MW)
NG FES - Leading the Way | Gen_BB013 | MW | NPgN | CREB_1 | Total installed PV capacity - domestic (MW) | Creyke Beck | CREYKE BECK | 26.859 | 30.158 | 34.356 | 40.076 | 52.466 | 65.095 | 77.735 | 90.246 | 102.629 | 114.891 | 127.959 | 140.895 | 153.963 | 167.013 | 180.006 | 193.663 | 207.623 | 221.268 | 234.918 | 248.878 | 262.803 | 276.728 | 290.653 | 304.578 | 318.504 | 332.429 | 346.354 | 360.279 | 374.204 | 388.129 | NPgY | GSP | NG FES - Leading the Way | Total installed PV capacity - domestic (MW)
NG FES - Leading the Way | Gen_BB013 | MW | NPgN | DRAX_YEDL | Total installed PV capacity - domestic (MW) | Drax | DRAX | 0.841 | 1.219 | 1.701 | 2.357 | 3.667 | 5.116 | 6.566 | 8.001 | 9.421 | 10.827 | 12.326 | 13.809 | 15.308 | 16.805 | 18.295 | 19.861 | 21.463 | 23.028 | 24.593 | 26.194 | 27.791 | 29.388 | 30.985 | 32.582 | 34.18 | 35.777 | 37.374 | 38.971 | 40.568 | 42.165 | NPgY | GSP | NG FES - Leading the Way | Total installed PV capacity - domestic (MW)
NG FES - Leading the Way | Gen_BB013 | MW | NPgN | ELLA_1 | Total installed PV capacity - domestic (MW) | Elland | ELLAND | 19.163 | 21.38 | 24.201 | 28.045 | 36.425 | 44.911 | 53.405 | 61.813 | 70.134 | 78.373 | 87.155 | 95.847 | 104.629 | 113.398 | 122.129 | 131.306 | 140.687 | 149.856 | 159.028 | 168.409 | 177.767 | 187.124 | 196.481 | 205.839 | 215.196 | 224.553 | 233.911 | 243.268 | 252.625 | 261.983 | NPgY | GSP | NG FES - Leading the Way | Total installed PV capacity - domestic (MW)
NG FES - Leading the Way | Gen_BB013 | MW | NPgN | FERRA2 | Total installed PV capacity - domestic (MW) | Ferrybridge A | FERRYBRIDGE A | 9.022 | 9.73 | 10.63 | 11.857 | 14.674 | 17.383 | 20.093 | 22.776 | 25.432 | 28.061 | 30.864 | 33.638 | 36.44 | 39.239 | 42.025 | 44.954 | 47.948 | 50.874 | 53.801 | 56.795 | 59.781 | 62.767 | 65.753 | 68.74 | 71.726 | 74.712 | 77.698 | 80.685 | 83.671 | 86.657 | NPgY | GSP | NG FES - Leading the Way | Total installed PV capacity - domestic (MW)
NG FES - Leading the Way | Gen_BB013 | MW | NPgN | FERRB9 | Total installed PV capacity - domestic (MW) | Ferrybridge B (_M) | FERRYBRIDGE B | 15.624 | 17.181 | 19.162 | 21.862 | 27.854 | 33.815 | 39.781 | 45.686 | 51.53 | 57.317 | 63.485 | 69.59 | 75.758 | 81.917 | 88.049 | 94.495 | 101.084 | 107.524 | 113.966 | 120.555 | 127.127 | 133.699 | 140.271 | 146.844 | 153.416 | 159.988 | 166.56 | 173.132 | 179.705 | 186.277 | NPgY | GSP | NG FES - Leading the Way | Total installed PV capacity - domestic (MW)
NG FES - Leading the Way | Gen_BB013 | MW | NPgN | GRIW_1 | Total installed PV capacity - domestic (MW) | Grimsby West | GRIMSBY WEST | 10.859 | 12.003 | 13.458 | 15.441 | 19.813 | 24.191 | 28.573 | 32.911 | 37.204 | 41.454 | 45.985 | 50.47 | 55 | 59.524 | 64.029 | 68.763 | 73.603 | 78.333 | 83.066 | 87.905 | 92.733 | 97.56 | 102.388 | 107.216 | 112.043 | 116.871 | 121.698 | 126.526 | 131.354 | 136.181 | NPgY | GSP | NG FES - Leading the Way | Total installed PV capacity - domestic (MW)
NG FES - Leading the Way | Gen_BB013 | MW | NPgN | JORD_3 | Total installed PV capacity - domestic (MW) | Jordanthorpe | JORDANTHORPE | 3.237 | 3.584 | 4.024 | 4.624 | 5.945 | 7.27 | 8.596 | 9.908 | 11.207 | 12.494 | 13.865 | 15.222 | 16.593 | 17.962 | 19.325 | 20.758 | 22.223 | 23.654 | 25.086 | 26.551 | 28.012 | 29.473 | 30.934 | 32.395 | 33.856 | 35.316 | 36.777 | 38.238 | 39.699 | 41.16 | NPgY | GSP | NG FES - Leading the Way | Total installed PV capacity - domestic (MW)
NG FES - Leading the Way | Gen_BB013 | MW | NPgN | KEAD_YEDL | Total installed PV capacity - domestic (MW) | Keadby | KEADBY | 28.753 | 30.326 | 32.326 | 35.053 | 41.744 | 47.764 | 53.788 | 59.751 | 65.653 | 71.498 | 77.726 | 83.892 | 90.12 | 96.34 | 102.533 | 109.042 | 115.696 | 122.199 | 128.705 | 135.359 | 141.996 | 148.633 | 155.27 | 161.907 | 168.544 | 175.181 | 181.818 | 188.455 | 195.092 | 201.729 | NPgY | GSP | NG FES - Leading the Way | Total installed PV capacity - domestic (MW)
NG FES - Leading the Way | Gen_BB013 | MW | NPgN | KIRKB1 | Total installed PV capacity - domestic (MW) | Kirkstall B | KIRKSTALL B | 8.629 | 9.872 | 11.454 | 13.61 | 18.206 | 22.966 | 27.73 | 32.446 | 37.113 | 41.735 | 46.66 | 51.536 | 56.461 | 61.38 | 66.277 | 71.424 | 76.686 | 81.828 | 86.973 | 92.235 | 97.483 | 102.732 | 107.98 | 113.228 | 118.477 | 123.725 | 128.974 | 134.222 | 139.471 | 144.719 | NPgY | GSP | NG FES - Leading the Way | Total installed PV capacity - domestic (MW)
NG FES - Leading the Way | Gen_BB013 | MW | NPgN | NEEP_3 | Total installed PV capacity - domestic (MW) | Neepsend | NEEPSEND | 3.426 | 3.974 | 4.671 | 5.621 | 7.628 | 9.725 | 11.824 | 13.902 | 15.958 | 17.994 | 20.164 | 22.312 | 24.483 | 26.65 | 28.807 | 31.075 | 33.393 | 35.659 | 37.926 | 40.244 | 42.557 | 44.869 | 47.182 | 49.494 | 51.807 | 54.119 | 56.431 | 58.744 | 61.056 | 63.369 | NPgY | GSP | NG FES - Leading the Way | Total installed PV capacity - domestic (MW)
NG FES - Leading the Way | Gen_BB013 | MW | NPgN | NORL_3 | Total installed PV capacity - domestic (MW) | Norton Lees | NORTON LEES | 3.427 | 3.979 | 4.68 | 5.635 | 7.653 | 9.762 | 11.874 | 13.964 | 16.033 | 18.081 | 20.264 | 22.425 | 24.608 | 26.788 | 28.958 | 31.24 | 33.572 | 35.851 | 38.131 | 40.463 | 42.789 | 45.116 | 47.442 | 49.768 | 52.094 | 54.42 | 56.746 | 59.073 | 61.399 | 63.725 | NPgY | GSP | NG FES - Leading the Way | Total installed PV capacity - domestic (MW)
NG FES - Leading the Way | Gen_BB013 | MW | NPgN | PITS_BB_B | Total installed PV capacity - domestic (MW) | Pitsmoor | PITSMOOR 3/4 | 0.839 | 1.074 | 1.372 | 1.779 | 2.607 | 3.504 | 4.403 | 5.292 | 6.172 | 7.044 | 7.972 | 8.892 | 9.821 | 10.748 | 11.672 | 12.642 | 13.634 | 14.604 | 15.574 | 16.567 | 17.556 | 18.546 | 19.536 | 20.525 | 21.515 | 22.505 | 23.495 | 24.484 | 25.474 | 26.464 | NPgY | GSP | NG FES - Leading the Way | Total installed PV capacity - domestic (MW)
NG FES - Leading the Way | Gen_BB013 | MW | NPgN | SALT_1 | Total installed PV capacity - domestic (MW) | Saltend North | SALTEND NORTH | 3.832 | 4.263 | 4.81 | 5.557 | 7.189 | 8.837 | 10.486 | 12.118 | 13.734 | 15.333 | 17.038 | 18.726 | 20.431 | 22.133 | 23.828 | 25.61 | 27.431 | 29.211 | 30.992 | 32.813 | 34.63 | 36.447 | 38.263 | 40.08 | 41.897 | 43.713 | 45.53 | 47.347 | 49.163 | 50.98 | NPgY | GSP | NG FES - Leading the Way | Total installed PV capacity - domestic (MW)
NG FES - Leading the Way | Gen_BB013 | MW | NPgN | SHEC_3 | Total installed PV capacity - domestic (MW) | Sheffield City | SHEFFIELD CITY | 1.231 | 1.52 | 1.886 | 2.386 | 3.414 | 4.517 | 5.622 | 6.715 | 7.797 | 8.868 | 10.01 | 11.141 | 12.283 | 13.423 | 14.558 | 15.751 | 16.971 | 18.163 | 19.356 | 20.576 | 21.793 | 23.01 | 24.226 | 25.443 | 26.66 | 27.877 | 29.093 | 30.31 | 31.527 | 32.744 | NPgY | GSP | NG FES - Leading the Way | Total installed PV capacity - domestic (MW)
NG FES - Leading the Way | Gen_BB013 | MW | NPgN | SKLGB1 | Total installed PV capacity - domestic (MW) | Skelton Grange | SKELTON GRANGE | 21.125 | 24.329 | 28.405 | 33.961 | 45.747 | 58.011 | 70.286 | 82.436 | 94.461 | 106.369 | 119.059 | 131.621 | 144.312 | 156.984 | 169.602 | 182.864 | 196.421 | 209.672 | 222.927 | 236.484 | 250.006 | 263.529 | 277.052 | 290.575 | 304.097 | 317.62 | 331.143 | 344.665 | 358.188 | 371.711 | NPgY | GSP | NG FES - Leading the Way | Total installed PV capacity - domestic (MW)
NG FES - Leading the Way | Gen_BB013 | MW | NPgN | TEMP_3 | Total installed PV capacity - domestic (MW) | Templeborough | TEMPLEBOROUGH 275/33KV | 0.358 | 0.401 | 0.456 | 0.531 | 0.692 | 0.857 | 1.022 | 1.185 | 1.346 | 1.506 | 1.676 | 1.845 | 2.015 | 2.185 | 2.355 | 2.533 | 2.715 | 2.893 | 3.07 | 3.252 | 3.434 | 3.615 | 3.797 | 3.978 | 4.16 | 4.341 | 4.523 | 4.704 | 4.886 | 5.067 | NPgY | GSP | NG FES - Leading the Way | Total installed PV capacity - domestic (MW)
NG FES - Leading the Way | Gen_BB013 | MW | NPgN | THUR_6 | Total installed PV capacity - domestic (MW) | Thurcroft | THURCROFT | 19.225 | 20.362 | 21.808 | 23.78 | 28.54 | 32.892 | 37.247 | 41.558 | 45.825 | 50.05 | 54.553 | 59.01 | 63.513 | 68.009 | 72.486 | 77.192 | 82.002 | 86.704 | 91.407 | 96.217 | 101.016 | 105.814 | 110.612 | 115.41 | 120.208 | 125.006 | 129.805 | 134.603 | 139.401 | 144.199 | NPgY | GSP | NG FES - Leading the Way | Total installed PV capacity - domestic (MW)
NG FES - Leading the Way | Gen_BB013 | MW | NPgN | WMEL_THOM | Total installed PV capacity - domestic (MW) | Thorpe Marsh | WEST MELTON / THORPE MARSH | 29.666 | 31.955 | 34.867 | 38.836 | 47.975 | 56.738 | 65.507 | 74.188 | 82.779 | 91.286 | 100.353 | 109.328 | 118.395 | 127.449 | 136.463 | 145.938 | 155.624 | 165.091 | 174.561 | 184.246 | 193.908 | 203.569 | 213.23 | 222.892 | 232.553 | 242.214 | 251.875 | 261.537 | 271.198 | 280.859 | NPgY | GSP | NG FES - Leading the Way | Total installed PV capacity - domestic (MW)
NG FES - Leading the Way | Gen_BB013 | MW | NPgN | WMEL_BB3 | Total installed PV capacity - domestic (MW) | West Melton | WEST MELTON SECTION 3 | 25.975 | 28.002 | 30.581 | 34.097 | 42.177 | 49.937 | 57.704 | 65.392 | 73.001 | 80.536 | 88.566 | 96.515 | 104.545 | 112.564 | 120.548 | 128.94 | 137.518 | 145.903 | 154.29 | 162.869 | 171.425 | 179.982 | 188.539 | 197.096 | 205.652 | 214.209 | 222.766 | 231.323 | 239.879 | 248.436 | NPgY | GSP | NG FES - Leading the Way | Total installed PV capacity - domestic (MW)
NG FES - Leading the Way | Gen_BB013 | MW | NPgN | WIBA_3 | Total installed PV capacity - domestic (MW) | Wincobank | WINCOBANK | 1.008 | 1.099 | 1.214 | 1.371 | 1.725 | 2.072 | 2.419 | 2.763 | 3.103 | 3.44 | 3.799 | 4.155 | 4.514 | 4.873 | 5.23 | 5.605 | 5.989 | 6.364 | 6.739 | 7.122 | 7.505 | 7.888 | 8.27 | 8.653 | 9.036 | 9.418 | 9.801 | 10.184 | 10.566 | 10.949 | NPgY | GSP | NG FES - Leading the Way | Total installed PV capacity - domestic (MW)
NPg Planning Scenario | Gen_BB013 | MW | NPgN | BLYTB1 | Total installed PV capacity - domestic (MW) | Blyth 66kV | BLYTH 66kV | 15.1 | 16.66 | 18.368 | 20.735 | 26.162 | 31.59 | 37.026 | 42.372 | 47.627 | 52.798 | 58.259 | 63.628 | 69.09 | 74.538 | 79.947 | 85.822 | 91.91 | 97.776 | 103.646 | 109.596 | 115.522 | 121.447 | 127.373 | 133.298 | 139.224 | 145.15 | 151.075 | 157.001 | 162.927 | 168.852 | NPgN | GSP | NPg Planning Scenario | Total installed PV capacity - domestic (MW)
NPg Planning Scenario | Gen_BB013 | MW | NPgN | BLYTH132 | Total installed PV capacity - domestic (MW) | Blyth 132kV | BLYTH 132kV | 5.007 | 5.498 | 6.021 | 6.746 | 8.423 | 10.085 | 11.75 | 13.386 | 14.996 | 16.579 | 18.251 | 19.895 | 21.568 | 23.236 | 24.892 | 26.691 | 28.555 | 30.351 | 32.149 | 33.971 | 35.785 | 37.6 | 39.414 | 41.229 | 43.043 | 44.857 | 46.672 | 48.486 | 50.301 | 52.115 | NPgN | GSP | NPg Planning Scenario | Total installed PV capacity - domestic (MW)
NPg Planning Scenario | Gen_BB013 | MW | NPgN | FOUR_1 | Total installed PV capacity - domestic (MW) | Fourstones | FOURSTONES | 2.087 | 2.23 | 2.382 | 2.593 | 3.105 | 3.589 | 4.073 | 4.549 | 5.017 | 5.477 | 5.964 | 6.442 | 6.928 | 7.414 | 7.895 | 8.419 | 8.961 | 9.483 | 10.006 | 10.536 | 11.064 | 11.591 | 12.119 | 12.647 | 13.175 | 13.702 | 14.23 | 14.758 | 15.285 | 15.813 | NPgN | GSP | NPg Planning Scenario | Total installed PV capacity - domestic (MW)
NPg Planning Scenario | Gen_BB013 | MW | NPgN | HARM_6 | Total installed PV capacity - domestic (MW) | Hart Moor | HARTMOOR | 5.979 | 6.587 | 7.235 | 8.133 | 10.202 | 12.261 | 14.324 | 16.352 | 18.346 | 20.308 | 22.38 | 24.417 | 26.489 | 28.556 | 30.608 | 32.837 | 35.147 | 37.372 | 39.599 | 41.857 | 44.105 | 46.353 | 48.601 | 50.85 | 53.098 | 55.346 | 57.594 | 59.842 | 62.091 | 64.339 | NPgN | GSP | NPg Planning Scenario | Total installed PV capacity - domestic (MW)
NPg Planning Scenario | Gen_BB013 | MW | NPgN | HAWP_6 | Total installed PV capacity - domestic (MW) | Hawthorn Pit | HAWTHORN PIT GRID | 9.376 | 10.174 | 11.025 | 12.204 | 14.982 | 17.686 | 20.395 | 23.059 | 25.677 | 28.254 | 30.975 | 33.65 | 36.372 | 39.087 | 41.782 | 44.709 | 47.742 | 50.665 | 53.59 | 56.555 | 59.508 | 62.46 | 65.413 | 68.365 | 71.318 | 74.271 | 77.223 | 80.176 | 83.129 | 86.081 | NPgN | GSP | NPg Planning Scenario | Total installed PV capacity - domestic (MW)
NPg Planning Scenario | Gen_BB013 | MW | NPgN | KNARE_111 | Total installed PV capacity - domestic (MW) | Knaresborough | KNARESBOROUGH | 8.973 | 10.218 | 11.545 | 13.384 | 17.494 | 21.711 | 25.934 | 30.087 | 34.171 | 38.188 | 42.431 | 46.602 | 50.846 | 55.079 | 59.281 | 63.845 | 68.575 | 73.132 | 77.693 | 82.316 | 86.919 | 91.523 | 96.127 | 100.731 | 105.334 | 109.938 | 114.542 | 119.146 | 123.749 | 128.353 | NPgN | GSP | NPg Planning Scenario | Total installed PV capacity - domestic (MW)
NPg Planning Scenario | Gen_BB013 | MW | NPgN | LACK_6 | Total installed PV capacity - domestic (MW) | Lackenby | LACKENBY | 10.525 | 11.726 | 13.006 | 14.778 | 18.815 | 22.882 | 26.954 | 30.959 | 34.897 | 38.771 | 42.863 | 46.885 | 50.977 | 55.059 | 59.111 | 63.513 | 68.074 | 72.469 | 76.866 | 81.324 | 85.764 | 90.203 | 94.643 | 99.082 | 103.522 | 107.961 | 112.401 | 116.84 | 121.28 | 125.719 | NPgN | GSP | NPg Planning Scenario | Total installed PV capacity - domestic (MW)
NPg Planning Scenario | Gen_BB013 | MW | NPgN | NORT_1 | Total installed PV capacity - domestic (MW) | Norton | NORTON | 29.932 | 33.069 | 36.411 | 41.042 | 51.681 | 62.304 | 72.942 | 83.404 | 93.689 | 103.808 | 114.496 | 125.003 | 135.692 | 146.355 | 156.94 | 168.437 | 180.35 | 191.831 | 203.318 | 214.963 | 226.559 | 238.156 | 249.752 | 261.349 | 272.945 | 284.542 | 296.138 | 307.735 | 319.332 | 330.928 | NPgN | GSP | NPg Planning Scenario | Total installed PV capacity - domestic (MW)
NPg Planning Scenario | Gen_BB013 | MW | NPgN | OFFE_3 | Total installed PV capacity - domestic (MW) | Offerton | OFFERTON | 5.192 | 5.601 | 6.037 | 6.641 | 8.078 | 9.464 | 10.851 | 12.215 | 13.556 | 14.875 | 16.269 | 17.639 | 19.032 | 20.423 | 21.803 | 23.302 | 24.855 | 26.352 | 27.85 | 29.368 | 30.881 | 32.393 | 33.905 | 35.417 | 36.929 | 38.441 | 39.953 | 41.465 | 42.977 | 44.489 | NPgN | GSP | NPg Planning Scenario | Total installed PV capacity - domestic (MW)
NPg Planning Scenario | Gen_BB013 | MW | NPgN | OSBA_1 | Total installed PV capacity - domestic (MW) | Osbaldwick | OSBALDWICK | 18.615 | 20.725 | 22.973 | 26.088 | 33.186 | 40.332 | 47.488 | 54.525 | 61.444 | 68.251 | 75.441 | 82.508 | 89.699 | 96.871 | 103.992 | 111.726 | 119.74 | 127.463 | 135.19 | 143.023 | 150.824 | 158.625 | 166.425 | 174.226 | 182.027 | 189.828 | 197.629 | 205.43 | 213.23 | 221.031 | NPgN | GSP | NPg Planning Scenario | Total installed PV capacity - domestic (MW)
NPg Planning Scenario | Gen_BB013 | MW | NPgN | POPP_3 | Total installed PV capacity - domestic (MW) | Poppleton | POPPLETON | 3.333 | 3.645 | 3.978 | 4.438 | 5.511 | 6.567 | 7.625 | 8.666 | 9.689 | 10.696 | 11.759 | 12.804 | 13.867 | 14.928 | 15.981 | 17.124 | 18.31 | 19.451 | 20.594 | 21.752 | 22.906 | 24.059 | 25.213 | 26.367 | 27.52 | 28.674 | 29.827 | 30.981 | 32.134 | 33.288 | NPgN | GSP | NPg Planning Scenario | Total installed PV capacity - domestic (MW)
NPg Planning Scenario | Gen_BB013 | MW | NPgN | SALH_1 | Total installed PV capacity - domestic (MW) | Saltholme | SALTHOLME | 0.159 | 0.174 | 0.189 | 0.21 | 0.26 | 0.308 | 0.357 | 0.404 | 0.451 | 0.498 | 0.546 | 0.594 | 0.643 | 0.692 | 0.74 | 0.793 | 0.847 | 0.9 | 0.952 | 1.005 | 1.058 | 1.111 | 1.164 | 1.217 | 1.27 | 1.323 | 1.376 | 1.429 | 1.482 | 1.535 | NPgN | GSP | NPg Planning Scenario | Total installed PV capacity - domestic (MW)
NPg Planning Scenario | Gen_BB013 | MW | NPgN | SSHI_3 | Total installed PV capacity - domestic (MW) | South Shields | SOUTH SHIELDS | 3.318 | 3.673 | 4.052 | 4.576 | 5.778 | 6.98 | 8.184 | 9.368 | 10.533 | 11.678 | 12.888 | 14.077 | 15.287 | 16.494 | 17.693 | 18.994 | 20.343 | 21.642 | 22.943 | 24.261 | 25.573 | 26.886 | 28.199 | 29.512 | 30.824 | 32.137 | 33.45 | 34.763 | 36.075 | 37.388 | NPgN | GSP | NPg Planning Scenario | Total installed PV capacity - domestic (MW)
NPg Planning Scenario | Gen_BB013 | MW | NPgN | KIELD01 and SPAD20 | Total installed PV capacity - domestic (MW) | 0 | SPADEADAM | 0.579 | 0.641 | 0.707 | 0.799 | 1.01 | 1.221 | 1.433 | 1.64 | 1.845 | 2.046 | 2.258 | 2.467 | 2.679 | 2.891 | 3.101 | 3.33 | 3.566 | 3.795 | 4.023 | 4.254 | 4.484 | 4.715 | 4.945 | 5.176 | 5.406 | 5.636 | 5.867 | 6.097 | 6.328 | 6.558 | NPgN | GSP | NPg Planning Scenario | Total installed PV capacity - domestic (MW)
NPg Planning Scenario | Gen_BB013 | MW | NPgN | SPEN_1 | Total installed PV capacity - domestic (MW) | Spennymoor | SPENNYMOOR | 17.961 | 19.771 | 21.7 | 24.373 | 30.54 | 36.671 | 42.811 | 48.849 | 54.785 | 60.625 | 66.794 | 72.858 | 79.027 | 85.181 | 91.29 | 97.926 | 104.802 | 111.428 | 118.058 | 124.778 | 131.471 | 138.164 | 144.857 | 151.55 | 158.243 | 164.936 | 171.629 | 178.322 | 185.015 | 191.708 | NPgN | GSP | NPg Planning Scenario | Total installed PV capacity - domestic (MW)
NPg Planning Scenario | Gen_BB013 | MW | NPgN | STEN_1 | Total installed PV capacity - domestic (MW) | Stella North | STELLA NORTH | 8.3 | 9.562 | 10.907 | 12.771 | 16.907 | 21.182 | 25.463 | 29.674 | 33.813 | 37.886 | 42.187 | 46.416 | 50.718 | 55.009 | 59.269 | 63.896 | 68.691 | 73.311 | 77.934 | 82.621 | 87.288 | 91.955 | 96.622 | 101.289 | 105.957 | 110.624 | 115.291 | 119.958 | 124.625 | 129.292 | NPgN | GSP | NPg Planning Scenario | Total installed PV capacity - domestic (MW)
NPg Planning Scenario | Gen_BB013 | MW | NPgN | STES_1 | Total installed PV capacity - domestic (MW) | Stella South | STELLA SOUTH | 11.684 | 12.776 | 13.939 | 15.551 | 19.304 | 23.002 | 26.706 | 30.347 | 33.928 | 37.45 | 41.171 | 44.829 | 48.55 | 52.262 | 55.946 | 59.949 | 64.096 | 68.092 | 72.091 | 76.145 | 80.182 | 84.219 | 88.256 | 92.293 | 96.33 | 100.366 | 104.403 | 108.44 | 112.477 | 116.514 | NPgN | GSP | NPg Planning Scenario | Total installed PV capacity - domestic (MW)
NPg Planning Scenario | Gen_BB013 | MW | NPgN | TYNE_1 | Total installed PV capacity - domestic (MW) | Tynemouth 1 | TYNEMOUTH | 8.979 | 10.072 | 11.237 | 12.852 | 16.503 | 20.206 | 23.914 | 27.56 | 31.145 | 34.672 | 38.398 | 42.06 | 45.786 | 49.502 | 53.192 | 57.199 | 61.352 | 65.354 | 69.358 | 73.416 | 77.458 | 81.501 | 85.543 | 89.585 | 93.627 | 97.669 | 101.711 | 105.753 | 109.795 | 113.837 | NPgN | GSP | NPg Planning Scenario | Total installed PV capacity - domestic (MW)
NPg Planning Scenario | Gen_BB013 | MW | NPgN | WBOL_6 | Total installed PV capacity - domestic (MW) | West Boldon | WEST BOLDON | 15.489 | 16.965 | 18.537 | 20.716 | 25.777 | 30.776 | 35.781 | 40.704 | 45.543 | 50.304 | 55.333 | 60.277 | 65.307 | 70.324 | 75.304 | 80.714 | 86.32 | 91.722 | 97.127 | 102.606 | 108.062 | 113.519 | 118.975 | 124.432 | 129.888 | 135.345 | 140.801 | 146.258 | 151.714 | 157.171 | NPgN | GSP | NPg Planning Scenario | Total installed PV capacity - domestic (MW)
NPg Planning Scenario | Gen_BB013 | MW | NPgN | BRAW_1 | Total installed PV capacity - domestic (MW) | Bradford West | BRADFORD WEST | 18.924 | 21.878 | 25.636 | 30.758 | 41.598 | 52.905 | 64.222 | 75.424 | 86.511 | 97.49 | 109.19 | 120.772 | 132.473 | 144.156 | 155.789 | 168.017 | 180.516 | 192.733 | 204.954 | 217.453 | 229.92 | 242.388 | 254.856 | 267.323 | 279.791 | 292.259 | 304.726 | 317.194 | 329.662 | 342.129 | NPgY | GSP | NPg Planning Scenario | Total installed PV capacity - domestic (MW)
NPg Planning Scenario | Gen_BB013 | MW | NPgN | CAMB_01 | Total installed PV capacity - domestic (MW) | Camblesforth | CAMBLESFORTH | 3.163 | 3.465 | 3.85 | 4.374 | 5.545 | 6.703 | 7.861 | 9.008 | 10.144 | 11.268 | 12.466 | 13.652 | 14.85 | 16.046 | 17.238 | 18.49 | 19.769 | 21.02 | 22.272 | 23.552 | 24.828 | 26.105 | 27.382 | 28.658 | 29.935 | 31.212 | 32.488 | 33.765 | 35.042 | 36.318 | NPgY | GSP | NPg Planning Scenario | Total installed PV capacity - domestic (MW)
NPg Planning Scenario | Gen_BB013 | MW | NPgN | CREB_1 | Total installed PV capacity - domestic (MW) | Creyke Beck | CREYKE BECK | 26.859 | 30.158 | 34.356 | 40.076 | 52.466 | 65.095 | 77.735 | 90.246 | 102.629 | 114.891 | 127.959 | 140.895 | 153.963 | 167.013 | 180.006 | 193.663 | 207.623 | 221.268 | 234.918 | 248.878 | 262.803 | 276.728 | 290.653 | 304.578 | 318.504 | 332.429 | 346.354 | 360.279 | 374.204 | 388.129 | NPgY | GSP | NPg Planning Scenario | Total installed PV capacity - domestic (MW)
NPg Planning Scenario | Gen_BB013 | MW | NPgN | DRAX_YEDL | Total installed PV capacity - domestic (MW) | Drax | DRAX | 0.841 | 1.219 | 1.701 | 2.357 | 3.667 | 5.116 | 6.566 | 8.001 | 9.421 | 10.827 | 12.326 | 13.809 | 15.308 | 16.805 | 18.295 | 19.861 | 21.463 | 23.028 | 24.593 | 26.194 | 27.791 | 29.388 | 30.985 | 32.582 | 34.18 | 35.777 | 37.374 | 38.971 | 40.568 | 42.165 | NPgY | GSP | NPg Planning Scenario | Total installed PV capacity - domestic (MW)
NPg Planning Scenario | Gen_BB013 | MW | NPgN | ELLA_1 | Total installed PV capacity - domestic (MW) | Elland | ELLAND | 19.163 | 21.38 | 24.201 | 28.045 | 36.425 | 44.911 | 53.405 | 61.813 | 70.134 | 78.373 | 87.155 | 95.847 | 104.629 | 113.398 | 122.129 | 131.306 | 140.687 | 149.856 | 159.028 | 168.409 | 177.767 | 187.124 | 196.481 | 205.839 | 215.196 | 224.553 | 233.911 | 243.268 | 252.625 | 261.983 | NPgY | GSP | NPg Planning Scenario | Total installed PV capacity - domestic (MW)
NPg Planning Scenario | Gen_BB013 | MW | NPgN | FERRA2 | Total installed PV capacity - domestic (MW) | Ferrybridge A | FERRYBRIDGE A | 9.022 | 9.73 | 10.63 | 11.857 | 14.674 | 17.383 | 20.093 | 22.776 | 25.432 | 28.061 | 30.864 | 33.638 | 36.44 | 39.239 | 42.025 | 44.954 | 47.948 | 50.874 | 53.801 | 56.795 | 59.781 | 62.767 | 65.753 | 68.74 | 71.726 | 74.712 | 77.698 | 80.685 | 83.671 | 86.657 | NPgY | GSP | NPg Planning Scenario | Total installed PV capacity - domestic (MW)
NPg Planning Scenario | Gen_BB013 | MW | NPgN | FERRB9 | Total installed PV capacity - domestic (MW) | Ferrybridge B (_M) | FERRYBRIDGE B | 15.624 | 17.181 | 19.162 | 21.862 | 27.854 | 33.815 | 39.781 | 45.686 | 51.53 | 57.317 | 63.485 | 69.59 | 75.758 | 81.917 | 88.049 | 94.495 | 101.084 | 107.524 | 113.966 | 120.555 | 127.127 | 133.699 | 140.271 | 146.844 | 153.416 | 159.988 | 166.56 | 173.132 | 179.705 | 186.277 | NPgY | GSP | NPg Planning Scenario | Total installed PV capacity - domestic (MW)
NPg Planning Scenario | Gen_BB013 | MW | NPgN | GRIW_1 | Total installed PV capacity - domestic (MW) | Grimsby West | GRIMSBY WEST | 10.859 | 12.003 | 13.458 | 15.441 | 19.813 | 24.191 | 28.573 | 32.911 | 37.204 | 41.454 | 45.985 | 50.47 | 55 | 59.524 | 64.029 | 68.763 | 73.603 | 78.333 | 83.066 | 87.905 | 92.733 | 97.56 | 102.388 | 107.216 | 112.043 | 116.871 | 121.698 | 126.526 | 131.354 | 136.181 | NPgY | GSP | NPg Planning Scenario | Total installed PV capacity - domestic (MW)
NPg Planning Scenario | Gen_BB013 | MW | NPgN | JORD_3 | Total installed PV capacity - domestic (MW) | Jordanthorpe | JORDANTHORPE | 3.237 | 3.584 | 4.024 | 4.624 | 5.945 | 7.27 | 8.596 | 9.908 | 11.207 | 12.494 | 13.865 | 15.222 | 16.593 | 17.962 | 19.325 | 20.758 | 22.223 | 23.654 | 25.086 | 26.551 | 28.012 | 29.473 | 30.934 | 32.395 | 33.856 | 35.316 | 36.777 | 38.238 | 39.699 | 41.16 | NPgY | GSP | NPg Planning Scenario | Total installed PV capacity - domestic (MW)
NPg Planning Scenario | Gen_BB013 | MW | NPgN | KEAD_YEDL | Total installed PV capacity - domestic (MW) | Keadby | KEADBY | 28.753 | 30.326 | 32.326 | 35.053 | 41.744 | 47.764 | 53.788 | 59.751 | 65.653 | 71.498 | 77.726 | 83.892 | 90.12 | 96.34 | 102.533 | 109.042 | 115.696 | 122.199 | 128.705 | 135.359 | 141.996 | 148.633 | 155.27 | 161.907 | 168.544 | 175.181 | 181.818 | 188.455 | 195.092 | 201.729 | NPgY | GSP | NPg Planning Scenario | Total installed PV capacity - domestic (MW)
NPg Planning Scenario | Gen_BB013 | MW | NPgN | KIRKB1 | Total installed PV capacity - domestic (MW) | Kirkstall B | KIRKSTALL B | 8.629 | 9.872 | 11.454 | 13.61 | 18.206 | 22.966 | 27.73 | 32.446 | 37.113 | 41.735 | 46.66 | 51.536 | 56.461 | 61.38 | 66.277 | 71.424 | 76.686 | 81.828 | 86.973 | 92.235 | 97.483 | 102.732 | 107.98 | 113.228 | 118.477 | 123.725 | 128.974 | 134.222 | 139.471 | 144.719 | NPgY | GSP | NPg Planning Scenario | Total installed PV capacity - domestic (MW)
NPg Planning Scenario | Gen_BB013 | MW | NPgN | NEEP_3 | Total installed PV capacity - domestic (MW) | Neepsend | NEEPSEND | 3.426 | 3.974 | 4.671 | 5.621 | 7.628 | 9.725 | 11.824 | 13.902 | 15.958 | 17.994 | 20.164 | 22.312 | 24.483 | 26.65 | 28.807 | 31.075 | 33.393 | 35.659 | 37.926 | 40.244 | 42.557 | 44.869 | 47.182 | 49.494 | 51.807 | 54.119 | 56.431 | 58.744 | 61.056 | 63.369 | NPgY | GSP | NPg Planning Scenario | Total installed PV capacity - domestic (MW)
NPg Planning Scenario | Gen_BB013 | MW | NPgN | NORL_3 | Total installed PV capacity - domestic (MW) | Norton Lees | NORTON LEES | 3.427 | 3.979 | 4.68 | 5.635 | 7.653 | 9.762 | 11.874 | 13.964 | 16.033 | 18.081 | 20.264 | 22.425 | 24.608 | 26.788 | 28.958 | 31.24 | 33.572 | 35.851 | 38.131 | 40.463 | 42.789 | 45.116 | 47.442 | 49.768 | 52.094 | 54.42 | 56.746 | 59.073 | 61.399 | 63.725 | NPgY | GSP | NPg Planning Scenario | Total installed PV capacity - domestic (MW)
NPg Planning Scenario | Gen_BB013 | MW | NPgN | PITS_BB_B | Total installed PV capacity - domestic (MW) | Pitsmoor | PITSMOOR 3/4 | 0.839 | 1.074 | 1.372 | 1.779 | 2.607 | 3.504 | 4.403 | 5.292 | 6.172 | 7.044 | 7.972 | 8.892 | 9.821 | 10.748 | 11.672 | 12.642 | 13.634 | 14.604 | 15.574 | 16.567 | 17.556 | 18.546 | 19.536 | 20.525 | 21.515 | 22.505 | 23.495 | 24.484 | 25.474 | 26.464 | NPgY | GSP | NPg Planning Scenario | Total installed PV capacity - domestic (MW)
NPg Planning Scenario | Gen_BB013 | MW | NPgN | SALT_1 | Total installed PV capacity - domestic (MW) | Saltend North | SALTEND NORTH | 3.832 | 4.263 | 4.81 | 5.557 | 7.189 | 8.837 | 10.486 | 12.118 | 13.734 | 15.333 | 17.038 | 18.726 | 20.431 | 22.133 | 23.828 | 25.61 | 27.431 | 29.211 | 30.992 | 32.813 | 34.63 | 36.447 | 38.263 | 40.08 | 41.897 | 43.713 | 45.53 | 47.347 | 49.163 | 50.98 | NPgY | GSP | NPg Planning Scenario | Total installed PV capacity - domestic (MW)
NPg Planning Scenario | Gen_BB013 | MW | NPgN | SHEC_3 | Total installed PV capacity - domestic (MW) | Sheffield City | SHEFFIELD CITY | 1.231 | 1.52 | 1.886 | 2.386 | 3.414 | 4.517 | 5.622 | 6.715 | 7.797 | 8.868 | 10.01 | 11.141 | 12.283 | 13.423 | 14.558 | 15.751 | 16.971 | 18.163 | 19.356 | 20.576 | 21.793 | 23.01 | 24.226 | 25.443 | 26.66 | 27.877 | 29.093 | 30.31 | 31.527 | 32.744 | NPgY | GSP | NPg Planning Scenario | Total installed PV capacity - domestic (MW)
NPg Planning Scenario | Gen_BB013 | MW | NPgN | SKLGB1 | Total installed PV capacity - domestic (MW) | Skelton Grange | SKELTON GRANGE | 21.125 | 24.329 | 28.405 | 33.961 | 45.747 | 58.011 | 70.286 | 82.436 | 94.461 | 106.369 | 119.059 | 131.621 | 144.312 | 156.984 | 169.602 | 182.864 | 196.421 | 209.672 | 222.927 | 236.484 | 250.006 | 263.529 | 277.052 | 290.575 | 304.097 | 317.62 | 331.143 | 344.665 | 358.188 | 371.711 | NPgY | GSP | NPg Planning Scenario | Total installed PV capacity - domestic (MW)
NPg Planning Scenario | Gen_BB013 | MW | NPgN | TEMP_3 | Total installed PV capacity - domestic (MW) | Templeborough | TEMPLEBOROUGH 275/33KV | 0.358 | 0.401 | 0.456 | 0.531 | 0.692 | 0.857 | 1.022 | 1.185 | 1.346 | 1.506 | 1.676 | 1.845 | 2.015 | 2.185 | 2.355 | 2.533 | 2.715 | 2.893 | 3.07 | 3.252 | 3.434 | 3.615 | 3.797 | 3.978 | 4.16 | 4.341 | 4.523 | 4.704 | 4.886 | 5.067 | NPgY | GSP | NPg Planning Scenario | Total installed PV capacity - domestic (MW)
NPg Planning Scenario | Gen_BB013 | MW | NPgN | THUR_6 | Total installed PV capacity - domestic (MW) | Thurcroft | THURCROFT | 19.225 | 20.362 | 21.808 | 23.78 | 28.54 | 32.892 | 37.247 | 41.558 | 45.825 | 50.05 | 54.553 | 59.01 | 63.513 | 68.009 | 72.486 | 77.192 | 82.002 | 86.704 | 91.407 | 96.217 | 101.016 | 105.814 | 110.612 | 115.41 | 120.208 | 125.006 | 129.805 | 134.603 | 139.401 | 144.199 | NPgY | GSP | NPg Planning Scenario | Total installed PV capacity - domestic (MW)
NPg Planning Scenario | Gen_BB013 | MW | NPgN | WMEL_THOM | Total installed PV capacity - domestic (MW) | Thorpe Marsh | WEST MELTON / THORPE MARSH | 29.666 | 31.955 | 34.867 | 38.836 | 47.975 | 56.738 | 65.507 | 74.188 | 82.779 | 91.286 | 100.353 | 109.328 | 118.395 | 127.449 | 136.463 | 145.938 | 155.624 | 165.091 | 174.561 | 184.246 | 193.908 | 203.569 | 213.23 | 222.892 | 232.553 | 242.214 | 251.875 | 261.537 | 271.198 | 280.859 | NPgY | GSP | NPg Planning Scenario | Total installed PV capacity - domestic (MW)
NPg Planning Scenario | Gen_BB013 | MW | NPgN | WMEL_BB3 | Total installed PV capacity - domestic (MW) | West Melton | WEST MELTON SECTION 3 | 25.975 | 28.002 | 30.581 | 34.097 | 42.177 | 49.937 | 57.704 | 65.392 | 73.001 | 80.536 | 88.566 | 96.515 | 104.545 | 112.564 | 120.548 | 128.94 | 137.518 | 145.903 | 154.29 | 162.869 | 171.425 | 179.982 | 188.539 | 197.096 | 205.652 | 214.209 | 222.766 | 231.323 | 239.879 | 248.436 | NPgY | GSP | NPg Planning Scenario | Total installed PV capacity - domestic (MW)
NPg Planning Scenario | Gen_BB013 | MW | NPgN | WIBA_3 | Total installed PV capacity - domestic (MW) | Wincobank | WINCOBANK | 1.008 | 1.099 | 1.214 | 1.371 | 1.725 | 2.072 | 2.419 | 2.763 | 3.103 | 3.44 | 3.799 | 4.155 | 4.514 | 4.873 | 5.23 | 5.605 | 5.989 | 6.364 | 6.739 | 7.122 | 7.505 | 7.888 | 8.27 | 8.653 | 9.036 | 9.418 | 9.801 | 10.184 | 10.566 | 10.949 | NPgY | GSP | NPg Planning Scenario | Total installed PV capacity - domestic (MW)
NG FES - System Transformation | Gen_BB013 | MW | NPgN | BLYTB1 | Total installed PV capacity - domestic (MW) | Blyth 66kV | BLYTH 66kV | 15.1 | 15.795 | 16.538 | 17.426 | 19.067 | 21.18 | 23.725 | 26.227 | 28.663 | 30.972 | 33.43 | 35.799 | 38.167 | 40.516 | 42.998 | 45.841 | 48.799 | 51.543 | 54.227 | 56.907 | 59.581 | 62.254 | 64.928 | 67.602 | 70.275 | 72.949 | 75.623 | 78.296 | 80.97 | 83.644 | NPgN | GSP | NG FES - System Transformation | Total installed PV capacity - domestic (MW)
NG FES - System Transformation | Gen_BB013 | MW | NPgN | BLYTH132 | Total installed PV capacity - domestic (MW) | Blyth 132kV | BLYTH 132kV | 5.007 | 5.233 | 5.461 | 5.733 | 6.235 | 6.882 | 7.661 | 8.427 | 9.173 | 9.88 | 10.633 | 11.359 | 12.083 | 12.803 | 13.563 | 14.433 | 15.339 | 16.179 | 17.001 | 17.822 | 18.64 | 19.459 | 20.278 | 21.097 | 21.915 | 22.734 | 23.553 | 24.371 | 25.19 | 26.009 | NPgN | GSP | NG FES - System Transformation | Total installed PV capacity - domestic (MW)
NG FES - System Transformation | Gen_BB013 | MW | NPgN | FOUR_1 | Total installed PV capacity - domestic (MW) | Fourstones | FOURSTONES | 2.087 | 2.153 | 2.219 | 2.298 | 2.444 | 2.632 | 2.859 | 3.082 | 3.299 | 3.505 | 3.723 | 3.934 | 4.145 | 4.355 | 4.576 | 4.829 | 5.092 | 5.337 | 5.576 | 5.814 | 6.052 | 6.291 | 6.529 | 6.767 | 7.005 | 7.243 | 7.481 | 7.719 | 7.957 | 8.195 | NPgN | GSP | NG FES - System Transformation | Total installed PV capacity - domestic (MW)
NG FES - System Transformation | Gen_BB013 | MW | NPgN | HARM_6 | Total installed PV capacity - domestic (MW) | Hart Moor | HARTMOOR | 5.979 | 6.258 | 6.54 | 6.877 | 7.5 | 8.301 | 9.267 | 10.216 | 11.141 | 12.017 | 12.949 | 13.848 | 14.746 | 15.638 | 16.579 | 17.658 | 18.78 | 19.821 | 20.84 | 21.856 | 22.871 | 23.885 | 24.899 | 25.914 | 26.928 | 27.943 | 28.957 | 29.971 | 30.986 | 32 | NPgN | GSP | NG FES - System Transformation | Total installed PV capacity - domestic (MW)
NG FES - System Transformation | Gen_BB013 | MW | NPgN | HAWP_6 | Total installed PV capacity - domestic (MW) | Hawthorn Pit | HAWTHORN PIT GRID | 9.376 | 9.743 | 10.114 | 10.556 | 11.373 | 12.426 | 13.694 | 14.941 | 16.155 | 17.305 | 18.53 | 19.711 | 20.89 | 22.061 | 23.298 | 24.714 | 26.188 | 27.555 | 28.893 | 30.228 | 31.56 | 32.893 | 34.225 | 35.557 | 36.889 | 38.222 | 39.554 | 40.886 | 42.218 | 43.551 | NPgN | GSP | NG FES - System Transformation | Total installed PV capacity - domestic (MW)
NG FES - System Transformation | Gen_BB013 | MW | NPgN | KNARE_111 | Total installed PV capacity - domestic (MW) | Knaresborough | KNARESBOROUGH | 8.973 | 9.546 | 10.123 | 10.813 | 12.088 | 13.729 | 15.707 | 17.65 | 19.543 | 21.337 | 23.247 | 25.088 | 26.927 | 28.752 | 30.681 | 32.889 | 35.188 | 37.319 | 39.405 | 41.487 | 43.564 | 45.641 | 47.718 | 49.796 | 51.873 | 53.95 | 56.027 | 58.105 | 60.182 | 62.259 | NPgN | GSP | NG FES - System Transformation | Total installed PV capacity - domestic (MW)
NG FES - System Transformation | Gen_BB013 | MW | NPgN | LACK_6 | Total installed PV capacity - domestic (MW) | Lackenby | LACKENBY | 10.525 | 11.078 | 11.634 | 12.299 | 13.529 | 15.112 | 17.019 | 18.893 | 20.718 | 22.448 | 24.29 | 26.065 | 27.839 | 29.599 | 31.458 | 33.588 | 35.804 | 37.86 | 39.871 | 41.879 | 43.882 | 45.885 | 47.888 | 49.891 | 51.894 | 53.898 | 55.901 | 57.904 | 59.907 | 61.91 | NPgN | GSP | NG FES - System Transformation | Total installed PV capacity - domestic (MW)
NG FES - System Transformation | Gen_BB013 | MW | NPgN | NORT_1 | Total installed PV capacity - domestic (MW) | Norton | NORTON | 29.932 | 31.375 | 32.83 | 34.567 | 37.778 | 41.913 | 46.894 | 51.79 | 56.558 | 61.077 | 65.888 | 70.524 | 75.157 | 79.755 | 84.612 | 90.176 | 95.965 | 101.334 | 106.588 | 111.832 | 117.064 | 122.296 | 127.529 | 132.761 | 137.994 | 143.226 | 148.458 | 153.691 | 158.923 | 164.156 | NPgN | GSP | NG FES - System Transformation | Total installed PV capacity - domestic (MW)
NG FES - System Transformation | Gen_BB013 | MW | NPgN | OFFE_3 | Total installed PV capacity - domestic (MW) | Offerton | OFFERTON | 5.192 | 5.38 | 5.57 | 5.797 | 6.215 | 6.754 | 7.404 | 8.042 | 8.664 | 9.253 | 9.88 | 10.485 | 11.089 | 11.689 | 12.322 | 13.047 | 13.802 | 14.502 | 15.187 | 15.871 | 16.553 | 17.236 | 17.918 | 18.6 | 19.282 | 19.965 | 20.647 | 21.329 | 22.011 | 22.693 | NPgN | GSP | NG FES - System Transformation | Total installed PV capacity - domestic (MW)
NG FES - System Transformation | Gen_BB013 | MW | NPgN | OSBA_1 | Total installed PV capacity - domestic (MW) | Osbaldwick | OSBALDWICK | 18.615 | 19.585 | 20.564 | 21.732 | 23.893 | 26.674 | 30.025 | 33.318 | 36.526 | 39.565 | 42.801 | 45.92 | 49.037 | 52.13 | 55.397 | 59.14 | 63.034 | 66.645 | 70.18 | 73.707 | 77.227 | 80.747 | 84.267 | 87.786 | 91.306 | 94.826 | 98.346 | 101.865 | 105.385 | 108.905 | NPgN | GSP | NG FES - System Transformation | Total installed PV capacity - domestic (MW)
NG FES - System Transformation | Gen_BB013 | MW | NPgN | POPP_3 | Total installed PV capacity - domestic (MW) | Poppleton | POPPLETON | 3.333 | 3.477 | 3.622 | 3.794 | 4.114 | 4.525 | 5.021 | 5.508 | 5.982 | 6.431 | 6.91 | 7.371 | 7.832 | 8.289 | 8.772 | 9.326 | 9.902 | 10.436 | 10.958 | 11.48 | 12 | 12.521 | 13.041 | 13.562 | 14.082 | 14.603 | 15.123 | 15.644 | 16.164 | 16.685 | NPgN | GSP | NG FES - System Transformation | Total installed PV capacity - domestic (MW)
NG FES - System Transformation | Gen_BB013 | MW | NPgN | SALH_1 | Total installed PV capacity - domestic (MW) | Saltholme | SALTHOLME | 0.159 | 0.166 | 0.173 | 0.181 | 0.195 | 0.214 | 0.237 | 0.259 | 0.281 | 0.302 | 0.324 | 0.345 | 0.366 | 0.387 | 0.409 | 0.434 | 0.461 | 0.485 | 0.509 | 0.533 | 0.557 | 0.581 | 0.605 | 0.629 | 0.653 | 0.677 | 0.701 | 0.724 | 0.748 | 0.772 | NPgN | GSP | NG FES - System Transformation | Total installed PV capacity - domestic (MW)
NG FES - System Transformation | Gen_BB013 | MW | NPgN | SSHI_3 | Total installed PV capacity - domestic (MW) | South Shields | SOUTH SHIELDS | 3.318 | 3.482 | 3.646 | 3.843 | 4.206 | 4.674 | 5.238 | 5.793 | 6.332 | 6.844 | 7.388 | 7.913 | 8.438 | 8.958 | 9.508 | 10.138 | 10.793 | 11.401 | 11.996 | 12.589 | 13.181 | 13.774 | 14.366 | 14.958 | 15.551 | 16.143 | 16.735 | 17.328 | 17.92 | 18.512 | NPgN | GSP | NG FES - System Transformation | Total installed PV capacity - domestic (MW)
NG FES - System Transformation | Gen_BB013 | MW | NPgN | KIELD01 and SPAD20 | Total installed PV capacity - domestic (MW) | 0 | SPADEADAM | 0.579 | 0.607 | 0.636 | 0.671 | 0.735 | 0.817 | 0.916 | 1.013 | 1.108 | 1.197 | 1.293 | 1.385 | 1.477 | 1.569 | 1.665 | 1.776 | 1.891 | 1.997 | 2.102 | 2.206 | 2.31 | 2.414 | 2.518 | 2.622 | 2.726 | 2.83 | 2.933 | 3.037 | 3.141 | 3.245 | NPgN | GSP | NG FES - System Transformation | Total installed PV capacity - domestic (MW)
NG FES - System Transformation | Gen_BB013 | MW | NPgN | SPEN_1 | Total installed PV capacity - domestic (MW) | Spennymoor | SPENNYMOOR | 17.961 | 18.794 | 19.633 | 20.636 | 22.489 | 24.876 | 27.75 | 30.576 | 33.328 | 35.936 | 38.713 | 41.388 | 44.062 | 46.716 | 49.519 | 52.731 | 56.072 | 59.17 | 62.203 | 65.229 | 68.249 | 71.269 | 74.289 | 77.309 | 80.329 | 83.349 | 86.369 | 89.388 | 92.408 | 95.428 | NPgN | GSP | NG FES - System Transformation | Total installed PV capacity - domestic (MW)
NG FES - System Transformation | Gen_BB013 | MW | NPgN | STEN_1 | Total installed PV capacity - domestic (MW) | Stella North | STELLA NORTH | 8.3 | 8.881 | 9.466 | 10.165 | 11.458 | 13.122 | 15.126 | 17.097 | 19.016 | 20.834 | 22.77 | 24.636 | 26.501 | 28.351 | 30.306 | 32.545 | 34.875 | 37.036 | 39.151 | 41.261 | 43.367 | 45.473 | 47.578 | 49.684 | 51.79 | 53.896 | 56.002 | 58.108 | 60.213 | 62.319 | NPgN | GSP | NG FES - System Transformation | Total installed PV capacity - domestic (MW)
NG FES - System Transformation | Gen_BB013 | MW | NPgN | STES_1 | Total installed PV capacity - domestic (MW) | Stella South | STELLA SOUTH | 11.684 | 12.186 | 12.693 | 13.297 | 14.415 | 15.854 | 17.588 | 19.293 | 20.953 | 22.526 | 24.2 | 25.814 | 27.427 | 29.028 | 30.719 | 32.655 | 34.671 | 36.54 | 38.369 | 40.194 | 42.016 | 43.837 | 45.659 | 47.48 | 49.302 | 51.123 | 52.945 | 54.766 | 56.587 | 58.409 | NPgN | GSP | NG FES - System Transformation | Total installed PV capacity - domestic (MW)
NG FES - System Transformation | Gen_BB013 | MW | NPgN | TYNE_1 | Total installed PV capacity - domestic (MW) | Tynemouth 1 | TYNEMOUTH | 8.979 | 9.482 | 9.989 | 10.595 | 11.714 | 13.155 | 14.891 | 16.598 | 18.26 | 19.835 | 21.512 | 23.128 | 24.743 | 26.345 | 28.038 | 29.978 | 31.995 | 33.867 | 35.698 | 37.526 | 39.35 | 41.173 | 42.997 | 44.821 | 46.645 | 48.469 | 50.292 | 52.116 | 53.94 | 55.764 | NPgN | GSP | NG FES - System Transformation | Total installed PV capacity - domestic (MW)
NG FES - System Transformation | Gen_BB013 | MW | NPgN | WBOL_6 | Total installed PV capacity - domestic (MW) | West Boldon | WEST BOLDON | 15.489 | 16.168 | 16.852 | 17.67 | 19.181 | 21.126 | 23.47 | 25.773 | 28.017 | 30.143 | 32.407 | 34.588 | 36.768 | 38.932 | 41.217 | 43.835 | 46.559 | 49.085 | 51.557 | 54.025 | 56.487 | 58.949 | 61.411 | 63.873 | 66.335 | 68.797 | 71.259 | 73.721 | 76.183 | 78.645 | NPgN | GSP | NG FES - System Transformation | Total installed PV capacity - domestic (MW)
NG FES - System Transformation | Gen_BB013 | MW | NPgN | BRAW_1 | Total installed PV capacity - domestic (MW) | Bradford West | BRADFORD WEST | 18.924 | 20.307 | 21.976 | 23.973 | 27.492 | 31.964 | 37.341 | 42.668 | 47.917 | 53.016 | 58.489 | 63.857 | 69.223 | 74.568 | 80.069 | 85.996 | 92.058 | 97.868 | 103.608 | 109.342 | 115.069 | 120.796 | 126.523 | 132.25 | 137.977 | 143.705 | 149.432 | 155.159 | 160.886 | 166.613 | NPgY | GSP | NG FES - System Transformation | Total installed PV capacity - domestic (MW)
NG FES - System Transformation | Gen_BB013 | MW | NPgN | CAMB_01 | Total installed PV capacity - domestic (MW) | Camblesforth | CAMBLESFORTH | 3.163 | 3.304 | 3.475 | 3.68 | 4.04 | 4.498 | 5.048 | 5.594 | 6.131 | 6.654 | 7.214 | 7.764 | 8.313 | 8.86 | 9.424 | 10.031 | 10.651 | 11.246 | 11.834 | 12.421 | 13.008 | 13.594 | 14.18 | 14.767 | 15.353 | 15.94 | 16.526 | 17.113 | 17.699 | 18.285 | NPgY | GSP | NG FES - System Transformation | Total installed PV capacity - domestic (MW)
NG FES - System Transformation | Gen_BB013 | MW | NPgN | CREB_1 | Total installed PV capacity - domestic (MW) | Creyke Beck | CREYKE BECK | 26.859 | 28.404 | 30.267 | 32.498 | 36.429 | 41.423 | 47.429 | 53.378 | 59.241 | 64.936 | 71.049 | 77.045 | 83.038 | 89.007 | 95.152 | 101.771 | 108.542 | 115.031 | 121.442 | 127.846 | 134.243 | 140.64 | 147.036 | 153.433 | 159.83 | 166.226 | 172.623 | 179.019 | 185.416 | 191.813 | NPgY | GSP | NG FES - System Transformation | Total installed PV capacity - domestic (MW)
NG FES - System Transformation | Gen_BB013 | MW | NPgN | DRAX_YEDL | Total installed PV capacity - domestic (MW) | Drax | DRAX | 0.841 | 1.018 | 1.232 | 1.488 | 1.939 | 2.511 | 3.2 | 3.883 | 4.555 | 5.208 | 5.909 | 6.597 | 7.284 | 7.969 | 8.674 | 9.433 | 10.209 | 10.954 | 11.689 | 12.423 | 13.157 | 13.891 | 14.624 | 15.358 | 16.092 | 16.825 | 17.559 | 18.292 | 19.026 | 19.76 | NPgY | GSP | NG FES - System Transformation | Total installed PV capacity - domestic (MW)
NG FES - System Transformation | Gen_BB013 | MW | NPgN | ELLA_1 | Total installed PV capacity - domestic (MW) | Elland | ELLAND | 19.163 | 20.201 | 21.453 | 22.952 | 25.594 | 28.95 | 32.986 | 36.983 | 40.923 | 44.75 | 48.858 | 52.887 | 56.914 | 60.925 | 65.054 | 69.502 | 74.052 | 78.413 | 82.721 | 87.024 | 91.323 | 95.621 | 99.919 | 104.218 | 108.516 | 112.814 | 117.113 | 121.411 | 125.71 | 130.008 | NPgY | GSP | NG FES - System Transformation | Total installed PV capacity - domestic (MW)
NG FES - System Transformation | Gen_BB013 | MW | NPgN | FERRA2 | Total installed PV capacity - domestic (MW) | Ferrybridge A | FERRYBRIDGE A | 9.022 | 9.354 | 9.753 | 10.232 | 11.074 | 12.145 | 13.433 | 14.709 | 15.967 | 17.188 | 18.499 | 19.785 | 21.07 | 22.35 | 23.668 | 25.087 | 26.539 | 27.931 | 29.305 | 30.679 | 32.051 | 33.422 | 34.794 | 36.166 | 37.538 | 38.909 | 40.281 | 41.653 | 43.025 | 44.396 | NPgY | GSP | NG FES - System Transformation | Total installed PV capacity - domestic (MW)
NG FES - System Transformation | Gen_BB013 | MW | NPgN | FERRB9 | Total installed PV capacity - domestic (MW) | Ferrybridge B (_M) | FERRYBRIDGE B | 15.624 | 16.353 | 17.232 | 18.285 | 20.14 | 22.497 | 25.332 | 28.14 | 30.907 | 33.595 | 36.48 | 39.31 | 42.138 | 44.956 | 47.856 | 50.98 | 54.176 | 57.238 | 60.264 | 63.286 | 66.305 | 69.324 | 72.343 | 75.363 | 78.381 | 81.4 | 84.419 | 87.438 | 90.457 | 93.476 | NPgY | GSP | NG FES - System Transformation | Total installed PV capacity - domestic (MW)
NG FES - System Transformation | Gen_BB013 | MW | NPgN | GRIW_1 | Total installed PV capacity - domestic (MW) | Grimsby West | GRIMSBY WEST | 10.859 | 11.395 | 12.041 | 12.814 | 14.177 | 15.908 | 17.99 | 20.053 | 22.085 | 24.06 | 26.179 | 28.258 | 30.335 | 32.405 | 34.535 | 36.83 | 39.177 | 41.427 | 43.649 | 45.87 | 48.087 | 50.305 | 52.522 | 54.74 | 56.958 | 59.175 | 61.393 | 63.61 | 65.828 | 68.046 | NPgY | GSP | NG FES - System Transformation | Total installed PV capacity - domestic (MW)
NG FES - System Transformation | Gen_BB013 | MW | NPgN | JORD_3 | Total installed PV capacity - domestic (MW) | Jordanthorpe | JORDANTHORPE | 3.237 | 3.4 | 3.595 | 3.829 | 4.241 | 4.765 | 5.396 | 6.02 | 6.635 | 7.232 | 7.874 | 8.503 | 9.131 | 9.758 | 10.402 | 11.097 | 11.807 | 12.488 | 13.161 | 13.832 | 14.503 | 15.175 | 15.846 | 16.517 | 17.188 | 17.859 | 18.53 | 19.201 | 19.872 | 20.543 | NPgY | GSP | NG FES - System Transformation | Total installed PV capacity - domestic (MW)
NG FES - System Transformation | Gen_BB013 | MW | NPgN | KEAD_YEDL | Total installed PV capacity - domestic (MW) | Keadby | KEADBY | 28.753 | 29.49 | 30.378 | 31.441 | 33.315 | 35.695 | 38.558 | 41.393 | 44.187 | 46.902 | 49.815 | 52.673 | 55.529 | 58.375 | 61.303 | 64.458 | 67.685 | 70.778 | 73.834 | 76.886 | 79.935 | 82.984 | 86.032 | 89.081 | 92.13 | 95.179 | 98.227 | 101.276 | 104.325 | 107.374 | NPgY | GSP | NG FES - System Transformation | Total installed PV capacity - domestic (MW)
NG FES - System Transformation | Gen_BB013 | MW | NPgN | KIRKB1 | Total installed PV capacity - domestic (MW) | Kirkstall B | KIRKSTALL B | 8.629 | 9.211 | 9.913 | 10.754 | 12.236 | 14.118 | 16.382 | 18.624 | 20.834 | 22.98 | 25.284 | 27.544 | 29.803 | 32.053 | 34.368 | 36.863 | 39.416 | 41.861 | 44.277 | 46.691 | 49.102 | 51.513 | 53.924 | 56.335 | 58.746 | 61.157 | 63.568 | 65.979 | 68.389 | 70.8 | NPgY | GSP | NG FES - System Transformation | Total installed PV capacity - domestic (MW)
NG FES - System Transformation | Gen_BB013 | MW | NPgN | NEEP_3 | Total installed PV capacity - domestic (MW) | Neepsend | NEEPSEND | 3.426 | 3.683 | 3.992 | 4.363 | 5.016 | 5.845 | 6.842 | 7.83 | 8.804 | 9.75 | 10.765 | 11.76 | 12.756 | 13.747 | 14.767 | 15.866 | 16.991 | 18.068 | 19.133 | 20.197 | 21.259 | 22.321 | 23.383 | 24.446 | 25.508 | 26.57 | 27.632 | 28.694 | 29.757 | 30.819 | NPgY | GSP | NG FES - System Transformation | Total installed PV capacity - domestic (MW)
NG FES - System Transformation | Gen_BB013 | MW | NPgN | NORL_3 | Total installed PV capacity - domestic (MW) | Norton Lees | NORTON LEES | 3.427 | 3.686 | 3.997 | 4.369 | 5.026 | 5.86 | 6.864 | 7.857 | 8.837 | 9.788 | 10.809 | 11.811 | 12.812 | 13.809 | 14.836 | 15.941 | 17.073 | 18.156 | 19.227 | 20.297 | 21.366 | 22.434 | 23.503 | 24.572 | 25.64 | 26.709 | 27.777 | 28.846 | 29.914 | 30.983 | NPgY | GSP | NG FES - System Transformation | Total installed PV capacity - domestic (MW)
NG FES - System Transformation | Gen_BB013 | MW | NPgN | PITS_BB_B | Total installed PV capacity - domestic (MW) | Pitsmoor | PITSMOOR 3/4 | 0.839 | 0.949 | 1.082 | 1.24 | 1.52 | 1.875 | 2.301 | 2.724 | 3.141 | 3.546 | 3.98 | 4.406 | 4.832 | 5.257 | 5.693 | 6.164 | 6.645 | 7.106 | 7.562 | 8.017 | 8.472 | 8.926 | 9.381 | 9.836 | 10.29 | 10.745 | 11.2 | 11.654 | 12.109 | 12.563 | NPgY | GSP | NG FES - System Transformation | Total installed PV capacity - domestic (MW)
NG FES - System Transformation | Gen_BB013 | MW | NPgN | SALT_1 | Total installed PV capacity - domestic (MW) | Saltend North | SALTEND NORTH | 3.832 | 4.034 | 4.277 | 4.568 | 5.081 | 5.732 | 6.516 | 7.292 | 8.057 | 8.8 | 9.597 | 10.38 | 11.162 | 11.94 | 12.742 | 13.605 | 14.489 | 15.335 | 16.172 | 17.007 | 17.842 | 18.676 | 19.511 | 20.345 | 21.18 | 22.014 | 22.849 | 23.683 | 24.518 | 25.352 | NPgY | GSP | NG FES - System Transformation | Total installed PV capacity - domestic (MW)
NG FES - System Transformation | Gen_BB013 | MW | NPgN | SHEC_3 | Total installed PV capacity - domestic (MW) | Sheffield City | SHEFFIELD CITY | 1.231 | 1.366 | 1.529 | 1.724 | 2.067 | 2.504 | 3.029 | 3.549 | 4.061 | 4.558 | 5.093 | 5.616 | 6.14 | 6.662 | 7.199 | 7.777 | 8.369 | 8.936 | 9.496 | 10.055 | 10.614 | 11.173 | 11.732 | 12.291 | 12.85 | 13.409 | 13.968 | 14.527 | 15.086 | 15.645 | NPgY | GSP | NG FES - System Transformation | Total installed PV capacity - domestic (MW)
NG FES - System Transformation | Gen_BB013 | MW | NPgN | SKLGB1 | Total installed PV capacity - domestic (MW) | Skelton Grange | SKELTON GRANGE | 21.125 | 22.625 | 24.435 | 26.601 | 30.418 | 35.268 | 41.101 | 46.878 | 52.572 | 58.102 | 64.038 | 69.86 | 75.681 | 81.478 | 87.444 | 93.873 | 100.448 | 106.749 | 112.975 | 119.194 | 125.406 | 131.618 | 137.83 | 144.041 | 150.253 | 156.465 | 162.677 | 168.889 | 175.1 | 181.312 | NPgY | GSP | NG FES - System Transformation | Total installed PV capacity - domestic (MW)
NG FES - System Transformation | Gen_BB013 | MW | NPgN | TEMP_3 | Total installed PV capacity - domestic (MW) | Templeborough | TEMPLEBOROUGH 275/33KV | 0.358 | 0.378 | 0.403 | 0.432 | 0.483 | 0.548 | 0.626 | 0.704 | 0.78 | 0.855 | 0.934 | 1.012 | 1.09 | 1.168 | 1.248 | 1.335 | 1.423 | 1.507 | 1.591 | 1.675 | 1.758 | 1.841 | 1.925 | 2.008 | 2.091 | 2.175 | 2.258 | 2.341 | 2.425 | 2.508 | NPgY | GSP | NG FES - System Transformation | Total installed PV capacity - domestic (MW)
NG FES - System Transformation | Gen_BB013 | MW | NPgN | THUR_6 | Total installed PV capacity - domestic (MW) | Thurcroft | THURCROFT | 19.225 | 19.758 | 20.4 | 21.168 | 22.523 | 24.244 | 26.313 | 28.363 | 30.383 | 32.346 | 34.452 | 36.518 | 38.583 | 40.64 | 42.757 | 45.038 | 47.371 | 49.607 | 51.816 | 54.022 | 56.226 | 58.431 | 60.635 | 62.839 | 65.043 | 67.247 | 69.451 | 71.655 | 73.859 | 76.063 | NPgY | GSP | NG FES - System Transformation | Total installed PV capacity - domestic (MW)
NG FES - System Transformation | Gen_BB013 | MW | NPgN | WMEL_THOM | Total installed PV capacity - domestic (MW) | Thorpe Marsh | WEST MELTON / THORPE MARSH | 29.666 | 30.738 | 32.03 | 33.578 | 36.305 | 39.77 | 43.937 | 48.065 | 52.133 | 56.084 | 60.325 | 64.485 | 68.643 | 72.784 | 77.047 | 81.64 | 86.338 | 90.84 | 95.288 | 99.731 | 104.169 | 108.607 | 113.045 | 117.483 | 121.921 | 126.359 | 130.797 | 135.235 | 139.673 | 144.111 | NPgY | GSP | NG FES - System Transformation | Total installed PV capacity - domestic (MW)
NG FES - System Transformation | Gen_BB013 | MW | NPgN | WMEL_BB3 | Total installed PV capacity - domestic (MW) | West Melton | WEST MELTON SECTION 3 | 25.975 | 26.924 | 28.069 | 29.44 | 31.855 | 34.924 | 38.615 | 42.27 | 45.873 | 49.373 | 53.129 | 56.813 | 60.496 | 64.164 | 67.94 | 72.007 | 76.168 | 80.155 | 84.095 | 88.03 | 91.961 | 95.891 | 99.822 | 103.752 | 107.683 | 111.614 | 115.544 | 119.475 | 123.406 | 127.336 | NPgY | GSP | NG FES - System Transformation | Total installed PV capacity - domestic (MW)
NG FES - System Transformation | Gen_BB013 | MW | NPgN | WIBA_3 | Total installed PV capacity - domestic (MW) | Wincobank | WINCOBANK | 1.008 | 1.05 | 1.102 | 1.163 | 1.271 | 1.408 | 1.573 | 1.737 | 1.898 | 2.054 | 2.222 | 2.387 | 2.552 | 2.716 | 2.885 | 3.066 | 3.253 | 3.431 | 3.607 | 3.783 | 3.959 | 4.135 | 4.31 | 4.486 | 4.662 | 4.838 | 5.013 | 5.189 | 5.365 | 5.541 | NPgY | GSP | NG FES - System Transformation | Total installed PV capacity - domestic (MW)
NG FES - Consumer Transformation | Dem_BB006 | GWh | NPgN | BLYTB1 | EV - cars & vans (GWh) | Blyth 66kV | BLYTH 66kV | 3.27 | 5.32 | 8.8 | 14.77 | 24.48 | 40.07 | 54.28 | 71.85 | 92.68 | 116.47 | 145.03 | 175.32 | 205.32 | 232.16 | 256.15 | 274.13 | 286.33 | 294.57 | 299.31 | 302.06 | 301.79 | 300.31 | 298.48 | 296.34 | 293.92 | 291.07 | 287.78 | 284.33 | 280.48 | 276.23 | NPgN | GSP | NG FES - Consumer Transformation | EV - cars & vans (GWh)
NG FES - Consumer Transformation | Dem_BB006 | GWh | NPgN | BLYTH132 | EV - cars & vans (GWh) | Blyth 132kV | BLYTH 132kV | 2.11 | 3.21 | 4.95 | 7.72 | 11.84 | 17.86 | 22.65 | 28.64 | 35.83 | 44.16 | 54.34 | 65.27 | 76.26 | 86.24 | 95.14 | 102.23 | 107 | 110.06 | 111.74 | 112.7 | 112.55 | 112.07 | 111.47 | 110.75 | 109.92 | 108.94 | 107.81 | 106.64 | 105.33 | 103.88 | NPgN | GSP | NG FES - Consumer Transformation | EV - cars & vans (GWh)
NG FES - Consumer Transformation | Dem_BB006 | GWh | NPgN | FOUR_1 | EV - cars & vans (GWh) | Fourstones | FOURSTONES | 0.45 | 0.69 | 1.13 | 1.83 | 2.94 | 4.69 | 6.23 | 8.17 | 10.52 | 13.25 | 16.64 | 20.29 | 23.98 | 27.36 | 30.36 | 32.84 | 34.49 | 35.52 | 36.08 | 36.39 | 36.33 | 36.18 | 36.01 | 35.79 | 35.54 | 35.24 | 34.89 | 34.54 | 34.14 | 33.7 | NPgN | GSP | NG FES - Consumer Transformation | EV - cars & vans (GWh)
NG FES - Consumer Transformation | Dem_BB006 | GWh | NPgN | HARM_6 | EV - cars & vans (GWh) | Hart Moor | HARTMOOR | 1.42 | 2.31 | 3.88 | 6.57 | 11.01 | 18.22 | 24.89 | 33.16 | 42.98 | 54.24 | 67.81 | 82.24 | 96.57 | 109.44 | 120.93 | 129.67 | 135.58 | 139.53 | 141.77 | 143.07 | 142.92 | 142.25 | 141.4 | 140.41 | 139.29 | 137.97 | 136.44 | 134.84 | 133.06 | 131.09 | NPgN | GSP | NG FES - Consumer Transformation | EV - cars & vans (GWh)
NG FES - Consumer Transformation | Dem_BB006 | GWh | NPgN | HAWP_6 | EV - cars & vans (GWh) | Hawthorn Pit | HAWTHORN PIT GRID | 2 | 3.24 | 5.31 | 8.85 | 14.57 | 23.67 | 31.88 | 42.02 | 54.03 | 67.74 | 84.17 | 101.58 | 118.81 | 134.2 | 147.97 | 158.23 | 165.2 | 169.93 | 172.66 | 174.25 | 174.1 | 173.23 | 172.17 | 170.92 | 169.52 | 167.86 | 165.95 | 163.95 | 161.71 | 159.24 | NPgN | GSP | NG FES - Consumer Transformation | EV - cars & vans (GWh)
NG FES - Consumer Transformation | Dem_BB006 | GWh | NPgN | KNARE_111 | EV - cars & vans (GWh) | Knaresborough | KNARESBOROUGH | 4.13 | 6.47 | 10.42 | 16.95 | 27.24 | 43.26 | 57.29 | 74.76 | 95.65 | 119.76 | 149.07 | 180.42 | 211.77 | 240.14 | 265.43 | 285.25 | 298.6 | 307.29 | 312.13 | 314.9 | 314.51 | 313.11 | 311.38 | 309.3 | 306.94 | 304.14 | 300.92 | 297.56 | 293.8 | 289.66 | NPgN | GSP | NG FES - Consumer Transformation | EV - cars & vans (GWh)
NG FES - Consumer Transformation | Dem_BB006 | GWh | NPgN | LACK_6 | EV - cars & vans (GWh) | Lackenby | LACKENBY | 2.12 | 3.55 | 6.14 | 10.7 | 18.37 | 31.09 | 43.18 | 58.15 | 75.91 | 96.22 | 120.64 | 146.55 | 172.23 | 195.24 | 215.79 | 231.29 | 241.79 | 248.85 | 252.89 | 255.22 | 254.99 | 253.75 | 252.22 | 250.43 | 248.41 | 246.02 | 243.26 | 240.37 | 237.15 | 233.58 | NPgN | GSP | NG FES - Consumer Transformation | EV - cars & vans (GWh)
NG FES - Consumer Transformation | Dem_BB006 | GWh | NPgN | NORT_1 | EV - cars & vans (GWh) | Norton | NORTON | 7.86 | 12.92 | 21.9 | 37.47 | 63.3 | 105.59 | 145.1 | 194.07 | 252.26 | 318.96 | 399.32 | 484.73 | 569.56 | 645.72 | 713.73 | 765.44 | 800.43 | 823.78 | 837.07 | 844.75 | 843.9 | 839.89 | 834.92 | 829.07 | 822.45 | 814.62 | 805.6 | 796.15 | 785.61 | 773.97 | NPgN | GSP | NG FES - Consumer Transformation | EV - cars & vans (GWh)
NG FES - Consumer Transformation | Dem_BB006 | GWh | NPgN | OFFE_3 | EV - cars & vans (GWh) | Offerton | OFFERTON | 0.95 | 1.54 | 2.58 | 4.36 | 7.28 | 12 | 16.36 | 21.76 | 28.18 | 35.54 | 44.43 | 53.88 | 63.27 | 71.71 | 79.25 | 85 | 88.88 | 91.47 | 92.94 | 93.79 | 93.69 | 93.25 | 92.7 | 92.06 | 91.33 | 90.46 | 89.46 | 88.42 | 87.26 | 85.97 | NPgN | GSP | NG FES - Consumer Transformation | EV - cars & vans (GWh)
NG FES - Consumer Transformation | Dem_BB006 | GWh | NPgN | OSBA_1 | EV - cars & vans (GWh) | Osbaldwick | OSBALDWICK | 7.66 | 11.85 | 18.78 | 30.08 | 47.54 | 74.18 | 96.87 | 125.2 | 159.15 | 198.44 | 246.42 | 297.85 | 349.43 | 396.28 | 438 | 471.11 | 493.37 | 507.71 | 515.63 | 520.14 | 519.45 | 517.2 | 514.42 | 511.07 | 507.23 | 502.68 | 497.46 | 492.04 | 485.94 | 479.24 | NPgN | GSP | NG FES - Consumer Transformation | EV - cars & vans (GWh)
NG FES - Consumer Transformation | Dem_BB006 | GWh | NPgN | POPP_3 | EV - cars & vans (GWh) | Poppleton | POPPLETON | 1.27 | 1.97 | 3.09 | 4.93 | 7.75 | 12 | 15.57 | 20.01 | 25.32 | 31.43 | 38.84 | 46.77 | 54.68 | 61.83 | 68.21 | 73.17 | 76.52 | 78.71 | 79.94 | 80.65 | 80.55 | 80.19 | 79.73 | 79.2 | 78.58 | 77.86 | 77.02 | 76.15 | 75.18 | 74.11 | NPgN | GSP | NG FES - Consumer Transformation | EV - cars & vans (GWh)
NG FES - Consumer Transformation | Dem_BB006 | GWh | NPgN | SALH_1 | EV - cars & vans (GWh) | Saltholme | SALTHOLME | 0.05 | 0.07 | 0.12 | 0.21 | 0.35 | 0.59 | 0.81 | 1.09 | 1.43 | 1.83 | 2.34 | 2.88 | 3.43 | 3.95 | 4.4 | 4.78 | 5.04 | 5.2 | 5.28 | 5.32 | 5.31 | 5.29 | 5.27 | 5.24 | 5.21 | 5.16 | 5.12 | 5.07 | 5.01 | 4.95 | NPgN | GSP | NG FES - Consumer Transformation | EV - cars & vans (GWh)
NG FES - Consumer Transformation | Dem_BB006 | GWh | NPgN | SSHI_3 | EV - cars & vans (GWh) | South Shields | SOUTH SHIELDS | 0.93 | 1.5 | 2.49 | 4.17 | 6.91 | 11.31 | 15.33 | 20.34 | 26.32 | 33.21 | 41.56 | 50.47 | 59.37 | 67.41 | 74.57 | 80.15 | 83.9 | 86.37 | 87.74 | 88.53 | 88.43 | 88.03 | 87.53 | 86.94 | 86.27 | 85.48 | 84.56 | 83.61 | 82.54 | 81.36 | NPgN | GSP | NG FES - Consumer Transformation | EV - cars & vans (GWh)
NG FES - Consumer Transformation | Dem_BB006 | GWh | NPgN | KIELD01 and SPAD20 | EV - cars & vans (GWh) | 0 | SPADEADAM | 0.14 | 0.22 | 0.38 | 0.64 | 1.07 | 1.76 | 2.41 | 3.23 | 4.21 | 5.35 | 6.76 | 8.27 | 9.8 | 11.2 | 12.44 | 13.45 | 14.13 | 14.55 | 14.78 | 14.91 | 14.89 | 14.83 | 14.76 | 14.66 | 14.56 | 14.44 | 14.29 | 14.14 | 13.98 | 13.8 | NPgN | GSP | NG FES - Consumer Transformation | EV - cars & vans (GWh)
NG FES - Consumer Transformation | Dem_BB006 | GWh | NPgN | SPEN_1 | EV - cars & vans (GWh) | Spennymoor | SPENNYMOOR | 5.08 | 8.12 | 13.31 | 22.09 | 36.21 | 58.66 | 78.87 | 103.96 | 133.81 | 168.09 | 209.51 | 253.6 | 297.48 | 336.98 | 372.23 | 399.25 | 417.52 | 429.63 | 436.48 | 440.43 | 439.96 | 437.91 | 435.36 | 432.35 | 428.94 | 424.9 | 420.25 | 415.39 | 409.96 | 403.96 | NPgN | GSP | NG FES - Consumer Transformation | EV - cars & vans (GWh)
NG FES - Consumer Transformation | Dem_BB006 | GWh | NPgN | STEN_1 | EV - cars & vans (GWh) | Stella North | STELLA NORTH | 3.46 | 5.48 | 9.03 | 14.99 | 24.59 | 39.91 | 53.76 | 71.04 | 91.72 | 115.6 | 144.68 | 175.79 | 206.93 | 235.14 | 260.28 | 280.08 | 293.4 | 302.03 | 306.82 | 309.55 | 309.16 | 307.8 | 306.12 | 304.1 | 301.79 | 299.06 | 295.92 | 292.65 | 288.98 | 284.95 | NPgN | GSP | NG FES - Consumer Transformation | EV - cars & vans (GWh)
NG FES - Consumer Transformation | Dem_BB006 | GWh | NPgN | STES_1 | EV - cars & vans (GWh) | Stella South | STELLA SOUTH | 3.13 | 4.97 | 8.05 | 13.21 | 21.42 | 34.31 | 45.73 | 59.92 | 76.82 | 96.25 | 119.76 | 144.81 | 169.76 | 192.25 | 212.32 | 227.78 | 238.23 | 245.12 | 249.01 | 251.25 | 250.97 | 249.81 | 248.37 | 246.67 | 244.73 | 242.44 | 239.81 | 237.06 | 233.98 | 230.58 | NPgN | GSP | NG FES - Consumer Transformation | EV - cars & vans (GWh)
NG FES - Consumer Transformation | Dem_BB006 | GWh | NPgN | TYNE_1 | EV - cars & vans (GWh) | Tynemouth 1 | TYNEMOUTH | 2.64 | 4.29 | 7.17 | 12.12 | 20.25 | 33.4 | 45.52 | 60.54 | 78.39 | 98.86 | 123.53 | 149.76 | 175.81 | 199.21 | 220.1 | 236 | 246.75 | 253.93 | 258.01 | 260.37 | 260.11 | 258.87 | 257.34 | 255.54 | 253.5 | 251.09 | 248.31 | 245.4 | 242.16 | 238.57 | NPgN | GSP | NG FES - Consumer Transformation | EV - cars & vans (GWh)
NG FES - Consumer Transformation | Dem_BB006 | GWh | NPgN | WBOL_6 | EV - cars & vans (GWh) | West Boldon | WEST BOLDON | 3.73 | 6.01 | 9.91 | 16.56 | 27.34 | 44.58 | 60.23 | 79.63 | 102.68 | 129.11 | 160.96 | 194.83 | 228.47 | 258.69 | 285.68 | 306.2 | 320.1 | 329.37 | 334.64 | 337.69 | 337.35 | 335.74 | 333.76 | 331.42 | 328.78 | 325.65 | 322.05 | 318.27 | 314.06 | 309.41 | NPgN | GSP | NG FES - Consumer Transformation | EV - cars & vans (GWh)
NG FES - Consumer Transformation | Dem_BB006 | GWh | NPgN | BRAW_1 | EV - cars & vans (GWh) | Bradford West | BRADFORD WEST | 8.87 | 16.87 | 26.51 | 40.4 | 59.73 | 86.5 | 121.16 | 164.34 | 215.89 | 275.29 | 347.43 | 424.41 | 501.28 | 570.75 | 632.63 | 680.96 | 713.51 | 734.75 | 746.62 | 753.41 | 752.5 | 749.13 | 744.95 | 739.95 | 734.27 | 727.53 | 719.79 | 711.72 | 702.68 | 692.72 | NPgY | GSP | NG FES - Consumer Transformation | EV - cars & vans (GWh)
NG FES - Consumer Transformation | Dem_BB006 | GWh | NPgN | CAMB_01 | EV - cars & vans (GWh) | Camblesforth | CAMBLESFORTH | 0.98 | 1.81 | 2.7 | 3.95 | 5.63 | 7.86 | 10.72 | 14.28 | 18.53 | 23.41 | 29.33 | 35.64 | 41.93 | 47.61 | 52.67 | 56.59 | 59.23 | 60.97 | 61.95 | 62.51 | 62.44 | 62.15 | 61.8 | 61.38 | 60.9 | 60.34 | 59.69 | 59.01 | 58.25 | 57.41 | NPgY | GSP | NG FES - Consumer Transformation | EV - cars & vans (GWh)
NG FES - Consumer Transformation | Dem_BB006 | GWh | NPgN | CREB_1 | EV - cars & vans (GWh) | Creyke Beck | CREYKE BECK | 13.9 | 25.23 | 36.62 | 52.25 | 72.52 | 98.79 | 132.25 | 173.89 | 223.63 | 280.93 | 350.52 | 424.83 | 499.06 | 566.14 | 625.95 | 672.59 | 704.03 | 724.58 | 736.07 | 742.64 | 741.76 | 738.42 | 734.29 | 729.35 | 723.73 | 717.08 | 709.42 | 701.45 | 692.52 | 682.67 | NPgY | GSP | NG FES - Consumer Transformation | EV - cars & vans (GWh)
NG FES - Consumer Transformation | Dem_BB006 | GWh | NPgN | DRAX_YEDL | EV - cars & vans (GWh) | Drax | DRAX | 1.25 | 2.33 | 3.52 | 5.19 | 7.45 | 10.49 | 14.39 | 19.24 | 25.03 | 31.68 | 39.73 | 48.3 | 56.85 | 64.55 | 71.43 | 76.73 | 80.31 | 82.67 | 84 | 84.76 | 84.67 | 84.28 | 83.8 | 83.22 | 82.57 | 81.81 | 80.92 | 80 | 78.96 | 77.82 | NPgY | GSP | NG FES - Consumer Transformation | EV - cars & vans (GWh)
NG FES - Consumer Transformation | Dem_BB006 | GWh | NPgN | ELLA_1 | EV - cars & vans (GWh) | Elland | ELLAND | 7.67 | 14.5 | 22.34 | 33.56 | 48.99 | 70.08 | 97.29 | 131.14 | 171.5 | 217.93 | 274.17 | 334.13 | 393.91 | 447.82 | 495.89 | 533.13 | 558.25 | 574.75 | 584.02 | 589.34 | 588.67 | 585.98 | 582.65 | 578.69 | 574.19 | 568.86 | 562.73 | 556.34 | 549.18 | 541.29 | NPgY | GSP | NG FES - Consumer Transformation | EV - cars & vans (GWh)
NG FES - Consumer Transformation | Dem_BB006 | GWh | NPgN | FERRA2 | EV - cars & vans (GWh) | Ferrybridge A | FERRYBRIDGE A | 3.07 | 5.73 | 8.4 | 12.16 | 17.13 | 23.64 | 31.94 | 42.2 | 54.35 | 68.22 | 84.84 | 102.46 | 119.89 | 135.48 | 149.42 | 159.81 | 166.87 | 171.66 | 174.42 | 176.02 | 175.87 | 175 | 173.92 | 172.67 | 171.25 | 169.58 | 167.66 | 165.63 | 163.38 | 160.88 | NPgY | GSP | NG FES - Consumer Transformation | EV - cars & vans (GWh)
NG FES - Consumer Transformation | Dem_BB006 | GWh | NPgN | FERRB9 | EV - cars & vans (GWh) | Ferrybridge B (_M) | FERRYBRIDGE B | 6.64 | 12.45 | 18.63 | 27.42 | 39.24 | 55.04 | 75.31 | 100.44 | 130.3 | 164.53 | 205.8 | 249.66 | 293.23 | 332.37 | 367.31 | 393.91 | 411.9 | 423.9 | 430.73 | 434.67 | 434.23 | 432.17 | 429.62 | 426.61 | 423.21 | 419.18 | 414.55 | 409.69 | 404.28 | 398.29 | NPgY | GSP | NG FES - Consumer Transformation | EV - cars & vans (GWh)
NG FES - Consumer Transformation | Dem_BB006 | GWh | NPgN | GRIW_1 | EV - cars & vans (GWh) | Grimsby West | GRIMSBY WEST | 4.24 | 7.8 | 11.42 | 16.46 | 23.09 | 31.76 | 42.83 | 56.56 | 72.92 | 91.69 | 114.38 | 138.54 | 162.58 | 184.22 | 203.54 | 218.36 | 228.37 | 235 | 238.76 | 240.92 | 240.66 | 239.54 | 238.15 | 236.5 | 234.64 | 232.43 | 229.89 | 227.23 | 224.26 | 220.99 | NPgY | GSP | NG FES - Consumer Transformation | EV - cars & vans (GWh)
NG FES - Consumer Transformation | Dem_BB006 | GWh | NPgN | JORD_3 | EV - cars & vans (GWh) | Jordanthorpe | JORDANTHORPE | 2.22 | 4.07 | 5.8 | 8.19 | 11.23 | 15.08 | 19.96 | 25.98 | 33.11 | 41.25 | 51 | 61.33 | 71.56 | 80.69 | 88.87 | 94.96 | 99.09 | 101.9 | 103.52 | 104.47 | 104.38 | 103.86 | 103.22 | 102.47 | 101.63 | 100.64 | 99.49 | 98.29 | 96.95 | 95.46 | NPgY | GSP | NG FES - Consumer Transformation | EV - cars & vans (GWh)
NG FES - Consumer Transformation | Dem_BB006 | GWh | NPgN | KEAD_YEDL | EV - cars & vans (GWh) | Keadby | KEADBY | 11.51 | 20.44 | 28.41 | 38.95 | 51.8 | 67.38 | 86.87 | 111.11 | 140.01 | 173.3 | 213.66 | 256.77 | 299.8 | 338.65 | 373.33 | 400.22 | 418.37 | 430.29 | 436.99 | 440.83 | 440.33 | 438.32 | 435.83 | 432.87 | 429.51 | 425.52 | 420.94 | 416.16 | 410.81 | 404.91 | NPgY | GSP | NG FES - Consumer Transformation | EV - cars & vans (GWh)
NG FES - Consumer Transformation | Dem_BB006 | GWh | NPgN | KIRKB1 | EV - cars & vans (GWh) | Kirkstall B | KIRKSTALL B | 5.63 | 10.62 | 16.07 | 23.86 | 34.43 | 48.7 | 67.04 | 89.78 | 116.82 | 147.82 | 185.22 | 224.98 | 264.49 | 300 | 331.69 | 355.87 | 372.22 | 383.1 | 389.28 | 392.85 | 392.45 | 390.59 | 388.29 | 385.59 | 382.52 | 378.89 | 374.72 | 370.35 | 365.47 | 360.07 | NPgY | GSP | NG FES - Consumer Transformation | EV - cars & vans (GWh)
NG FES - Consumer Transformation | Dem_BB006 | GWh | NPgN | NEEP_3 | EV - cars & vans (GWh) | Neepsend | NEEPSEND | 2.54 | 4.65 | 6.8 | 9.78 | 13.69 | 18.81 | 25.34 | 33.46 | 43.13 | 54.27 | 67.75 | 82.13 | 96.47 | 109.4 | 120.93 | 129.86 | 135.88 | 139.84 | 142.07 | 143.35 | 143.19 | 142.53 | 141.72 | 140.75 | 139.66 | 138.36 | 136.86 | 135.3 | 133.56 | 131.64 | NPgY | GSP | NG FES - Consumer Transformation | EV - cars & vans (GWh)
NG FES - Consumer Transformation | Dem_BB006 | GWh | NPgN | NORL_3 | EV - cars & vans (GWh) | Norton Lees | NORTON LEES | 2.88 | 5.24 | 7.47 | 10.54 | 14.45 | 19.42 | 25.7 | 33.49 | 42.73 | 53.32 | 66.07 | 79.62 | 93.08 | 105.16 | 115.96 | 124.14 | 129.68 | 133.39 | 135.5 | 136.73 | 136.59 | 135.94 | 135.13 | 134.18 | 133.1 | 131.83 | 130.36 | 128.82 | 127.11 | 125.22 | NPgY | GSP | NG FES - Consumer Transformation | EV - cars & vans (GWh)
NG FES - Consumer Transformation | Dem_BB006 | GWh | NPgN | PITS_BB_B | EV - cars & vans (GWh) | Pitsmoor | PITSMOOR 3/4 | 1.07 | 1.96 | 2.89 | 4.18 | 5.89 | 8.14 | 11.02 | 14.61 | 18.9 | 23.85 | 29.86 | 36.29 | 42.72 | 48.54 | 53.72 | 57.78 | 60.52 | 62.3 | 63.29 | 63.85 | 63.78 | 63.49 | 63.14 | 62.72 | 62.24 | 61.67 | 61.02 | 60.34 | 59.58 | 58.74 | NPgY | GSP | NG FES - Consumer Transformation | EV - cars & vans (GWh)
NG FES - Consumer Transformation | Dem_BB006 | GWh | NPgN | SALT_1 | EV - cars & vans (GWh) | Saltend North | SALTEND NORTH | 1.79 | 3.27 | 4.71 | 6.7 | 9.27 | 12.57 | 16.76 | 21.97 | 28.16 | 35.27 | 43.87 | 53.02 | 62.13 | 70.32 | 77.64 | 83.25 | 87.04 | 89.56 | 90.98 | 91.8 | 91.7 | 91.28 | 90.74 | 90.12 | 89.41 | 88.56 | 87.59 | 86.58 | 85.45 | 84.2 | NPgY | GSP | NG FES - Consumer Transformation | EV - cars & vans (GWh)
NG FES - Consumer Transformation | Dem_BB006 | GWh | NPgN | SHEC_3 | EV - cars & vans (GWh) | Sheffield City | SHEFFIELD CITY | 1.6 | 2.85 | 4.21 | 6.04 | 8.44 | 11.6 | 15.65 | 20.74 | 26.89 | 34.06 | 42.91 | 52.45 | 62.08 | 70.9 | 78.74 | 85.16 | 89.46 | 92.15 | 93.6 | 94.41 | 94.26 | 93.89 | 93.43 | 92.85 | 92.2 | 91.41 | 90.52 | 89.59 | 88.55 | 87.41 | NPgY | GSP | NG FES - Consumer Transformation | EV - cars & vans (GWh)
NG FES - Consumer Transformation | Dem_BB006 | GWh | NPgN | SKLGB1 | EV - cars & vans (GWh) | Skelton Grange | SKELTON GRANGE | 12.36 | 23.43 | 35.88 | 53.74 | 78.2 | 111.49 | 154.39 | 207.65 | 271.02 | 343.76 | 431.61 | 525.09 | 618.08 | 701.73 | 776.38 | 833.59 | 872.25 | 897.88 | 912.38 | 920.74 | 919.76 | 915.46 | 910.13 | 903.84 | 896.7 | 888.26 | 878.53 | 868.37 | 857.01 | 844.47 | NPgY | GSP | NG FES - Consumer Transformation | EV - cars & vans (GWh)
NG FES - Consumer Transformation | Dem_BB006 | GWh | NPgN | TEMP_3 | EV - cars & vans (GWh) | Templeborough | TEMPLEBOROUGH 275/33KV | 0.2 | 0.37 | 0.53 | 0.75 | 1.04 | 1.4 | 1.85 | 2.41 | 3.07 | 3.82 | 4.71 | 5.65 | 6.57 | 7.38 | 8.11 | 8.64 | 8.99 | 9.25 | 9.39 | 9.48 | 9.48 | 9.43 | 9.36 | 9.29 | 9.21 | 9.12 | 9.01 | 8.9 | 8.77 | 8.63 | NPgY | GSP | NG FES - Consumer Transformation | EV - cars & vans (GWh)
NG FES - Consumer Transformation | Dem_BB006 | GWh | NPgN | THUR_6 | EV - cars & vans (GWh) | Thurcroft | THURCROFT | 10.02 | 17.75 | 24.06 | 32.3 | 41.91 | 52.94 | 66.51 | 83.25 | 103.08 | 125.74 | 152.92 | 181.78 | 210.37 | 235.96 | 258.88 | 275.96 | 287.57 | 295.45 | 300.01 | 302.65 | 302.39 | 300.89 | 299.05 | 296.89 | 294.46 | 291.59 | 288.28 | 284.8 | 280.93 | 276.64 | NPgY | GSP | NG FES - Consumer Transformation | EV - cars & vans (GWh)
NG FES - Consumer Transformation | Dem_BB006 | GWh | NPgN | WMEL_THOM | EV - cars & vans (GWh) | Thorpe Marsh | WEST MELTON / THORPE MARSH | 13.78 | 24.73 | 34.8 | 48.36 | 65.25 | 86.23 | 112.63 | 145.4 | 184.41 | 229.25 | 283.46 | 341.25 | 398.81 | 450.65 | 496.94 | 532.51 | 556.55 | 572.46 | 581.46 | 586.63 | 586 | 583.27 | 579.9 | 575.9 | 571.37 | 566 | 559.83 | 553.38 | 546.16 | 538.2 | NPgY | GSP | NG FES - Consumer Transformation | EV - cars & vans (GWh)
NG FES - Consumer Transformation | Dem_BB006 | GWh | NPgN | WMEL_BB3 | EV - cars & vans (GWh) | West Melton | WEST MELTON SECTION 3 | 11.96 | 21.62 | 30.69 | 43.03 | 58.61 | 78.24 | 103.03 | 133.78 | 170.36 | 212.35 | 263.04 | 317.02 | 370.72 | 419.03 | 462.18 | 495.17 | 517.48 | 532.31 | 540.72 | 545.57 | 545 | 542.44 | 539.26 | 535.52 | 531.28 | 526.26 | 520.48 | 514.43 | 507.68 | 500.22 | NPgY | GSP | NG FES - Consumer Transformation | EV - cars & vans (GWh)
NG FES - Consumer Transformation | Dem_BB006 | GWh | NPgN | WIBA_3 | EV - cars & vans (GWh) | Wincobank | WINCOBANK | 0.32 | 0.61 | 0.93 | 1.4 | 2.03 | 2.89 | 4 | 5.38 | 7.03 | 8.92 | 11.22 | 13.66 | 16.11 | 18.31 | 20.27 | 21.79 | 22.82 | 23.5 | 23.87 | 24.09 | 24.06 | 23.95 | 23.82 | 23.66 | 23.47 | 23.26 | 23.01 | 22.75 | 22.45 | 22.13 | NPgY | GSP | NG FES - Consumer Transformation | EV - cars & vans (GWh)
NG FES - Falling Short | Dem_BB006 | GWh | NPgN | BLYTB1 | EV - cars & vans (GWh) | Blyth 66kV | BLYTH 66kV | 3.27 | 4.12 | 5.69 | 7.93 | 11.11 | 15.7 | 22.12 | 30.99 | 43.04 | 53 | 64.64 | 78.08 | 93.35 | 110.28 | 128.64 | 149.99 | 172.46 | 195.3 | 217.58 | 237.94 | 255.36 | 270.64 | 283.52 | 293.82 | 301.65 | 303.59 | 304.83 | 305.89 | 306.89 | 307.91 | NPgN | GSP | NG FES - Falling Short | EV - cars & vans (GWh)
NG FES - Falling Short | Dem_BB006 | GWh | NPgN | BLYTH132 | EV - cars & vans (GWh) | Blyth 132kV | BLYTH 132kV | 2.11 | 2.49 | 3.2 | 4.13 | 5.35 | 6.95 | 9.08 | 12.03 | 16.06 | 19.4 | 23.34 | 27.92 | 33.14 | 38.99 | 45.37 | 52.87 | 60.77 | 68.88 | 76.84 | 84.13 | 90.77 | 96.48 | 101.34 | 105.21 | 108.15 | 108.96 | 109.71 | 110.28 | 110.73 | 111.1 | NPgN | GSP | NG FES - Falling Short | EV - cars & vans (GWh)
NG FES - Falling Short | Dem_BB006 | GWh | NPgN | FOUR_1 | EV - cars & vans (GWh) | Fourstones | FOURSTONES | 0.45 | 0.54 | 0.71 | 0.96 | 1.31 | 1.8 | 2.48 | 3.42 | 4.7 | 5.77 | 7.03 | 8.51 | 10.2 | 12.09 | 14.17 | 16.63 | 19.22 | 21.89 | 24.52 | 26.93 | 29.2 | 31.13 | 32.78 | 34.09 | 35.09 | 35.37 | 35.68 | 35.9 | 36.06 | 36.19 | NPgN | GSP | NG FES - Falling Short | EV - cars & vans (GWh)
NG FES - Falling Short | Dem_BB006 | GWh | NPgN | HARM_6 | EV - cars & vans (GWh) | Hart Moor | HARTMOOR | 1.42 | 1.79 | 2.49 | 3.51 | 4.98 | 7.11 | 10.11 | 14.26 | 19.9 | 24.57 | 30.03 | 36.35 | 43.53 | 51.5 | 60.17 | 70.26 | 80.89 | 91.72 | 102.29 | 111.96 | 120.35 | 127.68 | 133.86 | 138.81 | 142.56 | 143.52 | 144.2 | 144.76 | 145.26 | 145.75 | NPgN | GSP | NG FES - Falling Short | EV - cars & vans (GWh)
NG FES - Falling Short | Dem_BB006 | GWh | NPgN | HAWP_6 | EV - cars & vans (GWh) | Hawthorn Pit | HAWTHORN PIT GRID | 2 | 2.51 | 3.44 | 4.76 | 6.62 | 9.29 | 13 | 18.13 | 25.1 | 30.86 | 37.58 | 45.34 | 54.16 | 63.93 | 74.51 | 86.82 | 99.77 | 112.92 | 125.75 | 137.46 | 147.44 | 156.21 | 163.59 | 169.5 | 173.98 | 175.09 | 175.76 | 176.35 | 176.92 | 177.5 | NPgN | GSP | NG FES - Falling Short | EV - cars & vans (GWh)
NG FES - Falling Short | Dem_BB006 | GWh | NPgN | KNARE_111 | EV - cars & vans (GWh) | Knaresborough | KNARESBOROUGH | 4.13 | 5.02 | 6.68 | 9.04 | 12.28 | 16.83 | 23.08 | 31.75 | 43.55 | 53.35 | 64.84 | 78.18 | 93.39 | 110.34 | 128.82 | 150.48 | 173.27 | 196.59 | 219.44 | 240.36 | 259.08 | 275.26 | 288.99 | 299.94 | 308.26 | 310.47 | 312.38 | 313.85 | 315.06 | 316.12 | NPgN | GSP | NG FES - Falling Short | EV - cars & vans (GWh)
NG FES - Falling Short | Dem_BB006 | GWh | NPgN | LACK_6 | EV - cars & vans (GWh) | Lackenby | LACKENBY | 2.12 | 2.76 | 3.94 | 5.71 | 8.31 | 12.15 | 17.6 | 25.13 | 35.37 | 43.83 | 53.73 | 65.17 | 78.16 | 92.57 | 108.21 | 126.41 | 145.57 | 165.05 | 184.07 | 201.45 | 216.4 | 229.49 | 240.53 | 249.35 | 256.06 | 257.74 | 258.85 | 259.8 | 260.67 | 261.54 | NPgN | GSP | NG FES - Falling Short | EV - cars & vans (GWh)
NG FES - Falling Short | Dem_BB006 | GWh | NPgN | NORT_1 | EV - cars & vans (GWh) | Norton | NORTON | 7.86 | 10.01 | 14.05 | 20 | 28.6 | 41.21 | 58.98 | 83.56 | 116.97 | 144.61 | 176.96 | 214.37 | 256.92 | 304.15 | 355.45 | 415.24 | 478.17 | 542.24 | 604.85 | 662.07 | 711.73 | 755.07 | 791.69 | 820.93 | 843.16 | 848.81 | 852.81 | 856.12 | 859.08 | 861.95 | NPgN | GSP | NG FES - Falling Short | EV - cars & vans (GWh)
NG FES - Falling Short | Dem_BB006 | GWh | NPgN | OFFE_3 | EV - cars & vans (GWh) | Offerton | OFFERTON | 0.95 | 1.2 | 1.66 | 2.33 | 3.29 | 4.68 | 6.64 | 9.35 | 13.03 | 16.07 | 19.64 | 23.76 | 28.46 | 33.67 | 39.33 | 45.94 | 52.89 | 59.97 | 66.9 | 73.23 | 78.74 | 83.54 | 87.6 | 90.85 | 93.31 | 93.94 | 94.4 | 94.78 | 95.11 | 95.43 | NPgN | GSP | NG FES - Falling Short | EV - cars & vans (GWh)
NG FES - Falling Short | Dem_BB006 | GWh | NPgN | OSBA_1 | EV - cars & vans (GWh) | Osbaldwick | OSBALDWICK | 7.66 | 9.18 | 12.05 | 16.03 | 21.41 | 28.81 | 38.89 | 52.87 | 71.91 | 87.75 | 106.34 | 127.96 | 152.64 | 180.2 | 210.27 | 245.6 | 282.78 | 320.92 | 358.33 | 392.6 | 423.66 | 450.4 | 473.12 | 491.24 | 505 | 508.74 | 512.16 | 514.76 | 516.82 | 518.57 | NPgN | GSP | NG FES - Falling Short | EV - cars & vans (GWh)
NG FES - Falling Short | Dem_BB006 | GWh | NPgN | POPP_3 | EV - cars & vans (GWh) | Poppleton | POPPLETON | 1.27 | 1.52 | 2 | 2.64 | 3.5 | 4.68 | 6.28 | 8.49 | 11.5 | 14 | 16.93 | 20.32 | 24.2 | 28.51 | 33.2 | 38.7 | 44.48 | 50.4 | 56.19 | 61.49 | 66.2 | 70.28 | 73.74 | 76.5 | 78.6 | 79.15 | 79.61 | 79.97 | 80.27 | 80.54 | NPgN | GSP | NG FES - Falling Short | EV - cars & vans (GWh)
NG FES - Falling Short | Dem_BB006 | GWh | NPgN | SALH_1 | EV - cars & vans (GWh) | Saltholme | SALTHOLME | 0.05 | 0.06 | 0.08 | 0.11 | 0.15 | 0.22 | 0.32 | 0.45 | 0.63 | 0.79 | 0.97 | 1.18 | 1.42 | 1.7 | 2 | 2.36 | 2.74 | 3.14 | 3.52 | 3.88 | 4.23 | 4.52 | 4.77 | 4.97 | 5.12 | 5.17 | 5.22 | 5.26 | 5.28 | 5.3 | NPgN | GSP | NG FES - Falling Short | EV - cars & vans (GWh)
NG FES - Falling Short | Dem_BB006 | GWh | NPgN | SSHI_3 | EV - cars & vans (GWh) | South Shields | SOUTH SHIELDS | 0.93 | 1.16 | 1.59 | 2.22 | 3.11 | 4.4 | 6.2 | 8.69 | 12.08 | 14.89 | 18.18 | 22.01 | 26.36 | 31.21 | 36.49 | 42.67 | 49.17 | 55.81 | 62.31 | 68.27 | 73.55 | 78.13 | 82 | 85.1 | 87.45 | 88.07 | 88.58 | 88.98 | 89.31 | 89.61 | NPgN | GSP | NG FES - Falling Short | EV - cars & vans (GWh)
NG FES - Falling Short | Dem_BB006 | GWh | NPgN | KIELD01 and SPAD20 | EV - cars & vans (GWh) | 0 | SPADEADAM | 0.14 | 0.17 | 0.24 | 0.33 | 0.47 | 0.68 | 0.96 | 1.36 | 1.9 | 2.35 | 2.88 | 3.5 | 4.21 | 5 | 5.87 | 6.9 | 7.97 | 9.09 | 10.18 | 11.18 | 12.11 | 12.91 | 13.59 | 14.13 | 14.54 | 14.65 | 14.77 | 14.86 | 14.93 | 14.98 | NPgN | GSP | NG FES - Falling Short | EV - cars & vans (GWh)
NG FES - Falling Short | Dem_BB006 | GWh | NPgN | SPEN_1 | EV - cars & vans (GWh) | Spennymoor | SPENNYMOOR | 5.08 | 6.3 | 8.56 | 11.81 | 16.37 | 22.89 | 31.96 | 44.52 | 61.59 | 75.73 | 92.28 | 111.45 | 133.26 | 157.5 | 183.86 | 214.63 | 247.01 | 280.03 | 312.32 | 341.85 | 367.69 | 390.19 | 409.22 | 424.41 | 435.96 | 438.93 | 441.17 | 442.98 | 444.56 | 446.05 | NPgN | GSP | NG FES - Falling Short | EV - cars & vans (GWh)
NG FES - Falling Short | Dem_BB006 | GWh | NPgN | STEN_1 | EV - cars & vans (GWh) | Stella North | STELLA NORTH | 3.46 | 4.25 | 5.76 | 7.95 | 11.05 | 15.48 | 21.65 | 30.19 | 41.83 | 51.5 | 62.85 | 76.02 | 91.05 | 107.81 | 126.09 | 147.52 | 170.08 | 193.17 | 215.81 | 236.54 | 255.17 | 271.25 | 284.9 | 295.78 | 304.05 | 306.27 | 308.22 | 309.72 | 310.93 | 311.99 | NPgN | GSP | NG FES - Falling Short | EV - cars & vans (GWh)
NG FES - Falling Short | Dem_BB006 | GWh | NPgN | STES_1 | EV - cars & vans (GWh) | Stella South | STELLA SOUTH | 3.13 | 3.85 | 5.18 | 7.06 | 9.68 | 13.38 | 18.51 | 25.59 | 35.24 | 43.23 | 52.58 | 63.42 | 75.77 | 89.5 | 104.43 | 121.87 | 140.24 | 158.98 | 177.31 | 194.07 | 208.82 | 221.64 | 232.49 | 241.15 | 247.73 | 249.44 | 250.76 | 251.82 | 252.73 | 253.58 | NPgN | GSP | NG FES - Falling Short | EV - cars & vans (GWh)
NG FES - Falling Short | Dem_BB006 | GWh | NPgN | TYNE_1 | EV - cars & vans (GWh) | Tynemouth 1 | TYNEMOUTH | 2.64 | 3.32 | 4.61 | 6.48 | 9.15 | 13.04 | 18.49 | 26.03 | 36.28 | 44.76 | 54.68 | 66.16 | 79.22 | 93.72 | 109.46 | 127.82 | 147.14 | 166.82 | 186.04 | 203.61 | 218.88 | 232.2 | 243.45 | 252.44 | 259.27 | 261.01 | 262.25 | 263.27 | 264.18 | 265.07 | NPgN | GSP | NG FES - Falling Short | EV - cars & vans (GWh)
NG FES - Falling Short | Dem_BB006 | GWh | NPgN | WBOL_6 | EV - cars & vans (GWh) | West Boldon | WEST BOLDON | 3.73 | 4.66 | 6.38 | 8.86 | 12.37 | 17.42 | 24.46 | 34.2 | 47.43 | 58.39 | 71.21 | 86.03 | 102.9 | 121.62 | 141.96 | 165.68 | 190.64 | 216.05 | 240.89 | 263.59 | 283.31 | 300.52 | 315.06 | 326.67 | 335.5 | 337.74 | 339.34 | 340.67 | 341.84 | 342.99 | NPgN | GSP | NG FES - Falling Short | EV - cars & vans (GWh)
NG FES - Falling Short | Dem_BB006 | GWh | NPgN | BRAW_1 | EV - cars & vans (GWh) | Bradford West | BRADFORD WEST | 8.87 | 13.84 | 18.81 | 25.69 | 34.64 | 46.1 | 60.01 | 76.92 | 97.12 | 121.32 | 149.69 | 182.6 | 220.1 | 261.86 | 307.34 | 360.58 | 416.6 | 473.87 | 529.94 | 581.26 | 626.94 | 666.49 | 699.99 | 726.74 | 747.05 | 752.42 | 756.91 | 760.41 | 763.32 | 765.92 | NPgY | GSP | NG FES - Falling Short | EV - cars & vans (GWh)
NG FES - Falling Short | Dem_BB006 | GWh | NPgN | CAMB_01 | EV - cars & vans (GWh) | Camblesforth | CAMBLESFORTH | 0.98 | 1.49 | 1.94 | 2.54 | 3.28 | 4.23 | 5.38 | 6.78 | 8.45 | 10.45 | 12.79 | 15.51 | 18.6 | 22.05 | 25.79 | 30.18 | 34.79 | 39.49 | 44.1 | 48.32 | 52.04 | 55.28 | 58.01 | 60.2 | 61.86 | 62.29 | 62.64 | 62.92 | 63.15 | 63.36 | NPgY | GSP | NG FES - Falling Short | EV - cars & vans (GWh)
NG FES - Falling Short | Dem_BB006 | GWh | NPgN | CREB_1 | EV - cars & vans (GWh) | Creyke Beck | CREYKE BECK | 13.9 | 20.69 | 26.38 | 33.56 | 42.32 | 53.37 | 66.8 | 83.13 | 102.63 | 126 | 153.4 | 185.19 | 221.42 | 261.77 | 305.71 | 357.16 | 411.31 | 466.68 | 520.89 | 570.51 | 614.66 | 652.9 | 685.3 | 711.17 | 730.82 | 736.01 | 740.34 | 743.72 | 746.52 | 749.04 | NPgY | GSP | NG FES - Falling Short | EV - cars & vans (GWh)
NG FES - Falling Short | Dem_BB006 | GWh | NPgN | DRAX_YEDL | EV - cars & vans (GWh) | Drax | DRAX | 1.25 | 1.91 | 2.52 | 3.33 | 4.34 | 5.64 | 7.21 | 9.12 | 11.4 | 14.13 | 17.32 | 21.03 | 25.24 | 29.94 | 35.04 | 41 | 47.28 | 53.68 | 59.95 | 65.68 | 70.73 | 75.12 | 78.83 | 81.8 | 84.05 | 84.63 | 85.09 | 85.46 | 85.77 | 86.06 | NPgY | GSP | NG FES - Falling Short | EV - cars & vans (GWh)
NG FES - Falling Short | Dem_BB006 | GWh | NPgN | ELLA_1 | EV - cars & vans (GWh) | Elland | ELLAND | 7.67 | 11.89 | 15.95 | 21.44 | 28.5 | 37.51 | 48.46 | 61.76 | 77.63 | 96.65 | 118.93 | 144.75 | 174.16 | 206.87 | 242.47 | 284.09 | 327.89 | 372.61 | 416.37 | 456.4 | 491.78 | 522.47 | 548.46 | 569.2 | 584.96 | 589.08 | 592.37 | 594.98 | 597.19 | 599.21 | NPgY | GSP | NG FES - Falling Short | EV - cars & vans (GWh)
NG FES - Falling Short | Dem_BB006 | GWh | NPgN | FERRA2 | EV - cars & vans (GWh) | Ferrybridge A | FERRYBRIDGE A | 3.07 | 4.7 | 6.11 | 7.88 | 10.08 | 12.85 | 16.22 | 20.3 | 25.17 | 30.99 | 37.79 | 45.64 | 54.56 | 64.43 | 75.14 | 87.59 | 100.69 | 113.99 | 126.97 | 138.82 | 148.92 | 157.79 | 165.27 | 171.25 | 175.79 | 176.91 | 177.6 | 178.2 | 178.78 | 179.37 | NPgY | GSP | NG FES - Falling Short | EV - cars & vans (GWh)
NG FES - Falling Short | Dem_BB006 | GWh | NPgN | FERRB9 | EV - cars & vans (GWh) | Ferrybridge B (_M) | FERRYBRIDGE B | 6.64 | 10.21 | 13.45 | 17.66 | 22.97 | 29.7 | 37.89 | 47.83 | 59.68 | 73.86 | 90.46 | 109.66 | 131.5 | 155.75 | 182.08 | 212.79 | 245.1 | 278.01 | 310.16 | 339.55 | 365.09 | 387.37 | 406.19 | 421.23 | 432.65 | 435.56 | 437.64 | 439.35 | 440.88 | 442.36 | NPgY | GSP | NG FES - Falling Short | EV - cars & vans (GWh)
NG FES - Falling Short | Dem_BB006 | GWh | NPgN | GRIW_1 | EV - cars & vans (GWh) | Grimsby West | GRIMSBY WEST | 4.24 | 6.4 | 8.25 | 10.6 | 13.51 | 17.18 | 21.64 | 27.06 | 33.52 | 41.27 | 50.33 | 60.83 | 72.77 | 86.05 | 100.48 | 117.33 | 135.07 | 153.16 | 170.84 | 187.02 | 201.18 | 213.51 | 223.93 | 232.26 | 238.59 | 240.22 | 241.45 | 242.44 | 243.31 | 244.12 | NPgY | GSP | NG FES - Falling Short | EV - cars & vans (GWh)
NG FES - Falling Short | Dem_BB006 | GWh | NPgN | JORD_3 | EV - cars & vans (GWh) | Jordanthorpe | JORDANTHORPE | 2.22 | 3.34 | 4.24 | 5.32 | 6.62 | 8.25 | 10.23 | 12.62 | 15.48 | 18.9 | 22.9 | 27.51 | 32.75 | 38.55 | 44.84 | 52.14 | 59.84 | 67.65 | 75.27 | 82.23 | 88.16 | 93.36 | 97.75 | 101.26 | 103.92 | 104.58 | 104.98 | 105.33 | 105.66 | 106.01 | NPgY | GSP | NG FES - Falling Short | EV - cars & vans (GWh)
NG FES - Falling Short | Dem_BB006 | GWh | NPgN | KEAD_YEDL | EV - cars & vans (GWh) | Keadby | KEADBY | 11.51 | 16.77 | 20.66 | 25.19 | 30.39 | 36.82 | 44.66 | 54.18 | 65.55 | 79.18 | 95.16 | 113.68 | 134.8 | 158.3 | 183.88 | 213.82 | 245.34 | 277.55 | 309.09 | 337.95 | 363.51 | 385.68 | 404.46 | 419.46 | 430.86 | 433.85 | 436.27 | 438.18 | 439.79 | 441.25 | NPgY | GSP | NG FES - Falling Short | EV - cars & vans (GWh)
NG FES - Falling Short | Dem_BB006 | GWh | NPgN | KIRKB1 | EV - cars & vans (GWh) | Kirkstall B | KIRKSTALL B | 5.63 | 8.71 | 11.57 | 15.34 | 20.13 | 26.22 | 33.63 | 42.62 | 53.33 | 66.16 | 81.18 | 98.55 | 118.31 | 140.26 | 164.1 | 191.9 | 221.16 | 250.96 | 280.09 | 306.72 | 329.9 | 350.11 | 367.19 | 380.83 | 391.2 | 393.85 | 395.76 | 397.33 | 398.73 | 400.07 | NPgY | GSP | NG FES - Falling Short | EV - cars & vans (GWh)
NG FES - Falling Short | Dem_BB006 | GWh | NPgN | NEEP_3 | EV - cars & vans (GWh) | Neepsend | NEEPSEND | 2.54 | 3.81 | 4.9 | 6.29 | 8 | 10.16 | 12.79 | 15.98 | 19.79 | 24.35 | 29.7 | 35.9 | 42.96 | 50.81 | 59.35 | 69.35 | 79.86 | 90.6 | 101.11 | 110.72 | 119.2 | 126.57 | 132.81 | 137.79 | 141.57 | 142.56 | 143.35 | 143.97 | 144.5 | 144.99 | NPgY | GSP | NG FES - Falling Short | EV - cars & vans (GWh)
NG FES - Falling Short | Dem_BB006 | GWh | NPgN | NORL_3 | EV - cars & vans (GWh) | Norton Lees | NORTON LEES | 2.88 | 4.29 | 5.44 | 6.83 | 8.49 | 10.58 | 13.12 | 16.21 | 19.88 | 24.28 | 29.43 | 35.39 | 42.16 | 49.67 | 57.83 | 67.34 | 77.36 | 87.55 | 97.51 | 106.61 | 114.48 | 121.37 | 127.18 | 131.83 | 135.36 | 136.25 | 136.87 | 137.39 | 137.86 | 138.31 | NPgY | GSP | NG FES - Falling Short | EV - cars & vans (GWh)
NG FES - Falling Short | Dem_BB006 | GWh | NPgN | PITS_BB_B | EV - cars & vans (GWh) | Pitsmoor | PITSMOOR 3/4 | 1.07 | 1.61 | 2.07 | 2.68 | 3.43 | 4.38 | 5.53 | 6.94 | 8.61 | 10.63 | 12.98 | 15.72 | 18.84 | 22.32 | 26.11 | 30.55 | 35.22 | 40 | 44.69 | 48.98 | 52.81 | 56.12 | 58.93 | 61.18 | 62.88 | 63.33 | 63.72 | 64.02 | 64.27 | 64.48 | NPgY | GSP | NG FES - Falling Short | EV - cars & vans (GWh)
NG FES - Falling Short | Dem_BB006 | GWh | NPgN | SALT_1 | EV - cars & vans (GWh) | Saltend North | SALTEND NORTH | 1.79 | 2.68 | 3.41 | 4.32 | 5.43 | 6.82 | 8.51 | 10.56 | 13.01 | 15.95 | 19.38 | 23.36 | 27.89 | 32.92 | 38.39 | 44.78 | 51.5 | 58.36 | 65.06 | 71.19 | 76.56 | 81.23 | 85.18 | 88.33 | 90.73 | 91.35 | 91.81 | 92.19 | 92.52 | 92.82 | NPgY | GSP | NG FES - Falling Short | EV - cars & vans (GWh)
NG FES - Falling Short | Dem_BB006 | GWh | NPgN | SHEC_3 | EV - cars & vans (GWh) | Sheffield City | SHEFFIELD CITY | 1.6 | 2.34 | 2.97 | 3.82 | 4.86 | 6.18 | 7.78 | 9.73 | 12.07 | 14.89 | 18.2 | 22.07 | 26.51 | 31.48 | 36.92 | 43.36 | 50.13 | 57.12 | 63.99 | 70.29 | 76.2 | 81.23 | 85.52 | 88.94 | 91.54 | 92.28 | 93.06 | 93.62 | 94.04 | 94.37 | NPgY | GSP | NG FES - Falling Short | EV - cars & vans (GWh)
NG FES - Falling Short | Dem_BB006 | GWh | NPgN | SKLGB1 | EV - cars & vans (GWh) | Skelton Grange | SKELTON GRANGE | 12.36 | 19.22 | 25.75 | 34.46 | 45.63 | 59.87 | 77.17 | 98.18 | 123.24 | 153.24 | 188.37 | 229.03 | 275.29 | 326.7 | 382.58 | 447.79 | 516.42 | 586.38 | 654.78 | 717.31 | 772 | 819.62 | 859.88 | 892.03 | 916.46 | 922.74 | 927.45 | 931.26 | 934.59 | 937.74 | NPgY | GSP | NG FES - Falling Short | EV - cars & vans (GWh)
NG FES - Falling Short | Dem_BB006 | GWh | NPgN | TEMP_3 | EV - cars & vans (GWh) | Templeborough | TEMPLEBOROUGH 275/33KV | 0.2 | 0.3 | 0.39 | 0.49 | 0.61 | 0.77 | 0.95 | 1.18 | 1.45 | 1.77 | 2.14 | 2.57 | 3.06 | 3.6 | 4.18 | 4.85 | 5.56 | 6.28 | 6.97 | 7.6 | 8.13 | 8.59 | 8.98 | 9.29 | 9.53 | 9.58 | 9.61 | 9.63 | 9.66 | 9.69 | NPgY | GSP | NG FES - Falling Short | EV - cars & vans (GWh)
NG FES - Falling Short | Dem_BB006 | GWh | NPgN | THUR_6 | EV - cars & vans (GWh) | Thurcroft | THURCROFT | 10.02 | 14.56 | 17.68 | 21.08 | 24.79 | 29.3 | 34.8 | 41.47 | 49.43 | 58.94 | 70.07 | 82.91 | 97.52 | 113.7 | 131.25 | 151.66 | 173.17 | 195.02 | 216.35 | 235.84 | 252.47 | 267.08 | 279.4 | 289.25 | 296.74 | 298.59 | 299.75 | 300.75 | 301.7 | 302.68 | NPgY | GSP | NG FES - Falling Short | EV - cars & vans (GWh)
NG FES - Falling Short | Dem_BB006 | GWh | NPgN | WMEL_THOM | EV - cars & vans (GWh) | Thorpe Marsh | WEST MELTON / THORPE MARSH | 13.78 | 20.29 | 25.3 | 31.28 | 38.3 | 47.03 | 57.67 | 70.59 | 86.01 | 104.48 | 126.12 | 151.17 | 179.7 | 211.42 | 245.92 | 286.21 | 328.64 | 371.92 | 414.26 | 452.99 | 486.97 | 516.54 | 541.55 | 561.53 | 576.71 | 580.64 | 583.65 | 586.06 | 588.15 | 590.11 | NPgY | GSP | NG FES - Falling Short | EV - cars & vans (GWh)
NG FES - Falling Short | Dem_BB006 | GWh | NPgN | WMEL_BB3 | EV - cars & vans (GWh) | West Melton | WEST MELTON SECTION 3 | 11.96 | 17.73 | 22.3 | 27.83 | 34.4 | 42.62 | 52.62 | 64.77 | 79.26 | 96.61 | 116.92 | 140.43 | 167.19 | 196.93 | 229.25 | 266.97 | 306.68 | 347.16 | 386.74 | 422.93 | 454.54 | 482.08 | 505.37 | 523.97 | 538.1 | 541.73 | 544.42 | 546.61 | 548.52 | 550.35 | NPgY | GSP | NG FES - Falling Short | EV - cars & vans (GWh)
NG FES - Falling Short | Dem_BB006 | GWh | NPgN | WIBA_3 | EV - cars & vans (GWh) | Wincobank | WINCOBANK | 0.32 | 0.5 | 0.67 | 0.89 | 1.18 | 1.55 | 1.99 | 2.54 | 3.18 | 3.96 | 4.87 | 5.92 | 7.12 | 8.45 | 9.91 | 11.61 | 13.39 | 15.22 | 17 | 18.64 | 20.08 | 21.34 | 22.4 | 23.25 | 23.89 | 24.06 | 24.2 | 24.3 | 24.39 | 24.48 | NPgY | GSP | NG FES - Falling Short | EV - cars & vans (GWh)
NG FES - Leading the Way | Dem_BB006 | GWh | NPgN | BLYTB1 | EV - cars & vans (GWh) | Blyth 66kV | BLYTH 66kV | 3.27 | 5.28 | 8.82 | 14.73 | 24.41 | 40.09 | 54.7 | 73.99 | 97.57 | 125.25 | 155.96 | 188.47 | 219.74 | 247.3 | 268.65 | 284.06 | 294.17 | 300.49 | 303.47 | 302.79 | 301.4 | 299.47 | 297.3 | 294.72 | 291.77 | 288.41 | 284.62 | 280.37 | 275.64 | 270.39 | NPgN | GSP | NG FES - Leading the Way | EV - cars & vans (GWh)
NG FES - Leading the Way | Dem_BB006 | GWh | NPgN | BLYTH132 | EV - cars & vans (GWh) | Blyth 132kV | BLYTH 132kV | 2.11 | 3.19 | 4.97 | 7.7 | 11.81 | 17.87 | 22.8 | 29.35 | 37.41 | 46.95 | 57.66 | 69.18 | 80.74 | 91.22 | 99.58 | 105.61 | 109.53 | 111.94 | 113.05 | 112.83 | 112.47 | 111.87 | 111.12 | 110.24 | 109.23 | 108.09 | 106.81 | 105.38 | 103.79 | 102.03 | NPgN | GSP | NG FES - Leading the Way | EV - cars & vans (GWh)
NG FES - Leading the Way | Dem_BB006 | GWh | NPgN | FOUR_1 | EV - cars & vans (GWh) | Fourstones | FOURSTONES | 0.45 | 0.69 | 1.13 | 1.83 | 2.94 | 4.7 | 6.28 | 8.39 | 11 | 14.1 | 17.6 | 21.4 | 25.32 | 28.91 | 31.82 | 33.91 | 35.27 | 36.09 | 36.47 | 36.41 | 36.32 | 36.15 | 35.92 | 35.65 | 35.34 | 35 | 34.61 | 34.18 | 33.7 | 33.18 | NPgN | GSP | NG FES - Leading the Way | EV - cars & vans (GWh)
NG FES - Leading the Way | Dem_BB006 | GWh | NPgN | HARM_6 | EV - cars & vans (GWh) | Hart Moor | HARTMOOR | 1.42 | 2.29 | 3.89 | 6.56 | 10.99 | 18.24 | 25.09 | 34.15 | 45.25 | 58.29 | 72.8 | 88.21 | 103.19 | 116.48 | 126.84 | 134.32 | 139.22 | 142.26 | 143.69 | 143.38 | 142.77 | 141.89 | 140.88 | 139.68 | 138.31 | 136.76 | 135 | 133.04 | 130.85 | 128.43 | NPgN | GSP | NG FES - Leading the Way | EV - cars & vans (GWh)
NG FES - Leading the Way | Dem_BB006 | GWh | NPgN | HAWP_6 | EV - cars & vans (GWh) | Hawthorn Pit | HAWTHORN PIT GRID | 2 | 3.21 | 5.33 | 8.83 | 14.53 | 23.68 | 32.12 | 43.26 | 56.87 | 72.84 | 90.54 | 109.26 | 127.2 | 142.98 | 155.17 | 163.97 | 169.75 | 173.37 | 175.08 | 174.68 | 173.86 | 172.74 | 171.47 | 169.98 | 168.26 | 166.31 | 164.1 | 161.64 | 158.88 | 155.83 | NPgN | GSP | NG FES - Leading the Way | EV - cars & vans (GWh)
NG FES - Leading the Way | Dem_BB006 | GWh | NPgN | KNARE_111 | EV - cars & vans (GWh) | Knaresborough | KNARESBOROUGH | 4.13 | 6.42 | 10.45 | 16.91 | 27.18 | 43.3 | 57.71 | 76.84 | 100.31 | 128.03 | 159.03 | 192.21 | 225.15 | 254.74 | 278.17 | 295.07 | 306.08 | 312.86 | 316.02 | 315.38 | 314.26 | 312.49 | 310.35 | 307.82 | 304.94 | 301.67 | 297.99 | 293.88 | 289.32 | 284.26 | NPgN | GSP | NG FES - Leading the Way | EV - cars & vans (GWh)
NG FES - Leading the Way | Dem_BB006 | GWh | NPgN | LACK_6 | EV - cars & vans (GWh) | Lackenby | LACKENBY | 2.12 | 3.53 | 6.16 | 10.67 | 18.32 | 31.12 | 43.54 | 59.96 | 80.03 | 103.61 | 129.79 | 157.55 | 184.36 | 208.04 | 226.44 | 239.71 | 248.41 | 253.83 | 256.39 | 255.82 | 254.68 | 253.08 | 251.26 | 249.1 | 246.62 | 243.81 | 240.64 | 237.08 | 233.12 | 228.73 | NPgN | GSP | NG FES - Leading the Way | EV - cars & vans (GWh)
NG FES - Leading the Way | Dem_BB006 | GWh | NPgN | NORT_1 | EV - cars & vans (GWh) | Norton | NORTON | 7.86 | 12.81 | 21.96 | 37.38 | 63.15 | 105.67 | 146.26 | 199.96 | 265.67 | 342.92 | 428.85 | 520.11 | 608.79 | 687.42 | 748.74 | 792.99 | 821.96 | 839.96 | 848.43 | 846.57 | 842.97 | 837.79 | 831.82 | 824.75 | 816.65 | 807.46 | 797.09 | 785.49 | 772.58 | 758.25 | NPgN | GSP | NG FES - Leading the Way | EV - cars & vans (GWh)
NG FES - Leading the Way | Dem_BB006 | GWh | NPgN | OFFE_3 | EV - cars & vans (GWh) | Offerton | OFFERTON | 0.95 | 1.53 | 2.59 | 4.35 | 7.26 | 12.01 | 16.49 | 22.41 | 29.65 | 38.18 | 47.67 | 57.75 | 67.58 | 76.3 | 83.12 | 88.04 | 91.25 | 93.25 | 94.19 | 93.99 | 93.59 | 93.02 | 92.36 | 91.58 | 90.69 | 89.67 | 88.53 | 87.25 | 85.82 | 84.24 | NPgN | GSP | NG FES - Leading the Way | EV - cars & vans (GWh)
NG FES - Leading the Way | Dem_BB006 | GWh | NPgN | OSBA_1 | EV - cars & vans (GWh) | Osbaldwick | OSBALDWICK | 7.66 | 11.75 | 18.84 | 30.01 | 47.43 | 74.26 | 97.56 | 128.54 | 166.61 | 211.64 | 262.15 | 316.37 | 370.68 | 419.76 | 458.83 | 487.02 | 505.35 | 516.61 | 521.81 | 520.81 | 519.1 | 516.28 | 512.81 | 508.71 | 504.03 | 498.74 | 492.79 | 486.15 | 478.79 | 470.63 | NPgN | GSP | NG FES - Leading the Way | EV - cars & vans (GWh)
NG FES - Leading the Way | Dem_BB006 | GWh | NPgN | POPP_3 | EV - cars & vans (GWh) | Poppleton | POPPLETON | 1.27 | 1.95 | 3.1 | 4.92 | 7.73 | 12.01 | 15.68 | 20.55 | 26.52 | 33.56 | 41.43 | 49.84 | 58.14 | 65.58 | 71.44 | 75.68 | 78.44 | 80.15 | 80.95 | 80.78 | 80.48 | 80.01 | 79.46 | 78.8 | 78.06 | 77.21 | 76.25 | 75.19 | 74 | 72.69 | NPgN | GSP | NG FES - Leading the Way | EV - cars & vans (GWh)
NG FES - Leading the Way | Dem_BB006 | GWh | NPgN | SALH_1 | EV - cars & vans (GWh) | Saltholme | SALTHOLME | 0.05 | 0.07 | 0.13 | 0.21 | 0.35 | 0.59 | 0.82 | 1.12 | 1.5 | 1.95 | 2.46 | 3.02 | 3.61 | 4.16 | 4.61 | 4.94 | 5.15 | 5.27 | 5.33 | 5.32 | 5.31 | 5.29 | 5.26 | 5.22 | 5.18 | 5.13 | 5.08 | 5.02 | 4.96 | 4.89 | NPgN | GSP | NG FES - Leading the Way | EV - cars & vans (GWh)
NG FES - Leading the Way | Dem_BB006 | GWh | NPgN | SSHI_3 | EV - cars & vans (GWh) | South Shields | SOUTH SHIELDS | 0.93 | 1.49 | 2.5 | 4.16 | 6.89 | 11.32 | 15.45 | 20.94 | 27.66 | 35.59 | 44.45 | 53.91 | 63.24 | 71.61 | 78.2 | 82.96 | 86.06 | 87.97 | 88.87 | 88.68 | 88.35 | 87.84 | 87.24 | 86.52 | 85.7 | 84.77 | 83.72 | 82.55 | 81.25 | 79.81 | NPgN | GSP | NG FES - Leading the Way | EV - cars & vans (GWh)
NG FES - Leading the Way | Dem_BB006 | GWh | NPgN | KIELD01 and SPAD20 | EV - cars & vans (GWh) | 0 | SPADEADAM | 0.14 | 0.22 | 0.38 | 0.64 | 1.07 | 1.77 | 2.43 | 3.32 | 4.41 | 5.71 | 7.18 | 8.76 | 10.38 | 11.85 | 13.04 | 13.9 | 14.46 | 14.8 | 14.95 | 14.92 | 14.89 | 14.81 | 14.72 | 14.61 | 14.48 | 14.33 | 14.17 | 13.99 | 13.79 | 13.57 | NPgN | GSP | NG FES - Leading the Way | EV - cars & vans (GWh)
NG FES - Leading the Way | Dem_BB006 | GWh | NPgN | SPEN_1 | EV - cars & vans (GWh) | Spennymoor | SPENNYMOOR | 5.08 | 8.06 | 13.35 | 22.04 | 36.13 | 58.71 | 79.48 | 106.97 | 140.65 | 180.28 | 224.45 | 271.45 | 317.37 | 358.26 | 390.27 | 413.38 | 428.49 | 437.85 | 442.25 | 441.3 | 439.51 | 436.87 | 433.79 | 430.14 | 425.97 | 421.24 | 415.9 | 409.94 | 403.3 | 395.94 | NPgN | GSP | NG FES - Leading the Way | EV - cars & vans (GWh)
NG FES - Leading the Way | Dem_BB006 | GWh | NPgN | STEN_1 | EV - cars & vans (GWh) | Stella North | STELLA NORTH | 3.46 | 5.43 | 9.06 | 14.95 | 24.54 | 39.95 | 54.18 | 73.08 | 96.28 | 123.69 | 154.38 | 187.25 | 220.01 | 249.49 | 272.89 | 289.75 | 300.73 | 307.49 | 310.62 | 310.01 | 308.95 | 307.23 | 305.14 | 302.68 | 299.86 | 296.68 | 293.09 | 289.09 | 284.65 | 279.73 | NPgN | GSP | NG FES - Leading the Way | EV - cars & vans (GWh)
NG FES - Leading the Way | Dem_BB006 | GWh | NPgN | STES_1 | EV - cars & vans (GWh) | Stella South | STELLA SOUTH | 3.13 | 4.93 | 8.07 | 13.18 | 21.37 | 34.34 | 46.07 | 61.62 | 80.68 | 103.12 | 128.14 | 154.8 | 180.95 | 204.26 | 222.57 | 235.78 | 244.41 | 249.75 | 252.25 | 251.72 | 250.72 | 249.23 | 247.49 | 245.42 | 243.06 | 240.38 | 237.36 | 233.98 | 230.23 | 226.06 | NPgN | GSP | NG FES - Leading the Way | EV - cars & vans (GWh)
NG FES - Leading the Way | Dem_BB006 | GWh | NPgN | TYNE_1 | EV - cars & vans (GWh) | Tynemouth 1 | TYNEMOUTH | 2.64 | 4.25 | 7.19 | 12.1 | 20.2 | 33.42 | 45.87 | 62.35 | 82.51 | 106.22 | 132.59 | 160.61 | 187.84 | 212 | 230.85 | 244.46 | 253.36 | 258.89 | 261.49 | 260.92 | 259.82 | 258.22 | 256.38 | 254.21 | 251.71 | 248.88 | 245.69 | 242.12 | 238.15 | 233.73 | NPgN | GSP | NG FES - Leading the Way | EV - cars & vans (GWh)
NG FES - Leading the Way | Dem_BB006 | GWh | NPgN | WBOL_6 | EV - cars & vans (GWh) | West Boldon | WEST BOLDON | 3.73 | 5.96 | 9.94 | 16.52 | 27.27 | 44.61 | 60.69 | 81.97 | 108.01 | 138.62 | 172.69 | 208.87 | 244.04 | 275.23 | 299.57 | 317.14 | 328.64 | 335.78 | 339.15 | 338.41 | 336.97 | 334.9 | 332.51 | 329.69 | 326.46 | 322.78 | 318.64 | 314.01 | 308.85 | 303.13 | NPgN | GSP | NG FES - Leading the Way | EV - cars & vans (GWh)
NG FES - Leading the Way | Dem_BB006 | GWh | NPgN | BRAW_1 | EV - cars & vans (GWh) | Bradford West | BRADFORD WEST | 8.87 | 16.73 | 26.61 | 40.31 | 59.62 | 86.61 | 122.19 | 169.42 | 227.33 | 295.63 | 371.97 | 453.55 | 534.31 | 606.71 | 663.87 | 705.08 | 731.93 | 748.5 | 756.21 | 754.68 | 751.93 | 747.64 | 742.51 | 736.43 | 729.49 | 721.62 | 712.77 | 702.88 | 691.9 | 679.72 | NPgY | GSP | NG FES - Leading the Way | EV - cars & vans (GWh)
NG FES - Leading the Way | Dem_BB006 | GWh | NPgN | CAMB_01 | EV - cars & vans (GWh) | Camblesforth | CAMBLESFORTH | 0.98 | 1.8 | 2.71 | 3.95 | 5.62 | 7.87 | 10.81 | 14.71 | 19.48 | 25.11 | 31.4 | 38.1 | 44.7 | 50.6 | 55.24 | 58.59 | 60.77 | 62.12 | 62.75 | 62.62 | 62.38 | 62.02 | 61.59 | 61.08 | 60.49 | 59.83 | 59.09 | 58.26 | 57.33 | 56.31 | NPgY | GSP | NG FES - Leading the Way | EV - cars & vans (GWh)
NG FES - Leading the Way | Dem_BB006 | GWh | NPgN | CREB_1 | EV - cars & vans (GWh) | Creyke Beck | CREYKE BECK | 13.9 | 25.02 | 36.73 | 52.14 | 72.36 | 98.88 | 133.25 | 178.84 | 234.77 | 300.74 | 374.47 | 453.26 | 531.19 | 601.04 | 656.2 | 695.99 | 721.92 | 737.93 | 745.39 | 743.87 | 741.14 | 736.89 | 731.82 | 725.81 | 718.95 | 711.18 | 702.43 | 692.66 | 681.8 | 669.76 | NPgY | GSP | NG FES - Leading the Way | EV - cars & vans (GWh)
NG FES - Leading the Way | Dem_BB006 | GWh | NPgN | DRAX_YEDL | EV - cars & vans (GWh) | Drax | DRAX | 1.25 | 2.31 | 3.53 | 5.18 | 7.43 | 10.5 | 14.51 | 19.82 | 26.33 | 34.01 | 42.56 | 51.68 | 60.64 | 68.64 | 74.92 | 79.45 | 82.41 | 84.24 | 85.1 | 84.92 | 84.59 | 84.09 | 83.51 | 82.81 | 82.02 | 81.12 | 80.1 | 78.97 | 77.71 | 76.31 | NPgY | GSP | NG FES - Leading the Way | EV - cars & vans (GWh)
NG FES - Leading the Way | Dem_BB006 | GWh | NPgN | ELLA_1 | EV - cars & vans (GWh) | Elland | ELLAND | 7.67 | 14.38 | 22.41 | 33.49 | 48.89 | 70.15 | 98.1 | 135.15 | 180.56 | 234.06 | 293.78 | 357.47 | 420.18 | 476.21 | 520.3 | 552.09 | 572.83 | 585.65 | 591.64 | 590.41 | 588.16 | 584.72 | 580.66 | 575.85 | 570.36 | 564.12 | 557.11 | 549.26 | 540.55 | 530.88 | NPgY | GSP | NG FES - Leading the Way | EV - cars & vans (GWh)
NG FES - Leading the Way | Dem_BB006 | GWh | NPgN | FERRA2 | EV - cars & vans (GWh) | Ferrybridge A | FERRYBRIDGE A | 3.07 | 5.69 | 8.42 | 12.14 | 17.08 | 23.65 | 32.19 | 43.45 | 57.22 | 73.36 | 91.27 | 110.21 | 128.37 | 144.34 | 156.69 | 165.61 | 171.47 | 175.13 | 176.86 | 176.46 | 175.63 | 174.5 | 173.22 | 171.72 | 169.98 | 168.02 | 165.79 | 163.3 | 160.53 | 157.44 | NPgY | GSP | NG FES - Leading the Way | EV - cars & vans (GWh)
NG FES - Leading the Way | Dem_BB006 | GWh | NPgN | FERRB9 | EV - cars & vans (GWh) | Ferrybridge B (_M) | FERRYBRIDGE B | 6.64 | 12.35 | 18.69 | 27.36 | 39.14 | 55.08 | 75.91 | 103.46 | 137.18 | 176.82 | 220.93 | 267.79 | 313.35 | 353.76 | 385.3 | 408.05 | 422.94 | 432.19 | 436.55 | 435.6 | 433.75 | 431.09 | 428.02 | 424.39 | 420.23 | 415.51 | 410.18 | 404.22 | 397.59 | 390.22 | NPgY | GSP | NG FES - Leading the Way | EV - cars & vans (GWh)
NG FES - Leading the Way | Dem_BB006 | GWh | NPgN | GRIW_1 | EV - cars & vans (GWh) | Grimsby West | GRIMSBY WEST | 4.24 | 7.73 | 11.45 | 16.43 | 23.03 | 31.78 | 43.15 | 58.21 | 76.65 | 98.36 | 122.55 | 148.29 | 173.46 | 195.87 | 213.42 | 226.09 | 234.37 | 239.5 | 241.91 | 241.39 | 240.42 | 238.97 | 237.29 | 235.3 | 233.02 | 230.43 | 227.52 | 224.26 | 220.63 | 216.61 | NPgY | GSP | NG FES - Leading the Way | EV - cars & vans (GWh)
NG FES - Leading the Way | Dem_BB006 | GWh | NPgN | JORD_3 | EV - cars & vans (GWh) | Jordanthorpe | JORDANTHORPE | 2.22 | 4.04 | 5.81 | 8.17 | 11.19 | 15.09 | 20.11 | 26.72 | 34.8 | 44.29 | 54.8 | 65.92 | 76.56 | 85.92 | 93.15 | 98.37 | 101.8 | 103.95 | 104.97 | 104.73 | 104.23 | 103.56 | 102.8 | 101.9 | 100.87 | 99.7 | 98.38 | 96.9 | 95.24 | 93.41 | NPgY | GSP | NG FES - Leading the Way | EV - cars & vans (GWh)
NG FES - Leading the Way | Dem_BB006 | GWh | NPgN | KEAD_YEDL | EV - cars & vans (GWh) | Keadby | KEADBY | 11.51 | 20.27 | 28.48 | 38.86 | 51.66 | 67.43 | 87.46 | 114.02 | 146.6 | 185.01 | 227.91 | 273.69 | 318.79 | 359.16 | 390.96 | 413.92 | 428.9 | 438.17 | 442.5 | 441.58 | 439.9 | 437.33 | 434.3 | 430.7 | 426.59 | 421.94 | 416.69 | 410.83 | 404.32 | 397.09 | NPgY | GSP | NG FES - Leading the Way | EV - cars & vans (GWh)
NG FES - Leading the Way | Dem_BB006 | GWh | NPgN | KIRKB1 | EV - cars & vans (GWh) | Kirkstall B | KIRKSTALL B | 5.63 | 10.54 | 16.12 | 23.81 | 34.35 | 48.74 | 67.58 | 92.51 | 123.02 | 158.9 | 198.84 | 241.29 | 282.62 | 319.31 | 347.98 | 368.65 | 382.18 | 390.58 | 394.53 | 393.68 | 392.03 | 389.64 | 386.87 | 383.6 | 379.85 | 375.59 | 370.8 | 365.43 | 359.46 | 352.83 | NPgY | GSP | NG FES - Leading the Way | EV - cars & vans (GWh)
NG FES - Leading the Way | Dem_BB006 | GWh | NPgN | NEEP_3 | EV - cars & vans (GWh) | Neepsend | NEEPSEND | 2.54 | 4.61 | 6.82 | 9.76 | 13.66 | 18.83 | 25.53 | 34.43 | 45.32 | 58.16 | 72.49 | 87.77 | 102.81 | 116.23 | 126.8 | 134.42 | 139.39 | 142.47 | 143.91 | 143.61 | 143.05 | 142.22 | 141.23 | 140.05 | 138.71 | 137.19 | 135.48 | 133.57 | 131.45 | 129.09 | NPgY | GSP | NG FES - Leading the Way | EV - cars & vans (GWh)
NG FES - Leading the Way | Dem_BB006 | GWh | NPgN | NORL_3 | EV - cars & vans (GWh) | Norton Lees | NORTON LEES | 2.88 | 5.19 | 7.49 | 10.52 | 14.41 | 19.43 | 25.89 | 34.43 | 44.88 | 57.17 | 70.83 | 85.33 | 99.38 | 111.83 | 121.53 | 128.54 | 133.13 | 135.98 | 137.32 | 137.02 | 136.43 | 135.58 | 134.61 | 133.46 | 132.15 | 130.65 | 128.96 | 127.08 | 124.98 | 122.64 | NPgY | GSP | NG FES - Leading the Way | EV - cars & vans (GWh)
NG FES - Leading the Way | Dem_BB006 | GWh | NPgN | PITS_BB_B | EV - cars & vans (GWh) | Pitsmoor | PITSMOOR 3/4 | 1.07 | 1.94 | 2.9 | 4.17 | 5.88 | 8.15 | 11.11 | 15.03 | 19.85 | 25.54 | 31.9 | 38.71 | 45.46 | 51.53 | 56.33 | 59.79 | 62.05 | 63.44 | 64.08 | 63.95 | 63.73 | 63.37 | 62.93 | 62.42 | 61.84 | 61.17 | 60.43 | 59.59 | 58.67 | 57.64 | NPgY | GSP | NG FES - Leading the Way | EV - cars & vans (GWh)
NG FES - Leading the Way | Dem_BB006 | GWh | NPgN | SALT_1 | EV - cars & vans (GWh) | Saltend North | SALTEND NORTH | 1.79 | 3.24 | 4.72 | 6.68 | 9.24 | 12.58 | 16.89 | 22.59 | 29.58 | 37.81 | 46.97 | 56.73 | 66.26 | 74.75 | 81.39 | 86.19 | 89.32 | 91.27 | 92.18 | 91.98 | 91.61 | 91.06 | 90.42 | 89.66 | 88.79 | 87.8 | 86.69 | 85.44 | 84.06 | 82.52 | NPgY | GSP | NG FES - Leading the Way | EV - cars & vans (GWh)
NG FES - Leading the Way | Dem_BB006 | GWh | NPgN | SHEC_3 | EV - cars & vans (GWh) | Sheffield City | SHEFFIELD CITY | 1.6 | 2.83 | 4.23 | 6.03 | 8.43 | 11.62 | 15.77 | 21.32 | 28.16 | 36.29 | 45.47 | 55.41 | 65.63 | 74.98 | 82.54 | 87.99 | 91.51 | 93.66 | 94.63 | 94.47 | 94.24 | 93.79 | 93.19 | 92.49 | 91.69 | 90.78 | 89.77 | 88.64 | 87.4 | 86.02 | NPgY | GSP | NG FES - Leading the Way | EV - cars & vans (GWh)
NG FES - Leading the Way | Dem_BB006 | GWh | NPgN | SKLGB1 | EV - cars & vans (GWh) | Skelton Grange | SKELTON GRANGE | 12.36 | 23.24 | 35.99 | 53.62 | 78.02 | 111.59 | 155.66 | 214.01 | 285.45 | 369.52 | 463.17 | 562.81 | 660.17 | 746.77 | 814.58 | 863.49 | 895.46 | 915.28 | 924.57 | 922.6 | 918.84 | 913.31 | 906.87 | 899.25 | 890.53 | 880.63 | 869.47 | 857 | 843.12 | 827.71 | NPgY | GSP | NG FES - Leading the Way | EV - cars & vans (GWh)
NG FES - Leading the Way | Dem_BB006 | GWh | NPgN | TEMP_3 | EV - cars & vans (GWh) | Templeborough | TEMPLEBOROUGH 275/33KV | 0.2 | 0.37 | 0.53 | 0.75 | 1.03 | 1.4 | 1.87 | 2.48 | 3.24 | 4.12 | 5.09 | 6.1 | 7.05 | 7.88 | 8.5 | 8.96 | 9.25 | 9.44 | 9.53 | 9.51 | 9.46 | 9.39 | 9.32 | 9.24 | 9.14 | 9.03 | 8.9 | 8.76 | 8.6 | 8.42 | NPgY | GSP | NG FES - Leading the Way | EV - cars & vans (GWh)
NG FES - Leading the Way | Dem_BB006 | GWh | NPgN | THUR_6 | EV - cars & vans (GWh) | Thurcroft | THURCROFT | 10.02 | 17.6 | 24.11 | 32.22 | 41.78 | 52.96 | 66.92 | 85.33 | 107.86 | 134.29 | 163.62 | 194.66 | 224.4 | 250.6 | 270.87 | 285.53 | 295.17 | 301.2 | 304.05 | 303.36 | 301.95 | 300 | 297.81 | 295.22 | 292.24 | 288.86 | 285.04 | 280.76 | 276 | 270.7 | NPgY | GSP | NG FES - Leading the Way | EV - cars & vans (GWh)
NG FES - Leading the Way | Dem_BB006 | GWh | NPgN | WMEL_THOM | EV - cars & vans (GWh) | Thorpe Marsh | WEST MELTON / THORPE MARSH | 13.78 | 24.53 | 34.9 | 48.25 | 65.08 | 86.28 | 113.42 | 149.35 | 193.38 | 245.23 | 303.03 | 364.59 | 424.83 | 478.52 | 520.63 | 551.03 | 570.9 | 583.22 | 588.99 | 587.74 | 585.38 | 581.88 | 577.79 | 572.95 | 567.41 | 561.13 | 554.04 | 546.12 | 537.32 | 527.54 | NPgY | GSP | NG FES - Leading the Way | EV - cars & vans (GWh)
NG FES - Leading the Way | Dem_BB006 | GWh | NPgN | WMEL_BB3 | EV - cars & vans (GWh) | West Melton | WEST MELTON SECTION 3 | 11.96 | 21.44 | 30.77 | 42.93 | 58.46 | 78.29 | 103.77 | 137.5 | 178.8 | 227.41 | 281.54 | 339.13 | 395.29 | 445.24 | 484.33 | 512.54 | 531 | 542.46 | 547.83 | 546.66 | 544.4 | 541.1 | 537.27 | 532.74 | 527.56 | 521.67 | 515.03 | 507.61 | 499.35 | 490.19 | NPgY | GSP | NG FES - Leading the Way | EV - cars & vans (GWh)
NG FES - Leading the Way | Dem_BB006 | GWh | NPgN | WIBA_3 | EV - cars & vans (GWh) | Wincobank | WINCOBANK | 0.32 | 0.6 | 0.94 | 1.39 | 2.02 | 2.89 | 4.03 | 5.54 | 7.39 | 9.58 | 12.01 | 14.61 | 17.18 | 19.47 | 21.27 | 22.57 | 23.42 | 23.94 | 24.19 | 24.14 | 24.04 | 23.9 | 23.74 | 23.54 | 23.32 | 23.06 | 22.78 | 22.46 | 22.1 | 21.71 | NPgY | GSP | NG FES - Leading the Way | EV - cars & vans (GWh)
NPg Planning Scenario | Dem_BB006 | GWh | NPgN | BLYTB1 | EV - cars & vans (GWh) | Blyth 66kV | BLYTH 66kV | 2.33 | 5.32 | 12.18 | 21.68 | 33.18 | 45.52 | 59.55 | 76.15 | 94.3 | 118.42 | 140.22 | 160.34 | 180.69 | 199.87 | 225.57 | 247.81 | 263.18 | 276.86 | 287.73 | 297.09 | 302.74 | 306.89 | 309.67 | 311.52 | 312.39 | 312.3 | 311.7 | 310.57 | 309.06 | 307.34 | NPgN | GSP | NPg Planning Scenario | EV - cars & vans (GWh)
NPg Planning Scenario | Dem_BB006 | GWh | NPgN | BLYTH132 | EV - cars & vans (GWh) | Blyth 132kV | BLYTH 132kV | 1.5 | 3.21 | 6.86 | 11.34 | 16.05 | 20.29 | 25.03 | 30.69 | 36.97 | 45.41 | 53.25 | 60.62 | 68.16 | 75.37 | 84.81 | 93.34 | 99.21 | 104.22 | 108.11 | 111.45 | 113.44 | 115 | 116.09 | 116.83 | 117.22 | 117.28 | 117.16 | 116.88 | 116.45 | 115.97 | NPgN | GSP | NPg Planning Scenario | EV - cars & vans (GWh)
NPg Planning Scenario | Dem_BB006 | GWh | NPgN | FOUR_1 | EV - cars & vans (GWh) | Fourstones | FOURSTONES | 0.32 | 0.69 | 1.56 | 2.69 | 3.99 | 5.33 | 6.85 | 8.69 | 10.75 | 13.52 | 16.15 | 18.64 | 21.2 | 23.66 | 26.84 | 29.77 | 31.78 | 33.46 | 34.75 | 35.85 | 36.49 | 37.02 | 37.4 | 37.66 | 37.81 | 37.85 | 37.83 | 37.77 | 37.66 | 37.54 | NPgN | GSP | NPg Planning Scenario | EV - cars & vans (GWh)
NPg Planning Scenario | Dem_BB006 | GWh | NPgN | HARM_6 | EV - cars & vans (GWh) | Hart Moor | HARTMOOR | 1.01 | 2.31 | 5.37 | 9.65 | 14.93 | 20.7 | 27.29 | 35.1 | 43.67 | 55.09 | 65.48 | 75.1 | 84.86 | 94.08 | 106.36 | 117.11 | 124.52 | 131.05 | 136.21 | 140.65 | 143.32 | 145.31 | 146.66 | 147.56 | 148 | 147.98 | 147.73 | 147.24 | 146.57 | 145.8 | NPgN | GSP | NPg Planning Scenario | EV - cars & vans (GWh)
NPg Planning Scenario | Dem_BB006 | GWh | NPgN | HAWP_6 | EV - cars & vans (GWh) | Hawthorn Pit | HAWTHORN PIT GRID | 1.42 | 3.24 | 7.35 | 13 | 19.75 | 26.89 | 35 | 44.57 | 55.03 | 68.93 | 81.46 | 93 | 104.67 | 115.66 | 130.42 | 143.14 | 151.94 | 159.8 | 166.06 | 171.45 | 174.71 | 177.08 | 178.67 | 179.73 | 180.22 | 180.15 | 179.79 | 179.12 | 178.23 | 177.22 | NPgN | GSP | NPg Planning Scenario | EV - cars & vans (GWh)
NPg Planning Scenario | Dem_BB006 | GWh | NPgN | KNARE_111 | EV - cars & vans (GWh) | Knaresborough | KNARESBOROUGH | 2.94 | 6.47 | 14.42 | 24.89 | 36.92 | 49.15 | 63.01 | 79.54 | 97.79 | 122.22 | 144.77 | 165.83 | 187.31 | 207.74 | 234.66 | 258.69 | 275.24 | 289.51 | 300.68 | 310.27 | 315.99 | 320.4 | 323.45 | 325.52 | 326.58 | 326.67 | 326.28 | 325.38 | 324.09 | 322.63 | NPgN | GSP | NPg Planning Scenario | EV - cars & vans (GWh)
NPg Planning Scenario | Dem_BB006 | GWh | NPgN | LACK_6 | EV - cars & vans (GWh) | Lackenby | LACKENBY | 1.51 | 3.55 | 8.5 | 15.71 | 24.89 | 35.32 | 47.27 | 61.41 | 76.9 | 97.49 | 116.16 | 133.41 | 150.87 | 167.35 | 189.35 | 208.47 | 221.68 | 233.38 | 242.65 | 250.64 | 255.45 | 259 | 261.4 | 262.99 | 263.76 | 263.7 | 263.22 | 262.3 | 261.05 | 259.63 | NPgN | GSP | NPg Planning Scenario | EV - cars & vans (GWh)
NPg Planning Scenario | Dem_BB006 | GWh | NPgN | NORT_1 | EV - cars & vans (GWh) | Norton | NORTON | 5.6 | 12.91 | 30.31 | 55.02 | 85.8 | 119.95 | 158.98 | 205.28 | 256.05 | 323.66 | 385.19 | 442.17 | 499.93 | 554.53 | 627.24 | 690.81 | 734.69 | 773.31 | 803.85 | 830.13 | 845.93 | 857.72 | 865.71 | 871.05 | 873.64 | 873.54 | 872.06 | 869.16 | 865.19 | 860.65 | NPgN | GSP | NPg Planning Scenario | EV - cars & vans (GWh)
NPg Planning Scenario | Dem_BB006 | GWh | NPgN | OFFE_3 | EV - cars & vans (GWh) | Offerton | OFFERTON | 0.68 | 1.54 | 3.57 | 6.4 | 9.87 | 13.64 | 17.94 | 23.04 | 28.65 | 36.11 | 42.92 | 49.23 | 55.62 | 61.68 | 69.73 | 76.79 | 81.66 | 85.93 | 89.31 | 92.22 | 93.96 | 95.27 | 96.16 | 96.75 | 97.04 | 97.04 | 96.88 | 96.56 | 96.13 | 95.63 | NPgN | GSP | NPg Planning Scenario | EV - cars & vans (GWh)
NPg Planning Scenario | Dem_BB006 | GWh | NPgN | OSBA_1 | EV - cars & vans (GWh) | Osbaldwick | OSBALDWICK | 5.45 | 11.84 | 26 | 44.17 | 64.43 | 84.27 | 106.7 | 133.5 | 163.18 | 203 | 239.98 | 274.63 | 310.07 | 343.87 | 388.19 | 428.11 | 455.58 | 479.07 | 497.36 | 513.05 | 522.38 | 529.69 | 534.78 | 538.24 | 540.07 | 540.3 | 539.76 | 538.4 | 536.4 | 534.15 | NPgN | GSP | NPg Planning Scenario | EV - cars & vans (GWh)
NPg Planning Scenario | Dem_BB006 | GWh | NPgN | POPP_3 | EV - cars & vans (GWh) | Poppleton | POPPLETON | 0.9 | 1.97 | 4.28 | 7.24 | 10.5 | 13.63 | 17.16 | 21.36 | 25.99 | 32.18 | 37.87 | 43.18 | 48.59 | 53.73 | 60.52 | 66.56 | 70.72 | 74.32 | 77.16 | 79.59 | 81.04 | 82.15 | 82.92 | 83.44 | 83.7 | 83.71 | 83.6 | 83.36 | 83.01 | 82.62 | NPgN | GSP | NPg Planning Scenario | EV - cars & vans (GWh)
NPg Planning Scenario | Dem_BB006 | GWh | NPgN | SALH_1 | EV - cars & vans (GWh) | Saltholme | SALTHOLME | 0.03 | 0.07 | 0.17 | 0.31 | 0.48 | 0.67 | 0.89 | 1.15 | 1.45 | 1.86 | 2.26 | 2.63 | 3.02 | 3.39 | 3.87 | 4.32 | 4.63 | 4.88 | 5.07 | 5.23 | 5.33 | 5.41 | 5.47 | 5.51 | 5.53 | 5.54 | 5.54 | 5.53 | 5.52 | 5.51 | NPgN | GSP | NPg Planning Scenario | EV - cars & vans (GWh)
NPg Planning Scenario | Dem_BB006 | GWh | NPgN | SSHI_3 | EV - cars & vans (GWh) | South Shields | SOUTH SHIELDS | 0.67 | 1.5 | 3.45 | 6.12 | 9.36 | 12.85 | 16.83 | 21.56 | 26.79 | 33.77 | 40.19 | 46.17 | 52.26 | 58.04 | 65.68 | 72.46 | 77.13 | 81.18 | 84.36 | 87.08 | 88.71 | 89.96 | 90.82 | 91.4 | 91.7 | 91.71 | 91.59 | 91.33 | 90.95 | 90.52 | NPgN | GSP | NPg Planning Scenario | EV - cars & vans (GWh)
NPg Planning Scenario | Dem_BB006 | GWh | NPgN | KIELD01 and SPAD20 | EV - cars & vans (GWh) | 0 | SPADEADAM | 0.1 | 0.22 | 0.52 | 0.94 | 1.45 | 2 | 2.65 | 3.42 | 4.28 | 5.44 | 6.53 | 7.56 | 8.62 | 9.63 | 10.95 | 12.15 | 12.98 | 13.67 | 14.21 | 14.66 | 14.93 | 15.15 | 15.31 | 15.41 | 15.47 | 15.48 | 15.48 | 15.45 | 15.4 | 15.35 | NPgN | GSP | NPg Planning Scenario | EV - cars & vans (GWh)
NPg Planning Scenario | Dem_BB006 | GWh | NPgN | SPEN_1 | EV - cars & vans (GWh) | Spennymoor | SPENNYMOOR | 3.61 | 8.12 | 18.43 | 32.44 | 49.08 | 66.64 | 86.61 | 110.32 | 136.38 | 171.12 | 202.86 | 232.32 | 262.24 | 290.58 | 328.21 | 361.31 | 384.14 | 404.13 | 419.89 | 433.45 | 441.59 | 447.71 | 451.88 | 454.68 | 456.06 | 456.05 | 455.34 | 453.9 | 451.9 | 449.62 | NPgN | GSP | NPg Planning Scenario | EV - cars & vans (GWh)
NPg Planning Scenario | Dem_BB006 | GWh | NPgN | STEN_1 | EV - cars & vans (GWh) | Stella North | STELLA NORTH | 2.46 | 5.48 | 12.5 | 22.01 | 33.33 | 45.34 | 59.03 | 75.38 | 93.46 | 117.67 | 140.07 | 161.02 | 182.39 | 202.74 | 229.47 | 253.43 | 269.92 | 284.08 | 295.14 | 304.63 | 310.29 | 314.68 | 317.72 | 319.79 | 320.87 | 320.97 | 320.62 | 319.77 | 318.54 | 317.14 | NPgN | GSP | NPg Planning Scenario | EV - cars & vans (GWh)
NPg Planning Scenario | Dem_BB006 | GWh | NPgN | STES_1 | EV - cars & vans (GWh) | Stella South | STELLA SOUTH | 2.23 | 4.96 | 11.14 | 19.4 | 29.03 | 38.98 | 50.26 | 63.68 | 78.43 | 98.12 | 116.14 | 132.89 | 149.93 | 166.07 | 187.49 | 206.37 | 219.4 | 230.77 | 239.72 | 247.42 | 252.03 | 255.53 | 257.91 | 259.51 | 260.31 | 260.32 | 259.94 | 259.14 | 258.02 | 256.74 | NPgN | GSP | NPg Planning Scenario | EV - cars & vans (GWh)
NPg Planning Scenario | Dem_BB006 | GWh | NPgN | TYNE_1 | EV - cars & vans (GWh) | Tynemouth 1 | TYNEMOUTH | 1.88 | 4.29 | 9.93 | 17.8 | 27.44 | 37.94 | 49.91 | 64.11 | 79.69 | 100.44 | 119.32 | 136.82 | 154.55 | 171.33 | 193.66 | 213.2 | 226.68 | 238.55 | 247.93 | 256 | 260.85 | 264.47 | 266.93 | 268.57 | 269.37 | 269.34 | 268.89 | 268 | 266.77 | 265.38 | NPgN | GSP | NPg Planning Scenario | EV - cars & vans (GWh)
NPg Planning Scenario | Dem_BB006 | GWh | NPgN | WBOL_6 | EV - cars & vans (GWh) | West Boldon | WEST BOLDON | 2.65 | 6.01 | 13.72 | 24.32 | 37.06 | 50.64 | 66.1 | 84.44 | 104.55 | 131.33 | 155.71 | 178.29 | 201.19 | 222.85 | 251.69 | 276.92 | 294.33 | 309.66 | 321.78 | 332.21 | 338.48 | 343.16 | 346.33 | 348.45 | 349.49 | 349.45 | 348.86 | 347.7 | 346.11 | 344.3 | NPgN | GSP | NPg Planning Scenario | EV - cars & vans (GWh)
NPg Planning Scenario | Dem_BB006 | GWh | NPgN | BRAW_1 | EV - cars & vans (GWh) | Bradford West | BRADFORD WEST | 6.39 | 11.7 | 25.59 | 45.92 | 72.11 | 102.38 | 136.89 | 177.91 | 223 | 283.12 | 338.47 | 390.04 | 442.58 | 492.5 | 558.3 | 616.78 | 656.8 | 691.34 | 718.34 | 741.53 | 755.37 | 766 | 773.31 | 778.23 | 780.25 | 780.04 | 778.8 | 776.44 | 773.19 | 769.55 | NPgY | GSP | NPg Planning Scenario | EV - cars & vans (GWh)
NPg Planning Scenario | Dem_BB006 | GWh | NPgN | CAMB_01 | EV - cars & vans (GWh) | Camblesforth | CAMBLESFORTH | 0.7 | 1.26 | 2.61 | 4.5 | 6.8 | 9.3 | 12.15 | 15.53 | 19.24 | 24.18 | 28.71 | 32.92 | 37.21 | 41.28 | 46.67 | 51.43 | 54.69 | 57.52 | 59.74 | 61.65 | 62.79 | 63.66 | 64.25 | 64.65 | 64.81 | 64.78 | 64.67 | 64.46 | 64.18 | 63.87 | NPgY | GSP | NPg Planning Scenario | EV - cars & vans (GWh)
NPg Planning Scenario | Dem_BB006 | GWh | NPgN | CREB_1 | EV - cars & vans (GWh) | Creyke Beck | CREYKE BECK | 10.01 | 17.5 | 35.35 | 59.4 | 87.55 | 116.92 | 150.22 | 189.77 | 233.22 | 291.19 | 344.49 | 394.18 | 444.82 | 492.96 | 556.53 | 612.96 | 651.61 | 685.01 | 711.15 | 733.61 | 747.01 | 757.29 | 764.35 | 769.09 | 771.03 | 770.8 | 769.56 | 767.2 | 763.95 | 760.32 | NPgY | GSP | NPg Planning Scenario | EV - cars & vans (GWh)
NPg Planning Scenario | Dem_BB006 | GWh | NPgN | DRAX_YEDL | EV - cars & vans (GWh) | Drax | DRAX | 0.9 | 1.62 | 3.39 | 5.9 | 8.99 | 12.41 | 16.3 | 20.91 | 25.96 | 32.69 | 38.84 | 44.57 | 50.39 | 55.91 | 63.22 | 69.67 | 74.09 | 77.94 | 80.96 | 83.55 | 85.1 | 86.28 | 87.09 | 87.62 | 87.84 | 87.8 | 87.65 | 87.36 | 86.97 | 86.54 | NPgY | GSP | NPg Planning Scenario | EV - cars & vans (GWh)
NPg Planning Scenario | Dem_BB006 | GWh | NPgN | ELLA_1 | EV - cars & vans (GWh) | Elland | ELLAND | 5.53 | 10.05 | 21.56 | 38.15 | 59.14 | 82.94 | 110.03 | 142.18 | 177.45 | 224.42 | 267.5 | 307.57 | 348.33 | 387.01 | 438.16 | 483.37 | 514.34 | 541.21 | 562.29 | 580.4 | 591.22 | 599.47 | 605.11 | 608.88 | 610.4 | 610.17 | 609.13 | 607.18 | 604.54 | 601.58 | NPgY | GSP | NPg Planning Scenario | EV - cars & vans (GWh)
NPg Planning Scenario | Dem_BB006 | GWh | NPgN | FERRA2 | EV - cars & vans (GWh) | Ferrybridge A | FERRYBRIDGE A | 2.21 | 3.98 | 8.11 | 13.83 | 20.68 | 27.98 | 36.23 | 45.96 | 56.54 | 70.56 | 83.19 | 94.82 | 106.59 | 117.68 | 132.57 | 145.4 | 154.21 | 162.07 | 168.32 | 173.71 | 176.96 | 179.33 | 180.91 | 181.95 | 182.32 | 182.16 | 181.74 | 181.03 | 180.1 | 179.06 | NPgY | GSP | NPg Planning Scenario | EV - cars & vans (GWh)
NPg Planning Scenario | Dem_BB006 | GWh | NPgN | FERRB9 | EV - cars & vans (GWh) | Ferrybridge B (_M) | FERRYBRIDGE B | 4.78 | 8.63 | 17.99 | 31.17 | 47.37 | 65.14 | 85.31 | 109.15 | 135.21 | 169.83 | 201.31 | 230.45 | 260.02 | 287.99 | 325.25 | 357.78 | 380.1 | 399.71 | 415.2 | 428.52 | 436.52 | 442.49 | 446.53 | 449.21 | 450.23 | 449.95 | 449.05 | 447.47 | 445.36 | 442.98 | NPgY | GSP | NPg Planning Scenario | EV - cars & vans (GWh)
NPg Planning Scenario | Dem_BB006 | GWh | NPgN | GRIW_1 | EV - cars & vans (GWh) | Grimsby West | GRIMSBY WEST | 3.05 | 5.41 | 11.02 | 18.71 | 27.87 | 37.59 | 48.6 | 61.64 | 75.91 | 94.9 | 112.22 | 128.3 | 144.65 | 160.13 | 180.7 | 198.76 | 211.14 | 221.97 | 230.49 | 237.82 | 242.21 | 245.52 | 247.76 | 249.26 | 249.84 | 249.72 | 249.25 | 248.41 | 247.27 | 246 | NPgY | GSP | NPg Planning Scenario | EV - cars & vans (GWh)
NPg Planning Scenario | Dem_BB006 | GWh | NPgN | JORD_3 | EV - cars & vans (GWh) | Jordanthorpe | JORDANTHORPE | 1.6 | 2.82 | 5.6 | 9.3 | 13.56 | 17.85 | 22.7 | 28.41 | 34.61 | 42.83 | 50.23 | 57.05 | 63.94 | 70.43 | 79.17 | 86.68 | 91.85 | 96.46 | 100.13 | 103.3 | 105.21 | 106.6 | 107.53 | 108.14 | 108.35 | 108.25 | 108 | 107.58 | 107.02 | 106.4 | NPgY | GSP | NPg Planning Scenario | EV - cars & vans (GWh)
NPg Planning Scenario | Dem_BB006 | GWh | NPgN | KEAD_YEDL | EV - cars & vans (GWh) | Keadby | KEADBY | 8.29 | 14.18 | 27.42 | 44.28 | 62.53 | 79.75 | 99.14 | 122.13 | 147.35 | 181 | 211.83 | 240.55 | 269.82 | 297.63 | 334.5 | 367.08 | 389.42 | 408.83 | 424.06 | 437.14 | 444.96 | 450.92 | 454.99 | 457.72 | 458.82 | 458.64 | 457.86 | 456.4 | 454.41 | 452.18 | NPgY | GSP | NPg Planning Scenario | EV - cars & vans (GWh)
NPg Planning Scenario | Dem_BB006 | GWh | NPgN | KIRKB1 | EV - cars & vans (GWh) | Kirkstall B | KIRKSTALL B | 4.06 | 7.37 | 15.51 | 27.13 | 41.57 | 57.64 | 75.88 | 97.47 | 121.06 | 152.43 | 180.97 | 207.41 | 234.24 | 259.63 | 293.43 | 322.97 | 343.23 | 361.01 | 375.04 | 387.11 | 394.35 | 399.77 | 403.43 | 405.87 | 406.81 | 406.57 | 405.77 | 404.35 | 402.47 | 400.34 | NPgY | GSP | NPg Planning Scenario | EV - cars & vans (GWh)
NPg Planning Scenario | Dem_BB006 | GWh | NPgN | NEEP_3 | EV - cars & vans (GWh) | Neepsend | NEEPSEND | 1.83 | 3.22 | 6.56 | 11.12 | 16.53 | 22.26 | 28.76 | 36.47 | 44.92 | 56.18 | 66.49 | 76.09 | 85.85 | 95.12 | 107.39 | 118.23 | 125.65 | 132.1 | 137.17 | 141.52 | 144.12 | 146.1 | 147.45 | 148.36 | 148.72 | 148.66 | 148.4 | 147.92 | 147.28 | 146.55 | NPgY | GSP | NPg Planning Scenario | EV - cars & vans (GWh)
NPg Planning Scenario | Dem_BB006 | GWh | NPgN | NORL_3 | EV - cars & vans (GWh) | Norton Lees | NORTON LEES | 2.07 | 3.63 | 7.21 | 11.98 | 17.45 | 22.98 | 29.23 | 36.61 | 44.67 | 55.37 | 65.08 | 74.06 | 83.17 | 91.79 | 103.3 | 113.32 | 120.2 | 126.27 | 131.07 | 135.2 | 137.68 | 139.52 | 140.77 | 141.59 | 141.9 | 141.8 | 141.51 | 141 | 140.32 | 139.56 | NPgY | GSP | NPg Planning Scenario | EV - cars & vans (GWh)
NPg Planning Scenario | Dem_BB006 | GWh | NPgN | PITS_BB_B | EV - cars & vans (GWh) | Pitsmoor | PITSMOOR 3/4 | 0.77 | 1.36 | 2.79 | 4.76 | 7.11 | 9.63 | 12.5 | 15.91 | 19.66 | 24.67 | 29.28 | 33.59 | 37.98 | 42.16 | 47.67 | 52.57 | 55.93 | 58.82 | 61.08 | 63.02 | 64.17 | 65.06 | 65.68 | 66.09 | 66.26 | 66.25 | 66.15 | 65.95 | 65.68 | 65.37 | NPgY | GSP | NPg Planning Scenario | EV - cars & vans (GWh)
NPg Planning Scenario | Dem_BB006 | GWh | NPgN | SALT_1 | EV - cars & vans (GWh) | Saltend North | SALTEND NORTH | 1.29 | 2.27 | 4.55 | 7.62 | 11.19 | 14.87 | 19.05 | 23.99 | 29.39 | 36.58 | 43.14 | 49.23 | 55.42 | 61.28 | 69.07 | 75.91 | 80.6 | 84.7 | 87.93 | 90.71 | 92.38 | 93.63 | 94.48 | 95.05 | 95.27 | 95.22 | 95.04 | 94.72 | 94.28 | 93.79 | NPgY | GSP | NPg Planning Scenario | EV - cars & vans (GWh)
NPg Planning Scenario | Dem_BB006 | GWh | NPgN | SHEC_3 | EV - cars & vans (GWh) | Sheffield City | SHEFFIELD CITY | 1.15 | 1.98 | 4.07 | 6.87 | 10.19 | 13.72 | 17.76 | 22.61 | 28.01 | 35.27 | 42.13 | 48.6 | 55.27 | 61.67 | 69.94 | 77.55 | 82.74 | 87.06 | 90.38 | 93.22 | 94.89 | 96.25 | 97.22 | 97.88 | 98.19 | 98.23 | 98.16 | 97.96 | 97.65 | 97.32 | NPgY | GSP | NPg Planning Scenario | EV - cars & vans (GWh)
NPg Planning Scenario | Dem_BB006 | GWh | NPgN | SKLGB1 | EV - cars & vans (GWh) | Skelton Grange | SKELTON GRANGE | 8.9 | 16.25 | 34.63 | 61.09 | 94.4 | 131.96 | 174.64 | 225.2 | 280.54 | 354.13 | 421.26 | 483.53 | 546.76 | 606.65 | 686.19 | 755.96 | 803.8 | 845.63 | 878.56 | 906.88 | 923.86 | 936.63 | 945.31 | 951.09 | 953.33 | 952.85 | 951.05 | 947.82 | 943.49 | 938.61 | NPgY | GSP | NPg Planning Scenario | EV - cars & vans (GWh)
NPg Planning Scenario | Dem_BB006 | GWh | NPgN | TEMP_3 | EV - cars & vans (GWh) | Templeborough | TEMPLEBOROUGH 275/33KV | 0.14 | 0.26 | 0.51 | 0.85 | 1.25 | 1.65 | 2.11 | 2.64 | 3.21 | 3.97 | 4.64 | 5.25 | 5.86 | 6.44 | 7.22 | 7.88 | 8.33 | 8.75 | 9.08 | 9.37 | 9.55 | 9.67 | 9.75 | 9.8 | 9.82 | 9.81 | 9.78 | 9.73 | 9.68 | 9.61 | NPgY | GSP | NPg Planning Scenario | EV - cars & vans (GWh)
NPg Planning Scenario | Dem_BB006 | GWh | NPgN | THUR_6 | EV - cars & vans (GWh) | Thurcroft | THURCROFT | 7.22 | 12.31 | 23.22 | 36.71 | 50.6 | 62.66 | 76.13 | 91.98 | 109.22 | 132.1 | 152.67 | 171.66 | 190.88 | 209.02 | 233.49 | 254.52 | 269.01 | 281.95 | 292.26 | 301.14 | 306.5 | 310.4 | 313 | 314.71 | 315.31 | 315.04 | 314.31 | 313.08 | 311.49 | 309.67 | NPgY | GSP | NPg Planning Scenario | EV - cars & vans (GWh)
NPg Planning Scenario | Dem_BB006 | GWh | NPgN | WMEL_THOM | EV - cars & vans (GWh) | Thorpe Marsh | WEST MELTON / THORPE MARSH | 9.92 | 17.15 | 33.59 | 54.97 | 78.78 | 102.06 | 128.31 | 159.4 | 193.43 | 238.76 | 280.12 | 318.54 | 357.62 | 394.68 | 443.96 | 487.24 | 516.94 | 542.89 | 563.32 | 580.88 | 591.41 | 599.34 | 604.73 | 608.33 | 609.74 | 609.44 | 608.31 | 606.26 | 603.51 | 600.42 | NPgY | GSP | NPg Planning Scenario | EV - cars & vans (GWh)
NPg Planning Scenario | Dem_BB006 | GWh | NPgN | WMEL_BB3 | EV - cars & vans (GWh) | West Melton | WEST MELTON SECTION 3 | 8.61 | 14.99 | 29.62 | 48.91 | 70.76 | 92.6 | 117.26 | 146.43 | 178.32 | 220.77 | 259.43 | 295.28 | 331.72 | 366.23 | 412.19 | 452.43 | 480.04 | 504.25 | 523.34 | 539.76 | 549.61 | 556.99 | 561.99 | 565.33 | 566.61 | 566.3 | 565.2 | 563.25 | 560.65 | 557.71 | NPgY | GSP | NPg Planning Scenario | EV - cars & vans (GWh)
NPg Planning Scenario | Dem_BB006 | GWh | NPgN | WIBA_3 | EV - cars & vans (GWh) | Wincobank | WINCOBANK | 0.23 | 0.42 | 0.9 | 1.59 | 2.45 | 3.42 | 4.52 | 5.83 | 7.27 | 9.19 | 10.95 | 12.59 | 14.25 | 15.83 | 17.92 | 19.77 | 21.03 | 22.13 | 22.99 | 23.73 | 24.17 | 24.51 | 24.74 | 24.9 | 24.96 | 24.95 | 24.91 | 24.83 | 24.72 | 24.6 | NPgY | GSP | NPg Planning Scenario | EV - cars & vans (GWh)
NG FES - System Transformation | Dem_BB006 | GWh | NPgN | BLYTB1 | EV - cars & vans (GWh) | Blyth 66kV | BLYTH 66kV | 3.27 | 4.2 | 5.94 | 8.46 | 12.16 | 17.64 | 25.56 | 36.84 | 52.62 | 66.52 | 83.71 | 104.03 | 127.37 | 153.01 | 179.37 | 205.54 | 230.1 | 251.23 | 268.53 | 282.06 | 292.16 | 298.96 | 300.32 | 297.86 | 294.84 | 290.97 | 286.33 | 282.19 | 278.08 | 273.75 | NPgN | GSP | NG FES - System Transformation | EV - cars & vans (GWh)
NG FES - System Transformation | Dem_BB006 | GWh | NPgN | BLYTH132 | EV - cars & vans (GWh) | Blyth 132kV | BLYTH 132kV | 2.11 | 2.54 | 3.34 | 4.41 | 5.86 | 7.83 | 10.48 | 14.29 | 19.64 | 24.42 | 30.39 | 37.48 | 45.71 | 54.85 | 64.34 | 74.11 | 83.39 | 91.47 | 97.93 | 102.93 | 106.6 | 109 | 109.41 | 108.46 | 107.27 | 105.75 | 103.96 | 102.34 | 100.62 | 98.77 | NPgN | GSP | NG FES - System Transformation | EV - cars & vans (GWh)
NG FES - System Transformation | Dem_BB006 | GWh | NPgN | FOUR_1 | EV - cars & vans (GWh) | Fourstones | FOURSTONES | 0.45 | 0.55 | 0.74 | 1.03 | 1.44 | 2.04 | 2.89 | 4.11 | 5.84 | 7.39 | 9.33 | 11.65 | 14.35 | 17.37 | 20.52 | 23.83 | 26.98 | 29.74 | 31.93 | 33.61 | 34.82 | 35.61 | 35.74 | 35.42 | 35.01 | 34.49 | 33.89 | 33.34 | 32.74 | 32.09 | NPgN | GSP | NG FES - System Transformation | EV - cars & vans (GWh)
NG FES - System Transformation | Dem_BB006 | GWh | NPgN | HARM_6 | EV - cars & vans (GWh) | Hart Moor | HARTMOOR | 1.42 | 1.82 | 2.6 | 3.75 | 5.45 | 8 | 11.72 | 17.01 | 24.42 | 30.97 | 39.08 | 48.68 | 59.73 | 71.89 | 84.42 | 96.97 | 108.78 | 118.96 | 127.25 | 133.72 | 138.53 | 141.75 | 142.37 | 141.19 | 139.73 | 137.86 | 135.63 | 133.64 | 131.62 | 129.49 | NPgN | GSP | NG FES - System Transformation | EV - cars & vans (GWh)
NG FES - System Transformation | Dem_BB006 | GWh | NPgN | HAWP_6 | EV - cars & vans (GWh) | Hawthorn Pit | HAWTHORN PIT GRID | 2 | 2.56 | 3.59 | 5.08 | 7.24 | 10.42 | 15 | 21.53 | 30.64 | 38.66 | 48.57 | 60.29 | 73.73 | 88.49 | 103.66 | 118.67 | 132.74 | 144.84 | 154.77 | 162.54 | 168.34 | 172.27 | 173.05 | 171.64 | 169.91 | 167.7 | 165.04 | 162.67 | 160.32 | 157.86 | NPgN | GSP | NG FES - System Transformation | EV - cars & vans (GWh)
NG FES - System Transformation | Dem_BB006 | GWh | NPgN | KNARE_111 | EV - cars & vans (GWh) | Knaresborough | KNARESBOROUGH | 4.13 | 5.11 | 6.98 | 9.66 | 13.46 | 18.96 | 26.74 | 37.88 | 53.5 | 67.39 | 84.68 | 105.2 | 128.93 | 155.19 | 182.38 | 210.09 | 236.31 | 259.04 | 277.35 | 291.57 | 302.03 | 308.95 | 310.2 | 307.55 | 304.24 | 300.03 | 295.03 | 290.52 | 285.82 | 280.81 | NPgN | GSP | NG FES - System Transformation | EV - cars & vans (GWh)
NG FES - System Transformation | Dem_BB006 | GWh | NPgN | LACK_6 | EV - cars & vans (GWh) | Lackenby | LACKENBY | 2.12 | 2.81 | 4.12 | 6.1 | 9.1 | 13.66 | 20.4 | 30 | 43.42 | 55.26 | 69.9 | 87.22 | 107.13 | 129.01 | 151.53 | 173.95 | 195.01 | 213.15 | 227.96 | 239.54 | 248.16 | 253.96 | 255.1 | 253 | 250.42 | 247.11 | 243.15 | 239.61 | 236.08 | 232.35 | NPgN | GSP | NG FES - System Transformation | EV - cars & vans (GWh)
NG FES - System Transformation | Dem_BB006 | GWh | NPgN | NORT_1 | EV - cars & vans (GWh) | Norton | NORTON | 7.86 | 10.2 | 14.67 | 21.37 | 31.34 | 46.37 | 68.36 | 99.73 | 143.61 | 182.4 | 230.43 | 287.27 | 352.69 | 424.71 | 498.9 | 573.16 | 643.02 | 703.26 | 752.31 | 790.6 | 819.05 | 838.11 | 841.8 | 834.81 | 826.19 | 815.17 | 801.99 | 790.2 | 778.3 | 765.72 | NPgN | GSP | NG FES - System Transformation | EV - cars & vans (GWh)
NG FES - System Transformation | Dem_BB006 | GWh | NPgN | OFFE_3 | EV - cars & vans (GWh) | Offerton | OFFERTON | 0.95 | 1.22 | 1.73 | 2.49 | 3.6 | 5.27 | 7.69 | 11.15 | 15.99 | 20.27 | 25.57 | 31.85 | 39.08 | 47.04 | 55.25 | 63.48 | 71.23 | 77.92 | 83.35 | 87.6 | 90.74 | 92.85 | 93.26 | 92.48 | 91.52 | 90.29 | 88.83 | 87.52 | 86.19 | 84.78 | NPgN | GSP | NG FES - System Transformation | EV - cars & vans (GWh)
NG FES - System Transformation | Dem_BB006 | GWh | NPgN | OSBA_1 | EV - cars & vans (GWh) | Osbaldwick | OSBALDWICK | 7.66 | 9.35 | 12.59 | 17.13 | 23.48 | 32.49 | 45.06 | 63.06 | 88.36 | 110.93 | 139.06 | 172.48 | 211.23 | 254.19 | 298.78 | 344.57 | 387.99 | 425.73 | 455.97 | 479.42 | 496.61 | 507.9 | 509.89 | 505.47 | 499.94 | 492.92 | 484.6 | 477.07 | 469.14 | 460.65 | NPgN | GSP | NG FES - System Transformation | EV - cars & vans (GWh)
NG FES - System Transformation | Dem_BB006 | GWh | NPgN | POPP_3 | EV - cars & vans (GWh) | Poppleton | POPPLETON | 1.27 | 1.55 | 2.09 | 2.82 | 3.84 | 5.27 | 7.25 | 10.09 | 14.07 | 17.6 | 21.99 | 27.2 | 33.22 | 39.87 | 46.76 | 53.75 | 60.35 | 66.07 | 70.69 | 74.28 | 76.93 | 78.69 | 79.01 | 78.34 | 77.51 | 76.44 | 75.18 | 74.04 | 72.86 | 71.61 | NPgN | GSP | NG FES - System Transformation | EV - cars & vans (GWh)
NG FES - System Transformation | Dem_BB006 | GWh | NPgN | SALH_1 | EV - cars & vans (GWh) | Saltholme | SALTHOLME | 0.05 | 0.06 | 0.08 | 0.12 | 0.17 | 0.25 | 0.38 | 0.55 | 0.8 | 1.02 | 1.31 | 1.65 | 2.04 | 2.49 | 2.96 | 3.46 | 3.94 | 4.36 | 4.69 | 4.94 | 5.12 | 5.24 | 5.25 | 5.21 | 5.14 | 5.06 | 4.97 | 4.89 | 4.79 | 4.69 | NPgN | GSP | NG FES - System Transformation | EV - cars & vans (GWh)
NG FES - System Transformation | Dem_BB006 | GWh | NPgN | SSHI_3 | EV - cars & vans (GWh) | South Shields | SOUTH SHIELDS | 0.93 | 1.18 | 1.66 | 2.37 | 3.41 | 4.96 | 7.19 | 10.39 | 14.86 | 18.84 | 23.78 | 29.64 | 36.41 | 43.88 | 51.62 | 59.46 | 66.87 | 73.28 | 78.46 | 82.49 | 85.46 | 87.43 | 87.79 | 87.05 | 86.12 | 84.94 | 83.53 | 82.27 | 80.97 | 79.58 | NPgN | GSP | NG FES - System Transformation | EV - cars & vans (GWh)
NG FES - System Transformation | Dem_BB006 | GWh | NPgN | KIELD01 and SPAD20 | EV - cars & vans (GWh) | 0 | SPADEADAM | 0.14 | 0.18 | 0.25 | 0.36 | 0.52 | 0.77 | 1.13 | 1.64 | 2.36 | 3.01 | 3.83 | 4.79 | 5.92 | 7.18 | 8.48 | 9.85 | 11.15 | 12.28 | 13.18 | 13.87 | 14.38 | 14.7 | 14.76 | 14.63 | 14.46 | 14.25 | 14 | 13.78 | 13.54 | 13.27 | NPgN | GSP | NG FES - System Transformation | EV - cars & vans (GWh)
NG FES - System Transformation | Dem_BB006 | GWh | NPgN | SPEN_1 | EV - cars & vans (GWh) | Spennymoor | SPENNYMOOR | 5.08 | 6.41 | 8.94 | 12.61 | 17.93 | 25.76 | 37 | 53.05 | 75.51 | 95.41 | 120.08 | 149.3 | 182.98 | 220.1 | 258.41 | 296.95 | 333.26 | 364.62 | 390.08 | 409.93 | 424.64 | 434.45 | 436.32 | 432.67 | 428.15 | 422.38 | 415.49 | 409.31 | 403.02 | 396.35 | NPgN | GSP | NG FES - System Transformation | EV - cars & vans (GWh)
NG FES - System Transformation | Dem_BB006 | GWh | NPgN | STEN_1 | EV - cars & vans (GWh) | Stella North | STELLA NORTH | 3.46 | 4.32 | 6.02 | 8.51 | 12.13 | 17.47 | 25.15 | 36.14 | 51.57 | 65.31 | 82.41 | 102.71 | 126.21 | 152.22 | 179.17 | 206.72 | 232.8 | 255.43 | 273.62 | 287.73 | 298.11 | 304.95 | 306.18 | 303.55 | 300.26 | 296.09 | 291.12 | 286.65 | 281.97 | 276.97 | NPgN | GSP | NG FES - System Transformation | EV - cars & vans (GWh)
NG FES - System Transformation | Dem_BB006 | GWh | NPgN | STES_1 | EV - cars & vans (GWh) | Stella South | STELLA SOUTH | 3.13 | 3.92 | 5.41 | 7.54 | 10.61 | 15.06 | 21.41 | 30.48 | 43.19 | 54.45 | 68.42 | 84.98 | 104.08 | 125.16 | 146.92 | 168.87 | 189.58 | 207.48 | 221.98 | 233.28 | 241.64 | 247.21 | 248.26 | 246.17 | 243.58 | 240.28 | 236.34 | 232.8 | 229.19 | 225.35 | NPgN | GSP | NG FES - System Transformation | EV - cars & vans (GWh)
NG FES - System Transformation | Dem_BB006 | GWh | NPgN | TYNE_1 | EV - cars & vans (GWh) | Tynemouth 1 | TYNEMOUTH | 2.64 | 3.39 | 4.81 | 6.92 | 10.03 | 14.67 | 21.42 | 31.04 | 44.5 | 56.41 | 71.15 | 88.59 | 108.68 | 130.79 | 153.58 | 176.4 | 197.87 | 216.39 | 231.46 | 243.23 | 251.97 | 257.82 | 258.95 | 256.8 | 254.14 | 250.75 | 246.69 | 243.06 | 239.39 | 235.51 | NPgN | GSP | NG FES - System Transformation | EV - cars & vans (GWh)
NG FES - System Transformation | Dem_BB006 | GWh | NPgN | WBOL_6 | EV - cars & vans (GWh) | West Boldon | WEST BOLDON | 3.73 | 4.74 | 6.67 | 9.47 | 13.55 | 19.59 | 28.3 | 40.73 | 58.12 | 73.49 | 92.53 | 115.07 | 141.01 | 169.58 | 199.01 | 228.49 | 256.22 | 280.15 | 299.62 | 314.83 | 326.12 | 333.68 | 335.14 | 332.36 | 328.92 | 324.53 | 319.28 | 314.58 | 309.83 | 304.81 | NPgN | GSP | NG FES - System Transformation | EV - cars & vans (GWh)
NG FES - System Transformation | Dem_BB006 | GWh | NPgN | BRAW_1 | EV - cars & vans (GWh) | Bradford West | BRADFORD WEST | 8.87 | 14.09 | 19.68 | 27.51 | 38.07 | 52.28 | 70.22 | 92.81 | 120.66 | 154.94 | 197.54 | 248.03 | 306.37 | 370.85 | 437.54 | 505.32 | 569.36 | 624.82 | 669.53 | 704.29 | 729.91 | 746.87 | 749.99 | 743.6 | 735.65 | 725.53 | 713.49 | 702.64 | 691.41 | 679.44 | NPgY | GSP | NG FES - System Transformation | EV - cars & vans (GWh)
NG FES - System Transformation | Dem_BB006 | GWh | NPgN | CAMB_01 | EV - cars & vans (GWh) | Camblesforth | CAMBLESFORTH | 0.98 | 1.51 | 2.03 | 2.71 | 3.6 | 4.77 | 6.25 | 8.12 | 10.42 | 13.24 | 16.75 | 20.91 | 25.7 | 31 | 36.48 | 42.02 | 47.24 | 51.76 | 55.42 | 58.27 | 60.37 | 61.77 | 62.03 | 61.5 | 60.85 | 60.02 | 59.03 | 58.15 | 57.23 | 56.26 | NPgY | GSP | NG FES - System Transformation | EV - cars & vans (GWh)
NG FES - System Transformation | Dem_BB006 | GWh | NPgN | CREB_1 | EV - cars & vans (GWh) | Creyke Beck | CREYKE BECK | 13.9 | 21.07 | 27.56 | 35.87 | 46.42 | 60.1 | 77.4 | 99.19 | 126.06 | 159.15 | 200.28 | 249.05 | 305.42 | 367.73 | 432.19 | 497.69 | 559.58 | 613.2 | 656.45 | 690.08 | 714.87 | 731.3 | 734.31 | 728.06 | 720.29 | 710.39 | 698.6 | 688 | 677.02 | 665.32 | NPgY | GSP | NG FES - System Transformation | EV - cars & vans (GWh)
NG FES - System Transformation | Dem_BB006 | GWh | NPgN | DRAX_YEDL | EV - cars & vans (GWh) | Drax | DRAX | 1.25 | 1.95 | 2.64 | 3.56 | 4.76 | 6.37 | 8.39 | 10.93 | 14.06 | 17.91 | 22.69 | 28.35 | 34.88 | 42.09 | 49.53 | 57.05 | 64.14 | 70.27 | 75.23 | 79.09 | 81.95 | 83.85 | 84.21 | 83.5 | 82.62 | 81.5 | 80.16 | 78.95 | 77.72 | 76.41 | NPgY | GSP | NG FES - System Transformation | EV - cars & vans (GWh)
NG FES - System Transformation | Dem_BB006 | GWh | NPgN | ELLA_1 | EV - cars & vans (GWh) | Elland | ELLAND | 7.67 | 12.11 | 16.68 | 22.94 | 31.29 | 42.45 | 56.54 | 74.27 | 96.11 | 122.97 | 156.31 | 195.81 | 241.39 | 291.72 | 343.71 | 396.31 | 445.95 | 488.88 | 523.59 | 550.61 | 570.58 | 583.84 | 586.31 | 581.36 | 575.21 | 567.37 | 558.02 | 549.62 | 540.99 | 531.81 | NPgY | GSP | NG FES - System Transformation | EV - cars & vans (GWh)
NG FES - System Transformation | Dem_BB006 | GWh | NPgN | FERRA2 | EV - cars & vans (GWh) | Ferrybridge A | FERRYBRIDGE A | 3.07 | 4.79 | 6.38 | 8.41 | 11.03 | 14.43 | 18.74 | 24.13 | 30.76 | 38.87 | 48.9 | 60.75 | 74.35 | 89.28 | 104.63 | 119.82 | 134.07 | 146.32 | 156.37 | 164.23 | 170.11 | 174.07 | 174.87 | 173.44 | 171.69 | 169.45 | 166.76 | 164.36 | 161.99 | 159.5 | NPgY | GSP | NG FES - System Transformation | EV - cars & vans (GWh)
NG FES - System Transformation | Dem_BB006 | GWh | NPgN | FERRB9 | EV - cars & vans (GWh) | Ferrybridge B (_M) | FERRYBRIDGE B | 6.64 | 10.4 | 14.05 | 18.86 | 25.16 | 33.48 | 43.98 | 57.17 | 73.39 | 93.3 | 117.96 | 147.15 | 180.74 | 217.73 | 255.84 | 294.01 | 329.93 | 360.91 | 386.12 | 405.79 | 420.41 | 430.2 | 432.09 | 428.5 | 424.06 | 418.4 | 411.63 | 405.57 | 399.44 | 392.97 | NPgY | GSP | NG FES - System Transformation | EV - cars & vans (GWh)
NG FES - System Transformation | Dem_BB006 | GWh | NPgN | GRIW_1 | EV - cars & vans (GWh) | Grimsby West | GRIMSBY WEST | 4.24 | 6.51 | 8.62 | 11.33 | 14.8 | 19.34 | 25.07 | 32.27 | 41.14 | 52.03 | 65.54 | 81.55 | 99.99 | 120.33 | 141.31 | 162.43 | 182.33 | 199.52 | 213.46 | 224.34 | 232.39 | 237.77 | 238.79 | 236.79 | 234.32 | 231.16 | 227.38 | 224 | 220.56 | 216.9 | NPgY | GSP | NG FES - System Transformation | EV - cars & vans (GWh)
NG FES - System Transformation | Dem_BB006 | GWh | NPgN | JORD_3 | EV - cars & vans (GWh) | Jordanthorpe | JORDANTHORPE | 2.22 | 3.4 | 4.42 | 5.67 | 7.24 | 9.24 | 11.76 | 14.93 | 18.82 | 23.58 | 29.47 | 36.42 | 44.41 | 53.18 | 62.19 | 71.1 | 79.46 | 86.64 | 92.54 | 97.15 | 100.6 | 102.94 | 103.4 | 102.56 | 101.53 | 100.21 | 98.62 | 97.2 | 95.8 | 94.33 | NPgY | GSP | NG FES - System Transformation | EV - cars & vans (GWh)
NG FES - System Transformation | Dem_BB006 | GWh | NPgN | KEAD_YEDL | EV - cars & vans (GWh) | Keadby | KEADBY | 11.51 | 17.07 | 21.56 | 26.89 | 33.27 | 41.23 | 51.29 | 63.98 | 79.62 | 98.87 | 122.8 | 151.18 | 183.97 | 220.19 | 257.65 | 295.6 | 331.45 | 362.5 | 387.59 | 407.12 | 421.55 | 431.12 | 432.9 | 429.23 | 424.68 | 418.87 | 411.96 | 405.74 | 399.34 | 392.53 | NPgY | GSP | NG FES - System Transformation | EV - cars & vans (GWh)
NG FES - System Transformation | Dem_BB006 | GWh | NPgN | KIRKB1 | EV - cars & vans (GWh) | Kirkstall B | KIRKSTALL B | 5.63 | 8.87 | 12.09 | 16.39 | 22.07 | 29.59 | 39.09 | 51.02 | 65.7 | 83.73 | 106.05 | 132.48 | 162.9 | 196.41 | 230.95 | 265.58 | 298.17 | 326.29 | 349.16 | 367 | 380.25 | 389.11 | 390.81 | 387.56 | 383.54 | 378.4 | 372.26 | 366.77 | 361.2 | 355.32 | NPgY | GSP | NG FES - System Transformation | EV - cars & vans (GWh)
NG FES - System Transformation | Dem_BB006 | GWh | NPgN | NEEP_3 | EV - cars & vans (GWh) | Neepsend | NEEPSEND | 2.54 | 3.88 | 5.12 | 6.72 | 8.77 | 11.44 | 14.82 | 19.07 | 24.31 | 30.75 | 38.75 | 48.23 | 59.17 | 71.25 | 83.73 | 96.35 | 108.26 | 118.57 | 126.9 | 133.39 | 138.19 | 141.38 | 141.97 | 140.77 | 139.28 | 137.39 | 135.13 | 133.09 | 131.01 | 128.79 | NPgY | GSP | NG FES - System Transformation | EV - cars & vans (GWh)
NG FES - System Transformation | Dem_BB006 | GWh | NPgN | NORL_3 | EV - cars & vans (GWh) | Norton Lees | NORTON LEES | 2.88 | 4.37 | 5.68 | 7.29 | 9.29 | 11.87 | 15.12 | 19.21 | 24.23 | 30.4 | 38.04 | 47.08 | 57.48 | 68.93 | 80.72 | 92.51 | 103.6 | 113.16 | 120.95 | 127.03 | 131.56 | 134.6 | 135.19 | 134.07 | 132.69 | 130.92 | 128.81 | 126.92 | 125.02 | 123.01 | NPgY | GSP | NG FES - System Transformation | EV - cars & vans (GWh)
NG FES - System Transformation | Dem_BB006 | GWh | NPgN | PITS_BB_B | EV - cars & vans (GWh) | Pitsmoor | PITSMOOR 3/4 | 1.07 | 1.64 | 2.17 | 2.86 | 3.76 | 4.94 | 6.43 | 8.31 | 10.62 | 13.48 | 17.02 | 21.23 | 26.1 | 31.48 | 37.05 | 42.73 | 48.1 | 52.75 | 56.5 | 59.41 | 61.56 | 62.97 | 63.23 | 62.69 | 62.02 | 61.16 | 60.14 | 59.22 | 58.27 | 57.25 | NPgY | GSP | NG FES - System Transformation | EV - cars & vans (GWh)
NG FES - System Transformation | Dem_BB006 | GWh | NPgN | SALT_1 | EV - cars & vans (GWh) | Saltend North | SALTEND NORTH | 1.79 | 2.73 | 3.56 | 4.62 | 5.95 | 7.66 | 9.83 | 12.56 | 15.92 | 20.05 | 25.17 | 31.24 | 38.23 | 45.93 | 53.89 | 61.89 | 69.42 | 75.94 | 81.22 | 85.34 | 88.4 | 90.44 | 90.82 | 90.06 | 89.12 | 87.92 | 86.49 | 85.2 | 83.89 | 82.5 | NPgY | GSP | NG FES - System Transformation | EV - cars & vans (GWh)
NG FES - System Transformation | Dem_BB006 | GWh | NPgN | SHEC_3 | EV - cars & vans (GWh) | Sheffield City | SHEFFIELD CITY | 1.6 | 2.38 | 3.11 | 4.09 | 5.35 | 7 | 9.09 | 11.74 | 15.02 | 19.08 | 24.18 | 30.25 | 37.32 | 45.21 | 53.44 | 62.06 | 70.28 | 77.46 | 83.15 | 87.54 | 90.72 | 92.77 | 93.11 | 92.27 | 91.22 | 89.88 | 88.31 | 86.88 | 85.33 | 83.65 | NPgY | GSP | NG FES - System Transformation | EV - cars & vans (GWh)
NG FES - System Transformation | Dem_BB006 | GWh | NPgN | SKLGB1 | EV - cars & vans (GWh) | Skelton Grange | SKELTON GRANGE | 12.36 | 19.57 | 26.91 | 36.84 | 50.05 | 67.66 | 89.87 | 117.8 | 152.17 | 194.4 | 246.72 | 308.68 | 380.06 | 458.73 | 539.88 | 621.48 | 698.33 | 764.7 | 818.56 | 860.56 | 891.69 | 912.46 | 916.42 | 908.76 | 899.27 | 887.17 | 872.7 | 859.75 | 846.56 | 832.58 | NPgY | GSP | NG FES - System Transformation | EV - cars & vans (GWh)
NG FES - System Transformation | Dem_BB006 | GWh | NPgN | TEMP_3 | EV - cars & vans (GWh) | Templeborough | TEMPLEBOROUGH 275/33KV | 0.2 | 0.31 | 0.41 | 0.52 | 0.67 | 0.86 | 1.09 | 1.39 | 1.75 | 2.2 | 2.74 | 3.38 | 4.11 | 4.92 | 5.73 | 6.53 | 7.27 | 7.9 | 8.42 | 8.84 | 9.15 | 9.37 | 9.41 | 9.34 | 9.25 | 9.13 | 8.99 | 8.87 | 8.75 | 8.63 | NPgY | GSP | NG FES - System Transformation | EV - cars & vans (GWh)
NG FES - System Transformation | Dem_BB006 | GWh | NPgN | THUR_6 | EV - cars & vans (GWh) | Thurcroft | THURCROFT | 10.02 | 14.82 | 18.44 | 22.47 | 27.07 | 32.6 | 39.61 | 48.41 | 59.23 | 72.5 | 88.9 | 108.32 | 130.62 | 155.13 | 180.34 | 205.32 | 228.77 | 248.96 | 265.51 | 278.48 | 288.16 | 294.7 | 296 | 293.59 | 290.62 | 286.82 | 282.25 | 278.18 | 274.14 | 269.9 | NPgY | GSP | NG FES - System Transformation | EV - cars & vans (GWh)
NG FES - System Transformation | Dem_BB006 | GWh | NPgN | WMEL_THOM | EV - cars & vans (GWh) | Thorpe Marsh | WEST MELTON / THORPE MARSH | 13.78 | 20.66 | 26.41 | 33.39 | 41.93 | 52.72 | 66.36 | 83.54 | 104.69 | 130.7 | 162.97 | 201.21 | 245.32 | 293.98 | 344.22 | 394.84 | 442.56 | 483.82 | 517.29 | 543.37 | 562.68 | 575.56 | 577.99 | 573.14 | 567.13 | 559.47 | 550.32 | 542.11 | 533.73 | 524.84 | NPgY | GSP | NG FES - System Transformation | EV - cars & vans (GWh)
NG FES - System Transformation | Dem_BB006 | GWh | NPgN | WMEL_BB3 | EV - cars & vans (GWh) | West Melton | WEST MELTON SECTION 3 | 11.96 | 18.06 | 23.28 | 29.71 | 37.66 | 47.81 | 60.63 | 76.75 | 96.6 | 121 | 151.23 | 187.06 | 228.34 | 273.84 | 320.77 | 367.93 | 412.35 | 450.71 | 481.88 | 506.2 | 524.23 | 536.27 | 538.57 | 534.07 | 528.51 | 521.41 | 512.92 | 505.32 | 497.59 | 489.41 | NPgY | GSP | NG FES - System Transformation | EV - cars & vans (GWh)
NG FES - System Transformation | Dem_BB006 | GWh | NPgN | WIBA_3 | EV - cars & vans (GWh) | Wincobank | WINCOBANK | 0.32 | 0.51 | 0.7 | 0.95 | 1.3 | 1.75 | 2.32 | 3.05 | 3.94 | 5.03 | 6.39 | 8.01 | 9.87 | 11.92 | 14.04 | 16.19 | 18.22 | 19.98 | 21.39 | 22.5 | 23.31 | 23.86 | 23.96 | 23.75 | 23.5 | 23.18 | 22.8 | 22.45 | 22.1 | 21.72 | NPgY | GSP | NG FES - System Transformation | EV - cars & vans (GWh)
NG FES - Consumer Transformation | Dem_BB007 | GWh | NPgN | BLYTB1 | EV - other transport (GWh) | Blyth 66kV | BLYTH 66kV | 0.09 | 0.2 | 0.33 | 0.56 | 0.94 | 1.56 | 2.19 | 3.07 | 4.27 | 5.92 | 8.18 | 11.28 | 15.46 | 21.05 | 28.25 | 36.8 | 46.72 | 57.79 | 69.33 | 81.63 | 93.34 | 101.26 | 103.43 | 103.9 | 104.33 | 104.74 | 105.23 | 105.63 | 106.2 | 105.62 | NPgN | GSP | NG FES - Consumer Transformation | EV - other transport (GWh)
NG FES - Consumer Transformation | Dem_BB007 | GWh | NPgN | BLYTH132 | EV - other transport (GWh) | Blyth 132kV | BLYTH 132kV | 0.03 | 0.07 | 0.11 | 0.18 | 0.3 | 0.49 | 0.68 | 0.93 | 1.27 | 1.72 | 2.33 | 3.14 | 4.2 | 5.57 | 7.3 | 9.29 | 11.6 | 14.17 | 16.81 | 19.6 | 22.22 | 23.94 | 24.36 | 24.48 | 24.67 | 24.84 | 25.01 | 25.14 | 25.26 | 25.1 | NPgN | GSP | NG FES - Consumer Transformation | EV - other transport (GWh)
NG FES - Consumer Transformation | Dem_BB007 | GWh | NPgN | FOUR_1 | EV - other transport (GWh) | Fourstones | FOURSTONES | 0.01 | 0.02 | 0.03 | 0.04 | 0.07 | 0.11 | 0.15 | 0.2 | 0.27 | 0.36 | 0.48 | 0.62 | 0.81 | 1.04 | 1.32 | 1.62 | 1.97 | 2.35 | 2.74 | 3.14 | 3.51 | 3.74 | 3.78 | 3.79 | 3.85 | 3.9 | 3.94 | 3.97 | 3.99 | 3.95 | NPgN | GSP | NG FES - Consumer Transformation | EV - other transport (GWh)
NG FES - Consumer Transformation | Dem_BB007 | GWh | NPgN | HARM_6 | EV - other transport (GWh) | Hart Moor | HARTMOOR | 0.02 | 0.03 | 0.06 | 0.12 | 0.21 | 0.38 | 0.56 | 0.84 | 1.24 | 1.82 | 2.67 | 3.89 | 5.65 | 8.1 | 11.43 | 15.53 | 20.28 | 25.65 | 31.34 | 37.45 | 43.4 | 47.57 | 48.86 | 49.08 | 49.01 | 48.98 | 49.06 | 49.12 | 49.43 | 49.23 | NPgN | GSP | NG FES - Consumer Transformation | EV - other transport (GWh)
NG FES - Consumer Transformation | Dem_BB007 | GWh | NPgN | HAWP_6 | EV - other transport (GWh) | Hawthorn Pit | HAWTHORN PIT GRID | 0.02 | 0.04 | 0.07 | 0.13 | 0.24 | 0.42 | 0.63 | 0.94 | 1.39 | 2.05 | 3 | 4.38 | 6.34 | 9.1 | 12.82 | 17.42 | 22.75 | 28.76 | 35.13 | 41.98 | 48.65 | 53.32 | 54.76 | 55.01 | 54.94 | 54.91 | 54.99 | 55.06 | 55.41 | 55.18 | NPgN | GSP | NG FES - Consumer Transformation | EV - other transport (GWh)
NG FES - Consumer Transformation | Dem_BB007 | GWh | NPgN | KNARE_111 | EV - other transport (GWh) | Knaresborough | KNARESBOROUGH | 0.05 | 0.11 | 0.19 | 0.33 | 0.58 | 1.02 | 1.48 | 2.16 | 3.12 | 4.5 | 6.48 | 9.29 | 13.25 | 18.73 | 26.05 | 35 | 45.38 | 57.06 | 69.4 | 82.63 | 95.45 | 104.35 | 107.04 | 107.53 | 107.52 | 107.57 | 107.82 | 108.03 | 108.69 | 108.2 | NPgN | GSP | NG FES - Consumer Transformation | EV - other transport (GWh)
NG FES - Consumer Transformation | Dem_BB007 | GWh | NPgN | LACK_6 | EV - other transport (GWh) | Lackenby | LACKENBY | 0.05 | 0.12 | 0.21 | 0.38 | 0.68 | 1.21 | 1.8 | 2.66 | 3.92 | 5.74 | 8.39 | 12.2 | 17.63 | 25.23 | 35.47 | 48.09 | 62.72 | 79.22 | 96.71 | 115.49 | 133.76 | 146.53 | 150.46 | 151.15 | 150.98 | 150.92 | 151.18 | 151.39 | 152.34 | 151.7 | NPgN | GSP | NG FES - Consumer Transformation | EV - other transport (GWh)
NG FES - Consumer Transformation | Dem_BB007 | GWh | NPgN | NORT_1 | EV - other transport (GWh) | Norton | NORTON | 0.25 | 0.55 | 0.93 | 1.6 | 2.73 | 4.63 | 6.61 | 9.38 | 13.27 | 18.72 | 26.34 | 36.96 | 51.59 | 71.47 | 97.56 | 129.03 | 165.52 | 206.39 | 249.32 | 295.19 | 339.29 | 369.53 | 378.24 | 379.98 | 380.73 | 381.56 | 382.9 | 383.98 | 386.19 | 384.27 | NPgN | GSP | NG FES - Consumer Transformation | EV - other transport (GWh)
NG FES - Consumer Transformation | Dem_BB007 | GWh | NPgN | OFFE_3 | EV - other transport (GWh) | Offerton | OFFERTON | 0.05 | 0.09 | 0.15 | 0.25 | 0.4 | 0.64 | 0.87 | 1.17 | 1.56 | 2.06 | 2.7 | 3.5 | 4.5 | 5.72 | 7.14 | 8.68 | 10.46 | 12.4 | 14.32 | 16.32 | 18.1 | 19.17 | 19.31 | 19.4 | 19.74 | 20.03 | 20.28 | 20.48 | 20.54 | 20.37 | NPgN | GSP | NG FES - Consumer Transformation | EV - other transport (GWh)
NG FES - Consumer Transformation | Dem_BB007 | GWh | NPgN | OSBA_1 | EV - other transport (GWh) | Osbaldwick | OSBALDWICK | 0.15 | 0.32 | 0.53 | 0.88 | 1.46 | 2.4 | 3.32 | 4.56 | 6.24 | 8.51 | 11.54 | 15.57 | 20.89 | 27.8 | 36.5 | 46.59 | 58.3 | 71.28 | 84.67 | 98.86 | 112.19 | 120.98 | 123.16 | 123.73 | 124.63 | 125.45 | 126.29 | 126.94 | 127.56 | 126.76 | NPgN | GSP | NG FES - Consumer Transformation | EV - other transport (GWh)
NG FES - Consumer Transformation | Dem_BB007 | GWh | NPgN | POPP_3 | EV - other transport (GWh) | Poppleton | POPPLETON | 0.02 | 0.04 | 0.07 | 0.12 | 0.2 | 0.33 | 0.46 | 0.64 | 0.9 | 1.25 | 1.73 | 2.39 | 3.28 | 4.48 | 6.02 | 7.86 | 9.99 | 12.36 | 14.84 | 17.49 | 20.01 | 21.72 | 22.19 | 22.29 | 22.38 | 22.46 | 22.56 | 22.64 | 22.77 | 22.64 | NPgN | GSP | NG FES - Consumer Transformation | EV - other transport (GWh)
NG FES - Consumer Transformation | Dem_BB007 | GWh | NPgN | SALH_1 | EV - other transport (GWh) | Saltholme | SALTHOLME | 0 | 0 | 0 | 0 | 0 | 0 | 0 | 0 | 0 | 0 | 0 | 0 | 0 | 0 | 0 | 0 | 0 | 0 | 0 | 0 | 0 | 0 | 0 | 0 | 0 | 0 | 0 | 0 | 0 | 0 | NPgN | GSP | NG FES - Consumer Transformation | EV - other transport (GWh)
NG FES - Consumer Transformation | Dem_BB007 | GWh | NPgN | SSHI_3 | EV - other transport (GWh) | South Shields | SOUTH SHIELDS | 0.18 | 0.38 | 0.61 | 0.98 | 1.58 | 2.54 | 3.43 | 4.6 | 6.11 | 8.05 | 10.51 | 13.6 | 17.41 | 21.99 | 27.3 | 32.97 | 39.56 | 46.67 | 53.71 | 60.99 | 67.4 | 71.16 | 71.58 | 71.92 | 73.28 | 74.47 | 75.47 | 76.24 | 76.46 | 75.78 | NPgN | GSP | NG FES - Consumer Transformation | EV - other transport (GWh)
NG FES - Consumer Transformation | Dem_BB007 | GWh | NPgN | KIELD01 and SPAD20 | EV - other transport (GWh) | 0 | SPADEADAM | 0 | 0 | 0 | 0 | 0.01 | 0.01 | 0.02 | 0.04 | 0.05 | 0.08 | 0.12 | 0.19 | 0.27 | 0.4 | 0.58 | 0.79 | 1.04 | 1.33 | 1.63 | 1.96 | 2.27 | 2.5 | 2.57 | 2.58 | 2.58 | 2.57 | 2.57 | 2.58 | 2.59 | 2.58 | NPgN | GSP | NG FES - Consumer Transformation | EV - other transport (GWh)
NG FES - Consumer Transformation | Dem_BB007 | GWh | NPgN | SPEN_1 | EV - other transport (GWh) | Spennymoor | SPENNYMOOR | 0.07 | 0.16 | 0.27 | 0.48 | 0.83 | 1.43 | 2.08 | 3 | 4.32 | 6.19 | 8.86 | 12.64 | 17.94 | 25.24 | 34.96 | 46.81 | 60.55 | 75.99 | 92.28 | 109.74 | 126.62 | 138.32 | 141.81 | 142.46 | 142.52 | 142.64 | 143.01 | 143.31 | 144.17 | 143.51 | NPgN | GSP | NG FES - Consumer Transformation | EV - other transport (GWh)
NG FES - Consumer Transformation | Dem_BB007 | GWh | NPgN | STEN_1 | EV - other transport (GWh) | Stella North | STELLA NORTH | 0.29 | 0.61 | 0.99 | 1.61 | 2.62 | 4.24 | 5.78 | 7.82 | 10.5 | 14 | 18.55 | 24.4 | 31.82 | 41.07 | 52.2 | 64.59 | 78.97 | 94.7 | 110.61 | 127.27 | 142.46 | 151.97 | 153.76 | 154.48 | 156.52 | 158.32 | 159.92 | 161.16 | 161.79 | 160.55 | NPgN | GSP | NG FES - Consumer Transformation | EV - other transport (GWh)
NG FES - Consumer Transformation | Dem_BB007 | GWh | NPgN | STES_1 | EV - other transport (GWh) | Stella South | STELLA SOUTH | 0.12 | 0.27 | 0.45 | 0.78 | 1.33 | 2.25 | 3.22 | 4.56 | 6.45 | 9.1 | 12.81 | 17.96 | 25.07 | 34.72 | 47.38 | 62.65 | 80.35 | 100.18 | 121 | 143.26 | 164.65 | 179.31 | 183.53 | 184.37 | 184.75 | 185.15 | 185.81 | 186.33 | 187.4 | 186.47 | NPgN | GSP | NG FES - Consumer Transformation | EV - other transport (GWh)
NG FES - Consumer Transformation | Dem_BB007 | GWh | NPgN | TYNE_1 | EV - other transport (GWh) | Tynemouth 1 | TYNEMOUTH | 0.04 | 0.09 | 0.16 | 0.27 | 0.46 | 0.77 | 1.1 | 1.56 | 2.21 | 3.11 | 4.38 | 6.14 | 8.57 | 11.86 | 16.18 | 21.39 | 27.43 | 34.19 | 41.3 | 48.89 | 56.18 | 61.19 | 62.62 | 62.91 | 63.04 | 63.18 | 63.4 | 63.59 | 63.95 | 63.63 | NPgN | GSP | NG FES - Consumer Transformation | EV - other transport (GWh)
NG FES - Consumer Transformation | Dem_BB007 | GWh | NPgN | WBOL_6 | EV - other transport (GWh) | West Boldon | WEST BOLDON | 0.28 | 0.6 | 0.99 | 1.63 | 2.68 | 4.4 | 6.08 | 8.36 | 11.42 | 15.53 | 21.03 | 28.34 | 37.95 | 50.4 | 66.03 | 84.14 | 105.14 | 128.39 | 152.38 | 177.77 | 201.58 | 217.25 | 221.09 | 222.12 | 223.8 | 225.33 | 226.88 | 228.09 | 229.18 | 227.73 | NPgN | GSP | NG FES - Consumer Transformation | EV - other transport (GWh)
NG FES - Consumer Transformation | Dem_BB007 | GWh | NPgN | BRAW_1 | EV - other transport (GWh) | Bradford West | BRADFORD WEST | 0.67 | 1.22 | 1.74 | 2.44 | 3.37 | 4.85 | 6.64 | 9.04 | 12.23 | 16.45 | 22.01 | 29.26 | 38.62 | 50.61 | 65.98 | 83.14 | 102.6 | 123.28 | 144.82 | 166.24 | 183.49 | 192.05 | 198.56 | 199.7 | 202.04 | 204.09 | 206.3 | 207.74 | 207.4 | 112.13 | NPgY | GSP | NG FES - Consumer Transformation | EV - other transport (GWh)
NG FES - Consumer Transformation | Dem_BB007 | GWh | NPgN | CAMB_01 | EV - other transport (GWh) | Camblesforth | CAMBLESFORTH | 0.01 | 0.03 | 0.05 | 0.09 | 0.14 | 0.24 | 0.37 | 0.57 | 0.87 | 1.32 | 1.99 | 2.98 | 4.41 | 6.47 | 9.37 | 12.97 | 17.07 | 21.59 | 26.46 | 31.47 | 35.88 | 38.5 | 40.35 | 40.58 | 40.51 | 40.48 | 40.6 | 40.64 | 40.66 | 22.05 | NPgY | GSP | NG FES - Consumer Transformation | EV - other transport (GWh)
NG FES - Consumer Transformation | Dem_BB007 | GWh | NPgN | CREB_1 | EV - other transport (GWh) | Creyke Beck | CREYKE BECK | 0.47 | 0.87 | 1.26 | 1.8 | 2.53 | 3.71 | 5.19 | 7.21 | 9.97 | 13.74 | 18.87 | 25.83 | 35.17 | 47.62 | 64.18 | 83.45 | 105.36 | 128.99 | 153.98 | 179.2 | 200.33 | 211.78 | 220.19 | 221.44 | 222.83 | 224.1 | 225.81 | 226.85 | 226.69 | 122.71 | NPgY | GSP | NG FES - Consumer Transformation | EV - other transport (GWh)
NG FES - Consumer Transformation | Dem_BB007 | GWh | NPgN | DRAX_YEDL | EV - other transport (GWh) | Drax | DRAX | 0.05 | 0.09 | 0.14 | 0.22 | 0.34 | 0.53 | 0.78 | 1.15 | 1.69 | 2.48 | 3.61 | 5.24 | 7.55 | 10.81 | 15.36 | 20.89 | 27.21 | 34.12 | 41.55 | 49.16 | 55.78 | 59.65 | 62.4 | 62.75 | 62.77 | 62.81 | 63.06 | 63.18 | 63.2 | 34.26 | NPgY | GSP | NG FES - Consumer Transformation | EV - other transport (GWh)
NG FES - Consumer Transformation | Dem_BB007 | GWh | NPgN | ELLA_1 | EV - other transport (GWh) | Elland | ELLAND | 1.66 | 3.01 | 4.28 | 5.91 | 8.08 | 11.5 | 15.57 | 20.92 | 27.91 | 36.95 | 48.52 | 63.17 | 81.43 | 103.93 | 131.66 | 161.21 | 194.61 | 229.5 | 265.1 | 299.88 | 326.37 | 337.75 | 346.97 | 348.99 | 355.26 | 360.7 | 365.89 | 369.43 | 368.46 | 198.92 | NPgY | GSP | NG FES - Consumer Transformation | EV - other transport (GWh)
NG FES - Consumer Transformation | Dem_BB007 | GWh | NPgN | FERRA2 | EV - other transport (GWh) | Ferrybridge A | FERRYBRIDGE A | 0.06 | 0.12 | 0.19 | 0.3 | 0.47 | 0.74 | 1.12 | 1.67 | 2.48 | 3.67 | 5.41 | 7.94 | 11.57 | 16.72 | 23.92 | 32.76 | 42.83 | 53.88 | 65.79 | 78 | 88.65 | 94.93 | 99.39 | 99.95 | 99.9 | 99.9 | 100.26 | 100.42 | 100.46 | 54.47 | NPgY | GSP | NG FES - Consumer Transformation | EV - other transport (GWh)
NG FES - Consumer Transformation | Dem_BB007 | GWh | NPgN | FERRB9 | EV - other transport (GWh) | Ferrybridge B (_M) | FERRYBRIDGE B | 0.23 | 0.45 | 0.68 | 1.04 | 1.54 | 2.37 | 3.47 | 5.04 | 7.3 | 10.55 | 15.19 | 21.82 | 31.15 | 44.18 | 62.21 | 84.05 | 108.94 | 136.14 | 165.32 | 195.15 | 220.95 | 235.89 | 246.59 | 247.97 | 248.24 | 248.57 | 249.69 | 250.26 | 250.3 | 135.67 | NPgY | GSP | NG FES - Consumer Transformation | EV - other transport (GWh)
NG FES - Consumer Transformation | Dem_BB007 | GWh | NPgN | GRIW_1 | EV - other transport (GWh) | Grimsby West | GRIMSBY WEST | 0.13 | 0.25 | 0.39 | 0.62 | 0.94 | 1.47 | 2.19 | 3.24 | 4.77 | 6.99 | 10.22 | 14.89 | 21.54 | 30.91 | 44 | 59.99 | 78.2 | 98.17 | 119.65 | 141.65 | 160.8 | 172.02 | 180.01 | 181.02 | 181.03 | 181.11 | 181.82 | 182.14 | 182.2 | 98.78 | NPgY | GSP | NG FES - Consumer Transformation | EV - other transport (GWh)
NG FES - Consumer Transformation | Dem_BB007 | GWh | NPgN | JORD_3 | EV - other transport (GWh) | Jordanthorpe | JORDANTHORPE | 0 | 0 | 0 | 0 | 0 | 0.01 | 0.01 | 0.02 | 0.02 | 0.04 | 0.05 | 0.08 | 0.12 | 0.17 | 0.25 | 0.35 | 0.46 | 0.58 | 0.71 | 0.84 | 0.96 | 1.03 | 1.08 | 1.09 | 1.09 | 1.09 | 1.09 | 1.09 | 1.09 | 0.59 | NPgY | GSP | NG FES - Consumer Transformation | EV - other transport (GWh)
NG FES - Consumer Transformation | Dem_BB007 | GWh | NPgN | KEAD_YEDL | EV - other transport (GWh) | Keadby | KEADBY | 0.18 | 0.34 | 0.52 | 0.78 | 1.14 | 1.73 | 2.51 | 3.61 | 5.18 | 7.42 | 10.6 | 15.1 | 21.39 | 30.12 | 42.13 | 56.61 | 73.09 | 91.08 | 110.35 | 130.01 | 146.95 | 156.68 | 163.67 | 164.59 | 164.88 | 165.19 | 166 | 166.43 | 166.44 | 90.2 | NPgY | GSP | NG FES - Consumer Transformation | EV - other transport (GWh)
NG FES - Consumer Transformation | Dem_BB007 | GWh | NPgN | KIRKB1 | EV - other transport (GWh) | Kirkstall B | KIRKSTALL B | 0.56 | 1.03 | 1.47 | 2.05 | 2.82 | 4.05 | 5.53 | 7.49 | 10.1 | 13.53 | 18.01 | 23.81 | 31.23 | 40.65 | 52.61 | 65.82 | 80.79 | 96.65 | 113.08 | 129.37 | 142.33 | 148.58 | 153.4 | 154.28 | 156.31 | 158.08 | 159.92 | 161.13 | 160.83 | 86.93 | NPgY | GSP | NG FES - Consumer Transformation | EV - other transport (GWh)
NG FES - Consumer Transformation | Dem_BB007 | GWh | NPgN | NEEP_3 | EV - other transport (GWh) | Neepsend | NEEPSEND | 0.01 | 0.03 | 0.04 | 0.06 | 0.09 | 0.14 | 0.2 | 0.28 | 0.41 | 0.58 | 0.82 | 1.16 | 1.63 | 2.29 | 3.18 | 4.26 | 5.48 | 6.82 | 8.24 | 9.7 | 10.94 | 11.66 | 12.17 | 12.24 | 12.27 | 12.3 | 12.36 | 12.4 | 12.39 | 6.72 | NPgY | GSP | NG FES - Consumer Transformation | EV - other transport (GWh)
NG FES - Consumer Transformation | Dem_BB007 | GWh | NPgN | NORL_3 | EV - other transport (GWh) | Norton Lees | NORTON LEES | 0.24 | 0.43 | 0.61 | 0.83 | 1.12 | 1.58 | 2.12 | 2.81 | 3.7 | 4.82 | 6.22 | 7.92 | 9.94 | 12.3 | 15.03 | 17.72 | 20.73 | 23.78 | 26.76 | 29.56 | 31.42 | 31.89 | 32.38 | 32.58 | 33.53 | 34.34 | 35.05 | 35.56 | 35.4 | 19.06 | NPgY | GSP | NG FES - Consumer Transformation | EV - other transport (GWh)
NG FES - Consumer Transformation | Dem_BB007 | GWh | NPgN | PITS_BB_B | EV - other transport (GWh) | Pitsmoor | PITSMOOR 3/4 | 0 | 0.01 | 0.01 | 0.02 | 0.03 | 0.04 | 0.07 | 0.11 | 0.16 | 0.24 | 0.37 | 0.55 | 0.82 | 1.2 | 1.74 | 2.4 | 3.16 | 4 | 4.9 | 5.83 | 6.65 | 7.13 | 7.47 | 7.52 | 7.5 | 7.5 | 7.52 | 7.53 | 7.53 | 4.09 | NPgY | GSP | NG FES - Consumer Transformation | EV - other transport (GWh)
NG FES - Consumer Transformation | Dem_BB007 | GWh | NPgN | SALT_1 | EV - other transport (GWh) | Saltend North | SALTEND NORTH | 0.05 | 0.09 | 0.14 | 0.22 | 0.32 | 0.49 | 0.72 | 1.04 | 1.51 | 2.17 | 3.13 | 4.48 | 6.39 | 9.05 | 12.73 | 17.18 | 22.25 | 27.79 | 33.74 | 39.81 | 45.06 | 48.09 | 50.27 | 50.55 | 50.61 | 50.68 | 50.91 | 51.03 | 51.04 | 27.66 | NPgY | GSP | NG FES - Consumer Transformation | EV - other transport (GWh)
NG FES - Consumer Transformation | Dem_BB007 | GWh | NPgN | SHEC_3 | EV - other transport (GWh) | Sheffield City | SHEFFIELD CITY | 0.01 | 0.01 | 0.02 | 0.04 | 0.06 | 0.1 | 0.15 | 0.23 | 0.35 | 0.53 | 0.79 | 1.18 | 1.75 | 2.57 | 3.72 | 5.15 | 6.78 | 8.58 | 10.51 | 12.5 | 14.25 | 15.3 | 16.03 | 16.12 | 16.1 | 16.08 | 16.13 | 16.15 | 16.16 | 8.76 | NPgY | GSP | NG FES - Consumer Transformation | EV - other transport (GWh)
NG FES - Consumer Transformation | Dem_BB007 | GWh | NPgN | SKLGB1 | EV - other transport (GWh) | Skelton Grange | SKELTON GRANGE | 0.38 | 0.73 | 1.11 | 1.68 | 2.47 | 3.78 | 5.5 | 7.96 | 11.47 | 16.49 | 23.64 | 33.8 | 48.06 | 67.9 | 95.28 | 128.35 | 166.02 | 207.17 | 251.26 | 296.29 | 335.17 | 357.58 | 373.66 | 375.76 | 376.3 | 376.91 | 378.7 | 379.61 | 379.65 | 205.76 | NPgY | GSP | NG FES - Consumer Transformation | EV - other transport (GWh)
NG FES - Consumer Transformation | Dem_BB007 | GWh | NPgN | TEMP_3 | EV - other transport (GWh) | Templeborough | TEMPLEBOROUGH 275/33KV | 0 | 0 | 0.01 | 0.01 | 0.02 | 0.03 | 0.04 | 0.06 | 0.09 | 0.14 | 0.21 | 0.32 | 0.47 | 0.69 | 1.01 | 1.39 | 1.83 | 2.32 | 2.84 | 3.38 | 3.85 | 4.13 | 4.33 | 4.36 | 4.35 | 4.35 | 4.36 | 4.36 | 4.37 | 2.37 | NPgY | GSP | NG FES - Consumer Transformation | EV - other transport (GWh)
NG FES - Consumer Transformation | Dem_BB007 | GWh | NPgN | THUR_6 | EV - other transport (GWh) | Thurcroft | THURCROFT | 0.1 | 0.2 | 0.31 | 0.48 | 0.73 | 1.13 | 1.66 | 2.44 | 3.56 | 5.19 | 7.53 | 10.89 | 15.65 | 22.33 | 31.62 | 42.93 | 55.8 | 69.9 | 85.05 | 100.55 | 114 | 121.83 | 127.43 | 128.15 | 128.21 | 128.32 | 128.86 | 129.12 | 129.16 | 70.02 | NPgY | GSP | NG FES - Consumer Transformation | EV - other transport (GWh)
NG FES - Consumer Transformation | Dem_BB007 | GWh | NPgN | WMEL_THOM | EV - other transport (GWh) | Thorpe Marsh | WEST MELTON / THORPE MARSH | 0.18 | 0.36 | 0.56 | 0.89 | 1.36 | 2.15 | 3.21 | 4.76 | 7.03 | 10.34 | 15.15 | 22.13 | 32.08 | 46.15 | 65.81 | 89.85 | 117.26 | 147.31 | 179.64 | 212.78 | 241.66 | 258.6 | 270.66 | 272.18 | 272.14 | 272.22 | 273.26 | 273.72 | 273.82 | 148.47 | NPgY | GSP | NG FES - Consumer Transformation | EV - other transport (GWh)
NG FES - Consumer Transformation | Dem_BB007 | GWh | NPgN | WMEL_BB3 | EV - other transport (GWh) | West Melton | WEST MELTON SECTION 3 | 0.44 | 0.82 | 1.19 | 1.69 | 2.38 | 3.47 | 4.84 | 6.69 | 9.23 | 12.67 | 17.34 | 23.63 | 32.02 | 43.16 | 57.91 | 74.98 | 94.38 | 115.27 | 137.32 | 159.55 | 178.07 | 188.03 | 195.36 | 196.47 | 197.84 | 199.07 | 200.66 | 201.65 | 201.48 | 109.05 | NPgY | GSP | NG FES - Consumer Transformation | EV - other transport (GWh)
NG FES - Consumer Transformation | Dem_BB007 | GWh | NPgN | WIBA_3 | EV - other transport (GWh) | Wincobank | WINCOBANK | 0 | 0.01 | 0.02 | 0.03 | 0.05 | 0.08 | 0.12 | 0.18 | 0.28 | 0.42 | 0.63 | 0.94 | 1.39 | 2.04 | 2.96 | 4.09 | 5.39 | 6.81 | 8.35 | 9.93 | 11.32 | 12.14 | 12.73 | 12.8 | 12.78 | 12.77 | 12.81 | 12.82 | 12.83 | 6.96 | NPgY | GSP | NG FES - Consumer Transformation | EV - other transport (GWh)
NG FES - Falling Short | Dem_BB007 | GWh | NPgN | BLYTB1 | EV - other transport (GWh) | Blyth 66kV | BLYTH 66kV | 0.09 | 0.09 | 0.13 | 0.19 | 0.27 | 0.38 | 0.54 | 0.78 | 1.12 | 1.46 | 1.9 | 2.49 | 3.28 | 4.34 | 5.77 | 7.7 | 10.28 | 13.44 | 17.33 | 23.04 | 29.83 | 37.83 | 47.07 | 57.35 | 69.7 | 80.72 | 89.37 | 91.15 | 93.05 | 95.1 | NPgN | GSP | NG FES - Falling Short | EV - other transport (GWh)
NG FES - Falling Short | Dem_BB007 | GWh | NPgN | BLYTH132 | EV - other transport (GWh) | Blyth 132kV | BLYTH 132kV | 0.03 | 0.03 | 0.04 | 0.06 | 0.09 | 0.13 | 0.18 | 0.25 | 0.35 | 0.45 | 0.58 | 0.74 | 0.96 | 1.24 | 1.6 | 2.08 | 2.71 | 3.46 | 4.38 | 5.75 | 7.28 | 9.09 | 11.18 | 13.5 | 16.28 | 18.72 | 20.67 | 21.11 | 21.66 | 22.22 | NPgN | GSP | NG FES - Falling Short | EV - other transport (GWh)
NG FES - Falling Short | Dem_BB007 | GWh | NPgN | FOUR_1 | EV - other transport (GWh) | Fourstones | FOURSTONES | 0.01 | 0.01 | 0.01 | 0.02 | 0.02 | 0.03 | 0.04 | 0.06 | 0.08 | 0.1 | 0.13 | 0.16 | 0.2 | 0.25 | 0.32 | 0.4 | 0.5 | 0.62 | 0.76 | 0.98 | 1.2 | 1.46 | 1.76 | 2.09 | 2.48 | 2.82 | 3.09 | 3.17 | 3.28 | 3.39 | NPgN | GSP | NG FES - Falling Short | EV - other transport (GWh)
NG FES - Falling Short | Dem_BB007 | GWh | NPgN | HARM_6 | EV - other transport (GWh) | Hart Moor | HARTMOOR | 0.02 | 0.01 | 0.02 | 0.03 | 0.05 | 0.07 | 0.11 | 0.17 | 0.26 | 0.36 | 0.51 | 0.71 | 1 | 1.42 | 2.01 | 2.83 | 3.99 | 5.48 | 7.29 | 9.92 | 13.35 | 17.34 | 21.96 | 27.12 | 33.33 | 39.02 | 43.36 | 44.15 | 44.74 | 45.49 | NPgN | GSP | NG FES - Falling Short | EV - other transport (GWh)
NG FES - Falling Short | Dem_BB007 | GWh | NPgN | HAWP_6 | EV - other transport (GWh) | Hawthorn Pit | HAWTHORN PIT GRID | 0.02 | 0.02 | 0.02 | 0.04 | 0.05 | 0.08 | 0.12 | 0.19 | 0.29 | 0.41 | 0.57 | 0.8 | 1.13 | 1.59 | 2.25 | 3.18 | 4.48 | 6.15 | 8.18 | 11.13 | 14.97 | 19.44 | 24.61 | 30.4 | 37.35 | 43.72 | 48.58 | 49.47 | 50.14 | 50.97 | NPgN | GSP | NG FES - Falling Short | EV - other transport (GWh)
NG FES - Falling Short | Dem_BB007 | GWh | NPgN | KNARE_111 | EV - other transport (GWh) | Knaresborough | KNARESBOROUGH | 0.05 | 0.05 | 0.07 | 0.1 | 0.15 | 0.21 | 0.32 | 0.47 | 0.71 | 0.97 | 1.32 | 1.81 | 2.49 | 3.44 | 4.78 | 6.63 | 9.2 | 12.46 | 16.45 | 22.25 | 29.64 | 38.27 | 48.25 | 59.4 | 72.8 | 85 | 94.38 | 96.14 | 97.6 | 99.35 | NPgN | GSP | NG FES - Falling Short | EV - other transport (GWh)
NG FES - Falling Short | Dem_BB007 | GWh | NPgN | LACK_6 | EV - other transport (GWh) | Lackenby | LACKENBY | 0.05 | 0.05 | 0.07 | 0.11 | 0.16 | 0.24 | 0.36 | 0.55 | 0.84 | 1.16 | 1.62 | 2.26 | 3.17 | 4.46 | 6.28 | 8.84 | 12.41 | 17 | 22.59 | 30.7 | 41.22 | 53.49 | 67.67 | 83.52 | 102.58 | 120.02 | 133.35 | 135.79 | 137.67 | 139.99 | NPgN | GSP | NG FES - Falling Short | EV - other transport (GWh)
NG FES - Falling Short | Dem_BB007 | GWh | NPgN | NORT_1 | EV - other transport (GWh) | Norton | NORTON | 0.25 | 0.25 | 0.36 | 0.51 | 0.74 | 1.06 | 1.54 | 2.24 | 3.29 | 4.35 | 5.78 | 7.72 | 10.37 | 13.99 | 18.96 | 25.75 | 35 | 46.55 | 60.7 | 81.39 | 106.88 | 136.77 | 171.31 | 209.82 | 256.11 | 297.83 | 330.24 | 336.59 | 342.64 | 349.47 | NPgN | GSP | NG FES - Falling Short | EV - other transport (GWh)
NG FES - Falling Short | Dem_BB007 | GWh | NPgN | OFFE_3 | EV - other transport (GWh) | Offerton | OFFERTON | 0.05 | 0.05 | 0.06 | 0.09 | 0.13 | 0.18 | 0.24 | 0.34 | 0.47 | 0.59 | 0.74 | 0.92 | 1.15 | 1.43 | 1.78 | 2.22 | 2.76 | 3.36 | 4.11 | 5.24 | 6.29 | 7.57 | 9.05 | 10.68 | 12.62 | 14.21 | 15.58 | 15.96 | 16.61 | 17.21 | NPgN | GSP | NG FES - Falling Short | EV - other transport (GWh)
NG FES - Falling Short | Dem_BB007 | GWh | NPgN | OSBA_1 | EV - other transport (GWh) | Osbaldwick | OSBALDWICK | 0.15 | 0.15 | 0.22 | 0.31 | 0.44 | 0.61 | 0.86 | 1.22 | 1.74 | 2.22 | 2.85 | 3.66 | 4.72 | 6.12 | 7.96 | 10.37 | 13.53 | 17.31 | 21.97 | 28.88 | 36.63 | 45.83 | 56.46 | 68.25 | 82.4 | 94.79 | 104.72 | 106.92 | 109.63 | 112.41 | NPgN | GSP | NG FES - Falling Short | EV - other transport (GWh)
NG FES - Falling Short | Dem_BB007 | GWh | NPgN | POPP_3 | EV - other transport (GWh) | Poppleton | POPPLETON | 0.02 | 0.02 | 0.03 | 0.04 | 0.06 | 0.08 | 0.11 | 0.16 | 0.23 | 0.31 | 0.4 | 0.52 | 0.69 | 0.92 | 1.22 | 1.63 | 2.19 | 2.87 | 3.7 | 4.92 | 6.38 | 8.1 | 10.09 | 12.3 | 14.96 | 17.33 | 19.2 | 19.58 | 19.98 | 20.41 | NPgN | GSP | NG FES - Falling Short | EV - other transport (GWh)
NG FES - Falling Short | Dem_BB007 | GWh | NPgN | SALH_1 | EV - other transport (GWh) | Saltholme | SALTHOLME | 0 | 0 | 0 | 0 | 0 | 0 | 0 | 0 | 0 | 0 | 0 | 0 | 0 | 0 | 0 | 0 | 0 | 0 | 0 | 0 | 0 | 0 | 0 | 0 | 0 | 0 | 0 | 0 | 0 | 0 | NPgN | GSP | NG FES - Falling Short | EV - other transport (GWh)
NG FES - Falling Short | Dem_BB007 | GWh | NPgN | SSHI_3 | EV - other transport (GWh) | South Shields | SOUTH SHIELDS | 0.18 | 0.18 | 0.25 | 0.36 | 0.5 | 0.7 | 0.96 | 1.34 | 1.87 | 2.33 | 2.9 | 3.6 | 4.48 | 5.57 | 6.92 | 8.58 | 10.61 | 12.83 | 15.61 | 19.84 | 23.65 | 28.3 | 33.68 | 39.57 | 46.61 | 52.28 | 57.25 | 58.68 | 61.22 | 63.55 | NPgN | GSP | NG FES - Falling Short | EV - other transport (GWh)
NG FES - Falling Short | Dem_BB007 | GWh | NPgN | KIELD01 and SPAD20 | EV - other transport (GWh) | 0 | SPADEADAM | 0 | 0 | 0 | 0 | 0 | 0 | 0 | 0.01 | 0.01 | 0.01 | 0.02 | 0.03 | 0.05 | 0.07 | 0.1 | 0.14 | 0.2 | 0.28 | 0.37 | 0.51 | 0.69 | 0.91 | 1.15 | 1.43 | 1.76 | 2.07 | 2.3 | 2.34 | 2.37 | 2.4 | NPgN | GSP | NG FES - Falling Short | EV - other transport (GWh)
NG FES - Falling Short | Dem_BB007 | GWh | NPgN | SPEN_1 | EV - other transport (GWh) | Spennymoor | SPENNYMOOR | 0.07 | 0.07 | 0.1 | 0.14 | 0.21 | 0.31 | 0.45 | 0.67 | 1.01 | 1.36 | 1.84 | 2.5 | 3.42 | 4.71 | 6.5 | 8.98 | 12.39 | 16.72 | 22 | 29.7 | 39.44 | 50.83 | 64 | 78.69 | 96.36 | 112.41 | 124.78 | 127.12 | 129.13 | 131.5 | NPgN | GSP | NG FES - Falling Short | EV - other transport (GWh)
NG FES - Falling Short | Dem_BB007 | GWh | NPgN | STEN_1 | EV - other transport (GWh) | Stella North | STELLA NORTH | 0.29 | 0.29 | 0.41 | 0.58 | 0.82 | 1.13 | 1.58 | 2.21 | 3.1 | 3.9 | 4.91 | 6.18 | 7.79 | 9.84 | 12.43 | 15.72 | 19.88 | 24.62 | 30.52 | 39.39 | 48.31 | 59.03 | 71.43 | 85.1 | 101.47 | 115.28 | 126.81 | 129.72 | 134.15 | 138.39 | NPgN | GSP | NG FES - Falling Short | EV - other transport (GWh)
NG FES - Falling Short | Dem_BB007 | GWh | NPgN | STES_1 | EV - other transport (GWh) | Stella South | STELLA SOUTH | 0.12 | 0.12 | 0.17 | 0.25 | 0.36 | 0.52 | 0.75 | 1.09 | 1.6 | 2.12 | 2.81 | 3.76 | 5.04 | 6.8 | 9.21 | 12.51 | 17 | 22.61 | 29.47 | 39.51 | 51.88 | 66.37 | 83.13 | 101.81 | 124.26 | 144.5 | 160.22 | 163.3 | 166.24 | 169.56 | NPgN | GSP | NG FES - Falling Short | EV - other transport (GWh)
NG FES - Falling Short | Dem_BB007 | GWh | NPgN | TYNE_1 | EV - other transport (GWh) | Tynemouth 1 | TYNEMOUTH | 0.04 | 0.04 | 0.06 | 0.09 | 0.12 | 0.18 | 0.26 | 0.37 | 0.55 | 0.72 | 0.96 | 1.28 | 1.72 | 2.33 | 3.15 | 4.27 | 5.81 | 7.72 | 10.06 | 13.49 | 17.71 | 22.65 | 28.37 | 34.74 | 42.4 | 49.3 | 54.66 | 55.71 | 56.72 | 57.85 | NPgN | GSP | NG FES - Falling Short | EV - other transport (GWh)
NG FES - Falling Short | Dem_BB007 | GWh | NPgN | WBOL_6 | EV - other transport (GWh) | West Boldon | WEST BOLDON | 0.28 | 0.28 | 0.4 | 0.57 | 0.8 | 1.13 | 1.59 | 2.25 | 3.19 | 4.07 | 5.21 | 6.7 | 8.63 | 11.16 | 14.47 | 18.82 | 24.52 | 31.3 | 39.68 | 52.1 | 65.96 | 82.41 | 101.42 | 122.51 | 147.81 | 169.93 | 187.69 | 191.64 | 196.59 | 201.64 | NPgN | GSP | NG FES - Falling Short | EV - other transport (GWh)
NG FES - Falling Short | Dem_BB007 | GWh | NPgN | BRAW_1 | EV - other transport (GWh) | Bradford West | BRADFORD WEST | 0.61 | 0.61 | 0.81 | 1.05 | 1.36 | 1.71 | 2.15 | 2.7 | 3.51 | 4.45 | 5.64 | 7.16 | 9.12 | 11.64 | 14.88 | 19.07 | 24.72 | 31.33 | 38.5 | 50.75 | 63.62 | 78.74 | 95.83 | 115.58 | 138.32 | 156.91 | 165.67 | 169.35 | 174.53 | 85.77 | NPgY | GSP | NG FES - Falling Short | EV - other transport (GWh)
NG FES - Falling Short | Dem_BB007 | GWh | NPgN | CAMB_01 | EV - other transport (GWh) | Camblesforth | CAMBLESFORTH | 0.01 | 0.01 | 0.02 | 0.02 | 0.03 | 0.05 | 0.07 | 0.11 | 0.16 | 0.23 | 0.34 | 0.5 | 0.73 | 1.06 | 1.53 | 2.21 | 3.21 | 4.52 | 5.97 | 8.29 | 11.36 | 14.89 | 18.89 | 23.55 | 28.97 | 33.76 | 35.97 | 36.62 | 37.06 | 17.97 | NPgY | GSP | NG FES - Falling Short | EV - other transport (GWh)
NG FES - Falling Short | Dem_BB007 | GWh | NPgN | CREB_1 | EV - other transport (GWh) | Creyke Beck | CREYKE BECK | 0.43 | 0.42 | 0.56 | 0.74 | 0.97 | 1.23 | 1.57 | 2.01 | 2.66 | 3.44 | 4.46 | 5.81 | 7.6 | 9.99 | 13.18 | 17.45 | 23.38 | 30.64 | 38.56 | 51.77 | 67.05 | 84.83 | 104.97 | 128.32 | 155.3 | 178.17 | 188.84 | 192.7 | 197.09 | 96.33 | NPgY | GSP | NG FES - Falling Short | EV - other transport (GWh)
NG FES - Falling Short | Dem_BB007 | GWh | NPgN | DRAX_YEDL | EV - other transport (GWh) | Drax | DRAX | 0.04 | 0.04 | 0.06 | 0.08 | 0.11 | 0.14 | 0.19 | 0.26 | 0.37 | 0.5 | 0.7 | 0.97 | 1.36 | 1.91 | 2.69 | 3.78 | 5.36 | 7.39 | 9.63 | 13.25 | 17.9 | 23.26 | 29.34 | 36.41 | 44.62 | 51.81 | 55.13 | 56.15 | 56.97 | 27.68 | NPgY | GSP | NG FES - Falling Short | EV - other transport (GWh)
NG FES - Falling Short | Dem_BB007 | GWh | NPgN | ELLA_1 | EV - other transport (GWh) | Elland | ELLAND | 1.53 | 1.52 | 2.01 | 2.61 | 3.35 | 4.2 | 5.23 | 6.52 | 8.38 | 10.48 | 13.11 | 16.39 | 20.5 | 25.64 | 32.06 | 40.06 | 50.52 | 62.22 | 74.79 | 96.89 | 117.56 | 142.12 | 169.81 | 201.72 | 238.23 | 266.62 | 280.17 | 287 | 298.54 | 147.69 | NPgY | GSP | NG FES - Falling Short | EV - other transport (GWh)
NG FES - Falling Short | Dem_BB007 | GWh | NPgN | FERRA2 | EV - other transport (GWh) | Ferrybridge A | FERRYBRIDGE A | 0.05 | 0.05 | 0.07 | 0.1 | 0.14 | 0.18 | 0.25 | 0.35 | 0.51 | 0.71 | 1.01 | 1.42 | 2.02 | 2.87 | 4.08 | 5.8 | 8.29 | 11.53 | 15.09 | 20.83 | 28.3 | 36.9 | 46.65 | 58 | 71.17 | 82.76 | 88.12 | 89.73 | 90.95 | 44.16 | NPgY | GSP | NG FES - Falling Short | EV - other transport (GWh)
NG FES - Falling Short | Dem_BB007 | GWh | NPgN | FERRB9 | EV - other transport (GWh) | Ferrybridge B (_M) | FERRYBRIDGE B | 0.21 | 0.2 | 0.28 | 0.38 | 0.51 | 0.67 | 0.89 | 1.19 | 1.65 | 2.25 | 3.07 | 4.21 | 5.81 | 8.05 | 11.19 | 15.56 | 21.85 | 29.9 | 38.74 | 53.12 | 71.32 | 92.33 | 116.16 | 143.85 | 175.97 | 204 | 216.99 | 221.06 | 224.52 | 109.17 | NPgY | GSP | NG FES - Falling Short | EV - other transport (GWh)
NG FES - Falling Short | Dem_BB007 | GWh | NPgN | GRIW_1 | EV - other transport (GWh) | Grimsby West | GRIMSBY WEST | 0.12 | 0.11 | 0.15 | 0.21 | 0.29 | 0.38 | 0.52 | 0.71 | 1.01 | 1.4 | 1.96 | 2.74 | 3.85 | 5.42 | 7.64 | 10.78 | 15.32 | 21.18 | 27.63 | 38.07 | 51.51 | 67.01 | 84.6 | 105.04 | 128.76 | 149.58 | 159.21 | 162.15 | 164.46 | 79.89 | NPgY | GSP | NG FES - Falling Short | EV - other transport (GWh)
NG FES - Falling Short | Dem_BB007 | GWh | NPgN | JORD_3 | EV - other transport (GWh) | Jordanthorpe | JORDANTHORPE | 0 | 0 | 0 | 0 | 0 | 0 | 0 | 0 | 0 | 0.01 | 0.01 | 0.01 | 0.02 | 0.03 | 0.04 | 0.06 | 0.09 | 0.12 | 0.16 | 0.22 | 0.3 | 0.4 | 0.51 | 0.63 | 0.78 | 0.91 | 0.97 | 0.98 | 0.99 | 0.48 | NPgY | GSP | NG FES - Falling Short | EV - other transport (GWh)
NG FES - Falling Short | Dem_BB007 | GWh | NPgN | KEAD_YEDL | EV - other transport (GWh) | Keadby | KEADBY | 0.16 | 0.16 | 0.22 | 0.29 | 0.39 | 0.51 | 0.67 | 0.88 | 1.21 | 1.63 | 2.2 | 2.99 | 4.09 | 5.61 | 7.73 | 10.67 | 14.88 | 20.23 | 26.1 | 35.68 | 47.66 | 61.52 | 77.22 | 95.46 | 116.62 | 135.01 | 143.54 | 146.27 | 148.69 | 72.35 | NPgY | GSP | NG FES - Falling Short | EV - other transport (GWh)
NG FES - Falling Short | Dem_BB007 | GWh | NPgN | KIRKB1 | EV - other transport (GWh) | Kirkstall B | KIRKSTALL B | 0.52 | 0.52 | 0.68 | 0.89 | 1.15 | 1.44 | 1.81 | 2.27 | 2.94 | 3.71 | 4.68 | 5.92 | 7.5 | 9.52 | 12.1 | 15.41 | 19.83 | 24.95 | 30.49 | 40.03 | 49.79 | 61.28 | 74.27 | 89.27 | 106.51 | 120.47 | 127.06 | 129.94 | 134.19 | 66.05 | NPgY | GSP | NG FES - Falling Short | EV - other transport (GWh)
NG FES - Falling Short | Dem_BB007 | GWh | NPgN | NEEP_3 | EV - other transport (GWh) | Neepsend | NEEPSEND | 0.01 | 0.01 | 0.02 | 0.02 | 0.03 | 0.04 | 0.05 | 0.07 | 0.1 | 0.13 | 0.17 | 0.23 | 0.32 | 0.43 | 0.59 | 0.81 | 1.13 | 1.53 | 1.96 | 2.68 | 3.56 | 4.59 | 5.75 | 7.1 | 8.66 | 10.02 | 10.65 | 10.85 | 11.04 | 5.37 | NPgY | GSP | NG FES - Falling Short | EV - other transport (GWh)
NG FES - Falling Short | Dem_BB007 | GWh | NPgN | NORL_3 | EV - other transport (GWh) | Norton Lees | NORTON LEES | 0.22 | 0.22 | 0.29 | 0.37 | 0.48 | 0.59 | 0.74 | 0.91 | 1.16 | 1.43 | 1.77 | 2.18 | 2.68 | 3.28 | 4.01 | 4.87 | 5.95 | 7.06 | 8.24 | 10.42 | 12.04 | 14.02 | 16.24 | 18.78 | 21.65 | 23.61 | 24.58 | 25.29 | 26.78 | 13.42 | NPgY | GSP | NG FES - Falling Short | EV - other transport (GWh)
NG FES - Falling Short | Dem_BB007 | GWh | NPgN | PITS_BB_B | EV - other transport (GWh) | Pitsmoor | PITSMOOR 3/4 | 0 | 0 | 0 | 0 | 0.01 | 0.01 | 0.01 | 0.02 | 0.03 | 0.04 | 0.06 | 0.09 | 0.13 | 0.2 | 0.28 | 0.41 | 0.6 | 0.84 | 1.11 | 1.54 | 2.1 | 2.76 | 3.5 | 4.36 | 5.37 | 6.25 | 6.66 | 6.78 | 6.86 | 3.33 | NPgY | GSP | NG FES - Falling Short | EV - other transport (GWh)
NG FES - Falling Short | Dem_BB007 | GWh | NPgN | SALT_1 | EV - other transport (GWh) | Saltend North | SALTEND NORTH | 0.04 | 0.04 | 0.06 | 0.08 | 0.11 | 0.14 | 0.19 | 0.25 | 0.34 | 0.47 | 0.63 | 0.87 | 1.2 | 1.66 | 2.3 | 3.19 | 4.47 | 6.12 | 7.92 | 10.85 | 14.56 | 18.83 | 23.69 | 29.32 | 35.86 | 41.56 | 44.21 | 45.04 | 45.75 | 22.25 | NPgY | GSP | NG FES - Falling Short | EV - other transport (GWh)
NG FES - Falling Short | Dem_BB007 | GWh | NPgN | SHEC_3 | EV - other transport (GWh) | Sheffield City | SHEFFIELD CITY | 0 | 0 | 0.01 | 0.01 | 0.01 | 0.02 | 0.03 | 0.04 | 0.06 | 0.09 | 0.14 | 0.2 | 0.29 | 0.42 | 0.61 | 0.88 | 1.28 | 1.8 | 2.37 | 3.29 | 4.51 | 5.91 | 7.51 | 9.36 | 11.51 | 13.41 | 14.29 | 14.55 | 14.72 | 7.14 | NPgY | GSP | NG FES - Falling Short | EV - other transport (GWh)
NG FES - Falling Short | Dem_BB007 | GWh | NPgN | SKLGB1 | EV - other transport (GWh) | Skelton Grange | SKELTON GRANGE | 0.35 | 0.34 | 0.46 | 0.62 | 0.83 | 1.09 | 1.44 | 1.92 | 2.64 | 3.57 | 4.85 | 6.62 | 9.09 | 12.53 | 17.32 | 24 | 33.56 | 45.77 | 59.17 | 81 | 108.47 | 140.19 | 176.17 | 217.96 | 266.44 | 308.66 | 328.23 | 334.43 | 339.82 | 165.29 | NPgY | GSP | NG FES - Falling Short | EV - other transport (GWh)
NG FES - Falling Short | Dem_BB007 | GWh | NPgN | TEMP_3 | EV - other transport (GWh) | Templeborough | TEMPLEBOROUGH 275/33KV | 0 | 0 | 0 | 0 | 0 | 0.01 | 0.01 | 0.01 | 0.02 | 0.03 | 0.04 | 0.05 | 0.08 | 0.11 | 0.16 | 0.24 | 0.35 | 0.49 | 0.64 | 0.89 | 1.22 | 1.6 | 2.03 | 2.53 | 3.11 | 3.62 | 3.86 | 3.93 | 3.98 | 1.93 | NPgY | GSP | NG FES - Falling Short | EV - other transport (GWh)
NG FES - Falling Short | Dem_BB007 | GWh | NPgN | THUR_6 | EV - other transport (GWh) | Thurcroft | THURCROFT | 0.1 | 0.09 | 0.12 | 0.17 | 0.23 | 0.31 | 0.41 | 0.56 | 0.78 | 1.07 | 1.48 | 2.05 | 2.86 | 3.99 | 5.59 | 7.83 | 11.06 | 15.21 | 19.78 | 27.19 | 36.65 | 47.57 | 59.95 | 74.35 | 91.05 | 105.67 | 112.43 | 114.53 | 116.23 | 56.49 | NPgY | GSP | NG FES - Falling Short | EV - other transport (GWh)
NG FES - Falling Short | Dem_BB007 | GWh | NPgN | WMEL_THOM | EV - other transport (GWh) | Thorpe Marsh | WEST MELTON / THORPE MARSH | 0.16 | 0.15 | 0.22 | 0.3 | 0.41 | 0.55 | 0.75 | 1.04 | 1.48 | 2.05 | 2.87 | 4.03 | 5.69 | 8.03 | 11.36 | 16.06 | 22.87 | 31.69 | 41.39 | 57.07 | 77.32 | 100.66 | 127.15 | 157.94 | 193.68 | 225.07 | 239.58 | 243.99 | 247.41 | 120.16 | NPgY | GSP | NG FES - Falling Short | EV - other transport (GWh)
NG FES - Falling Short | Dem_BB007 | GWh | NPgN | WMEL_BB3 | EV - other transport (GWh) | West Melton | WEST MELTON SECTION 3 | 0.41 | 0.4 | 0.54 | 0.7 | 0.92 | 1.17 | 1.48 | 1.89 | 2.49 | 3.21 | 4.15 | 5.38 | 7.01 | 9.17 | 12.05 | 15.88 | 21.17 | 27.63 | 34.65 | 46.41 | 59.86 | 75.53 | 93.27 | 113.83 | 137.59 | 157.63 | 167 | 170.44 | 174.48 | 85.34 | NPgY | GSP | NG FES - Falling Short | EV - other transport (GWh)
NG FES - Falling Short | Dem_BB007 | GWh | NPgN | WIBA_3 | EV - other transport (GWh) | Wincobank | WINCOBANK | 0 | 0 | 0.01 | 0.01 | 0.01 | 0.02 | 0.02 | 0.03 | 0.05 | 0.07 | 0.11 | 0.16 | 0.23 | 0.33 | 0.48 | 0.7 | 1.01 | 1.43 | 1.88 | 2.61 | 3.58 | 4.7 | 5.96 | 7.43 | 9.14 | 10.65 | 11.35 | 11.55 | 11.69 | 5.67 | NPgY | GSP | NG FES - Falling Short | EV - other transport (GWh)
NG FES - Leading the Way | Dem_BB007 | GWh | NPgN | BLYTB1 | EV - other transport (GWh) | Blyth 66kV | BLYTH 66kV | 0.09 | 0.22 | 0.37 | 0.61 | 1.01 | 1.67 | 2.32 | 3.19 | 4.36 | 5.94 | 8.04 | 10.84 | 14.57 | 19.47 | 25.75 | 33.21 | 42 | 52.17 | 63.41 | 75.68 | 87.41 | 98.32 | 106.23 | 106.58 | 105.81 | 104.93 | 103.96 | 102.91 | 101.78 | 100.33 | NPgN | GSP | NG FES - Leading the Way | EV - other transport (GWh)
NG FES - Leading the Way | Dem_BB007 | GWh | NPgN | BLYTH132 | EV - other transport (GWh) | Blyth 132kV | BLYTH 132kV | 0.03 | 0.08 | 0.12 | 0.2 | 0.33 | 0.54 | 0.75 | 1.01 | 1.36 | 1.82 | 2.41 | 3.18 | 4.16 | 5.42 | 6.96 | 8.73 | 10.82 | 13.2 | 15.78 | 18.56 | 21.16 | 23.57 | 25.26 | 25.21 | 25.03 | 24.83 | 24.6 | 24.36 | 24.09 | 23.75 | NPgN | GSP | NG FES - Leading the Way | EV - other transport (GWh)
NG FES - Leading the Way | Dem_BB007 | GWh | NPgN | FOUR_1 | EV - other transport (GWh) | Fourstones | FOURSTONES | 0.01 | 0.02 | 0.03 | 0.05 | 0.08 | 0.13 | 0.17 | 0.23 | 0.31 | 0.4 | 0.52 | 0.67 | 0.86 | 1.08 | 1.34 | 1.62 | 1.94 | 2.31 | 2.69 | 3.09 | 3.44 | 3.77 | 3.98 | 3.94 | 3.91 | 3.88 | 3.84 | 3.81 | 3.77 | 3.71 | NPgN | GSP | NG FES - Leading the Way | EV - other transport (GWh)
NG FES - Leading the Way | Dem_BB007 | GWh | NPgN | HARM_6 | EV - other transport (GWh) | Hart Moor | HARTMOOR | 0.02 | 0.04 | 0.06 | 0.11 | 0.2 | 0.34 | 0.5 | 0.74 | 1.07 | 1.55 | 2.25 | 3.25 | 4.69 | 6.72 | 9.49 | 12.97 | 17.08 | 21.93 | 27.43 | 33.55 | 39.58 | 45.23 | 49.49 | 50.04 | 49.66 | 49.24 | 48.78 | 48.28 | 47.74 | 47.05 | NPgN | GSP | NG FES - Leading the Way | EV - other transport (GWh)
NG FES - Leading the Way | Dem_BB007 | GWh | NPgN | HAWP_6 | EV - other transport (GWh) | Hawthorn Pit | HAWTHORN PIT GRID | 0.02 | 0.04 | 0.07 | 0.13 | 0.22 | 0.39 | 0.57 | 0.83 | 1.21 | 1.75 | 2.53 | 3.66 | 5.27 | 7.55 | 10.66 | 14.55 | 19.17 | 24.61 | 30.77 | 37.62 | 44.38 | 50.7 | 55.47 | 56.09 | 55.67 | 55.19 | 54.68 | 54.11 | 53.51 | 52.74 | NPgN | GSP | NG FES - Leading the Way | EV - other transport (GWh)
NG FES - Leading the Way | Dem_BB007 | GWh | NPgN | KNARE_111 | EV - other transport (GWh) | Knaresborough | KNARESBOROUGH | 0.05 | 0.11 | 0.19 | 0.34 | 0.58 | 0.99 | 1.42 | 2.02 | 2.87 | 4.07 | 5.75 | 8.12 | 11.43 | 16.03 | 22.21 | 29.85 | 38.89 | 49.49 | 61.44 | 74.66 | 87.62 | 99.73 | 108.78 | 109.79 | 108.97 | 108.05 | 107.05 | 105.95 | 104.77 | 103.26 | NPgN | GSP | NG FES - Leading the Way | EV - other transport (GWh)
NG FES - Leading the Way | Dem_BB007 | GWh | NPgN | LACK_6 | EV - other transport (GWh) | Lackenby | LACKENBY | 0.05 | 0.12 | 0.2 | 0.37 | 0.64 | 1.12 | 1.64 | 2.38 | 3.44 | 4.97 | 7.15 | 10.29 | 14.76 | 21.05 | 29.62 | 40.33 | 53.01 | 67.94 | 84.85 | 103.64 | 122.15 | 139.47 | 152.5 | 154.15 | 152.99 | 151.69 | 150.28 | 148.73 | 147.07 | 144.95 | NPgN | GSP | NG FES - Leading the Way | EV - other transport (GWh)
NG FES - Leading the Way | Dem_BB007 | GWh | NPgN | NORT_1 | EV - other transport (GWh) | Norton | NORTON | 0.25 | 0.61 | 1 | 1.7 | 2.86 | 4.78 | 6.72 | 9.36 | 12.99 | 17.97 | 24.76 | 34.06 | 46.71 | 63.8 | 86.18 | 113.31 | 145.36 | 182.68 | 224.37 | 270.18 | 314.56 | 355.93 | 386.41 | 388.87 | 386.01 | 382.75 | 379.22 | 375.36 | 371.21 | 365.88 | NPgN | GSP | NG FES - Leading the Way | EV - other transport (GWh)
NG FES - Leading the Way | Dem_BB007 | GWh | NPgN | OFFE_3 | EV - other transport (GWh) | Offerton | OFFERTON | 0.05 | 0.11 | 0.18 | 0.29 | 0.47 | 0.75 | 1.01 | 1.35 | 1.78 | 2.33 | 3.01 | 3.84 | 4.85 | 6.05 | 7.41 | 8.85 | 10.53 | 12.38 | 14.3 | 16.27 | 17.98 | 19.54 | 20.51 | 20.2 | 20.07 | 19.9 | 19.73 | 19.54 | 19.33 | 19.06 | NPgN | GSP | NG FES - Leading the Way | EV - other transport (GWh)
NG FES - Leading the Way | Dem_BB007 | GWh | NPgN | OSBA_1 | EV - other transport (GWh) | Osbaldwick | OSBALDWICK | 0.15 | 0.37 | 0.6 | 0.99 | 1.63 | 2.66 | 3.65 | 4.95 | 6.68 | 8.94 | 11.88 | 15.7 | 20.62 | 26.89 | 34.65 | 43.61 | 54.14 | 66.17 | 79.28 | 93.4 | 106.64 | 118.89 | 127.53 | 127.38 | 126.48 | 125.43 | 124.29 | 123.05 | 121.71 | 119.98 | NPgN | GSP | NG FES - Leading the Way | EV - other transport (GWh)
NG FES - Leading the Way | Dem_BB007 | GWh | NPgN | POPP_3 | EV - other transport (GWh) | Poppleton | POPPLETON | 0.02 | 0.05 | 0.08 | 0.13 | 0.21 | 0.35 | 0.49 | 0.67 | 0.92 | 1.25 | 1.69 | 2.29 | 3.08 | 4.13 | 5.47 | 7.07 | 8.95 | 11.13 | 13.55 | 16.19 | 18.72 | 21.07 | 22.77 | 22.86 | 22.69 | 22.5 | 22.3 | 22.07 | 21.83 | 21.52 | NPgN | GSP | NG FES - Leading the Way | EV - other transport (GWh)
NG FES - Leading the Way | Dem_BB007 | GWh | NPgN | SALH_1 | EV - other transport (GWh) | Saltholme | SALTHOLME | 0 | 0 | 0 | 0 | 0 | 0 | 0 | 0 | 0 | 0 | 0 | 0 | 0 | 0 | 0 | 0 | 0 | 0 | 0 | 0 | 0 | 0 | 0 | 0 | 0 | 0 | 0 | 0 | 0 | 0 | NPgN | GSP | NG FES - Leading the Way | EV - other transport (GWh)
NG FES - Leading the Way | Dem_BB007 | GWh | NPgN | SSHI_3 | EV - other transport (GWh) | South Shields | SOUTH SHIELDS | 0.18 | 0.43 | 0.71 | 1.14 | 1.85 | 2.97 | 4 | 5.33 | 7.03 | 9.16 | 11.81 | 15.05 | 18.94 | 23.5 | 28.63 | 33.99 | 40.22 | 47.06 | 54.08 | 61.26 | 67.4 | 72.96 | 76.32 | 75.01 | 74.53 | 73.92 | 73.28 | 72.58 | 71.82 | 70.81 | NPgN | GSP | NG FES - Leading the Way | EV - other transport (GWh)
NG FES - Leading the Way | Dem_BB007 | GWh | NPgN | KIELD01 and SPAD20 | EV - other transport (GWh) | 0 | SPADEADAM | 0 | 0 | 0 | 0 | 0.01 | 0.01 | 0.02 | 0.03 | 0.04 | 0.06 | 0.1 | 0.15 | 0.22 | 0.32 | 0.46 | 0.65 | 0.86 | 1.12 | 1.41 | 1.74 | 2.06 | 2.36 | 2.6 | 2.63 | 2.61 | 2.59 | 2.56 | 2.54 | 2.51 | 2.47 | NPgN | GSP | NG FES - Leading the Way | EV - other transport (GWh)
NG FES - Leading the Way | Dem_BB007 | GWh | NPgN | SPEN_1 | EV - other transport (GWh) | Spennymoor | SPENNYMOOR | 0.07 | 0.17 | 0.28 | 0.49 | 0.83 | 1.41 | 2.02 | 2.86 | 4.03 | 5.68 | 7.98 | 11.19 | 15.66 | 21.82 | 30.05 | 40.18 | 52.17 | 66.2 | 81.99 | 99.44 | 116.49 | 132.42 | 144.29 | 145.54 | 144.45 | 143.23 | 141.9 | 140.45 | 138.89 | 136.89 | NPgN | GSP | NG FES - Leading the Way | EV - other transport (GWh)
NG FES - Leading the Way | Dem_BB007 | GWh | NPgN | STEN_1 | EV - other transport (GWh) | Stella North | STELLA NORTH | 0.29 | 0.7 | 1.14 | 1.86 | 3.02 | 4.87 | 6.6 | 8.86 | 11.76 | 15.48 | 20.18 | 26.06 | 33.32 | 42.15 | 52.51 | 63.87 | 77.13 | 91.98 | 107.7 | 124.21 | 139.05 | 152.64 | 161.61 | 160.1 | 159.01 | 157.71 | 156.31 | 154.78 | 153.13 | 150.96 | NPgN | GSP | NG FES - Leading the Way | EV - other transport (GWh)
NG FES - Leading the Way | Dem_BB007 | GWh | NPgN | STES_1 | EV - other transport (GWh) | Stella South | STELLA SOUTH | 0.12 | 0.3 | 0.49 | 0.83 | 1.4 | 2.33 | 3.27 | 4.56 | 6.33 | 8.74 | 12.05 | 16.57 | 22.71 | 31.01 | 41.87 | 55.04 | 70.59 | 88.7 | 108.92 | 131.14 | 152.67 | 172.73 | 187.51 | 188.69 | 187.31 | 185.73 | 184.01 | 182.14 | 180.13 | 177.54 | NPgN | GSP | NG FES - Leading the Way | EV - other transport (GWh)
NG FES - Leading the Way | Dem_BB007 | GWh | NPgN | TYNE_1 | EV - other transport (GWh) | Tynemouth 1 | TYNEMOUTH | 0.04 | 0.1 | 0.17 | 0.28 | 0.48 | 0.8 | 1.12 | 1.56 | 2.17 | 2.99 | 4.12 | 5.67 | 7.76 | 10.6 | 14.31 | 18.8 | 24.1 | 30.28 | 37.18 | 44.76 | 52.1 | 58.95 | 63.99 | 64.39 | 63.91 | 63.38 | 62.79 | 62.15 | 61.46 | 60.58 | NPgN | GSP | NG FES - Leading the Way | EV - other transport (GWh)
NG FES - Leading the Way | Dem_BB007 | GWh | NPgN | WBOL_6 | EV - other transport (GWh) | West Boldon | WEST BOLDON | 0.28 | 0.68 | 1.11 | 1.83 | 3.01 | 4.9 | 6.71 | 9.1 | 12.25 | 16.37 | 21.73 | 28.68 | 37.59 | 48.94 | 62.93 | 79.01 | 97.92 | 119.5 | 142.99 | 168.25 | 191.89 | 213.76 | 229.12 | 228.75 | 227.14 | 225.25 | 223.2 | 220.98 | 218.58 | 215.47 | NPgN | GSP | NG FES - Leading the Way | EV - other transport (GWh)
NG FES - Leading the Way | Dem_BB007 | GWh | NPgN | BRAW_1 | EV - other transport (GWh) | Bradford West | BRADFORD WEST | 0.63 | 1.37 | 1.97 | 2.76 | 3.81 | 5.47 | 7.44 | 10.04 | 13.43 | 17.81 | 23.44 | 30.61 | 39.65 | 51.02 | 65.25 | 81.1 | 99.35 | 119.37 | 140.73 | 161.85 | 181.5 | 197.84 | 206.11 | 207.01 | 205.71 | 204.14 | 202.44 | 200.57 | 198.34 | 93.57 | NPgY | GSP | NG FES - Leading the Way | EV - other transport (GWh)
NG FES - Leading the Way | Dem_BB007 | GWh | NPgN | CAMB_01 | EV - other transport (GWh) | Camblesforth | CAMBLESFORTH | 0.01 | 0.03 | 0.04 | 0.07 | 0.12 | 0.19 | 0.3 | 0.45 | 0.69 | 1.04 | 1.56 | 2.35 | 3.5 | 5.18 | 7.6 | 10.67 | 14.28 | 18.47 | 23.23 | 28.27 | 33.31 | 37.7 | 40.49 | 41.44 | 41.15 | 40.83 | 40.47 | 40.08 | 39.61 | 18.68 | NPgY | GSP | NG FES - Leading the Way | EV - other transport (GWh)
NG FES - Leading the Way | Dem_BB007 | GWh | NPgN | CREB_1 | EV - other transport (GWh) | Creyke Beck | CREYKE BECK | 0.44 | 0.96 | 1.39 | 1.97 | 2.76 | 4.01 | 5.54 | 7.59 | 10.34 | 14 | 18.86 | 25.31 | 33.81 | 45.03 | 59.75 | 76.99 | 97.01 | 119.49 | 144.1 | 169.17 | 193.31 | 213.81 | 225.45 | 228.16 | 226.66 | 224.91 | 223 | 220.89 | 218.4 | 103.02 | NPgY | GSP | NG FES - Leading the Way | EV - other transport (GWh)
NG FES - Leading the Way | Dem_BB007 | GWh | NPgN | DRAX_YEDL | EV - other transport (GWh) | Drax | DRAX | 0.04 | 0.09 | 0.14 | 0.22 | 0.32 | 0.49 | 0.72 | 1.04 | 1.5 | 2.16 | 3.1 | 4.46 | 6.38 | 9.12 | 12.96 | 17.74 | 23.35 | 29.8 | 37.07 | 44.7 | 52.28 | 58.84 | 62.91 | 64.22 | 63.78 | 63.28 | 62.73 | 62.12 | 61.41 | 28.96 | NPgY | GSP | NG FES - Leading the Way | EV - other transport (GWh)
NG FES - Leading the Way | Dem_BB007 | GWh | NPgN | ELLA_1 | EV - other transport (GWh) | Elland | ELLAND | 1.57 | 3.42 | 4.89 | 6.81 | 9.33 | 13.28 | 17.94 | 23.99 | 31.74 | 41.6 | 53.93 | 69.19 | 87.76 | 110.18 | 136.98 | 165.29 | 197.56 | 232.05 | 267.69 | 301.58 | 331.64 | 355.87 | 365.83 | 364.29 | 362.11 | 359.41 | 356.47 | 353.26 | 349.42 | 164.86 | NPgY | GSP | NG FES - Leading the Way | EV - other transport (GWh)
NG FES - Leading the Way | Dem_BB007 | GWh | NPgN | FERRA2 | EV - other transport (GWh) | Ferrybridge A | FERRYBRIDGE A | 0.05 | 0.12 | 0.18 | 0.28 | 0.42 | 0.66 | 0.98 | 1.44 | 2.11 | 3.09 | 4.51 | 6.58 | 9.56 | 13.84 | 19.89 | 27.48 | 36.4 | 46.7 | 58.33 | 70.58 | 82.79 | 93.38 | 100.02 | 102.2 | 101.49 | 100.7 | 99.82 | 98.85 | 97.71 | 46.09 | NPgY | GSP | NG FES - Leading the Way | EV - other transport (GWh)
NG FES - Leading the Way | Dem_BB007 | GWh | NPgN | FERRB9 | EV - other transport (GWh) | Ferrybridge B (_M) | FERRYBRIDGE B | 0.22 | 0.47 | 0.7 | 1.04 | 1.52 | 2.29 | 3.29 | 4.7 | 6.69 | 9.5 | 13.46 | 19.07 | 26.95 | 38.02 | 53.36 | 72.31 | 94.5 | 119.96 | 148.52 | 178.38 | 207.94 | 233.44 | 249.13 | 254.01 | 252.26 | 250.29 | 248.13 | 245.73 | 242.92 | 114.57 | NPgY | GSP | NG FES - Leading the Way | EV - other transport (GWh)
NG FES - Leading the Way | Dem_BB007 | GWh | NPgN | GRIW_1 | EV - other transport (GWh) | Grimsby West | GRIMSBY WEST | 0.12 | 0.25 | 0.38 | 0.59 | 0.88 | 1.35 | 1.98 | 2.88 | 4.17 | 6.03 | 8.71 | 12.57 | 18.08 | 25.94 | 36.97 | 50.75 | 66.92 | 85.55 | 106.54 | 128.6 | 150.55 | 169.54 | 181.38 | 185.21 | 183.93 | 182.49 | 180.9 | 179.15 | 177.09 | 83.52 | NPgY | GSP | NG FES - Leading the Way | EV - other transport (GWh)
NG FES - Leading the Way | Dem_BB007 | GWh | NPgN | JORD_3 | EV - other transport (GWh) | Jordanthorpe | JORDANTHORPE | 0 | 0 | 0 | 0 | 0 | 0.01 | 0.01 | 0.01 | 0.02 | 0.03 | 0.04 | 0.06 | 0.09 | 0.14 | 0.2 | 0.29 | 0.38 | 0.5 | 0.62 | 0.76 | 0.89 | 1.01 | 1.09 | 1.11 | 1.1 | 1.1 | 1.09 | 1.08 | 1.06 | 0.5 | NPgY | GSP | NG FES - Leading the Way | EV - other transport (GWh)
NG FES - Leading the Way | Dem_BB007 | GWh | NPgN | KEAD_YEDL | EV - other transport (GWh) | Keadby | KEADBY | 0.17 | 0.36 | 0.54 | 0.79 | 1.14 | 1.71 | 2.44 | 3.45 | 4.86 | 6.84 | 9.6 | 13.46 | 18.84 | 26.31 | 36.59 | 49.2 | 63.95 | 80.82 | 99.69 | 119.36 | 138.75 | 155.46 | 165.64 | 168.72 | 167.57 | 166.26 | 164.83 | 163.24 | 161.37 | 76.11 | NPgY | GSP | NG FES - Leading the Way | EV - other transport (GWh)
NG FES - Leading the Way | Dem_BB007 | GWh | NPgN | KIRKB1 | EV - other transport (GWh) | Kirkstall B | KIRKSTALL B | 0.53 | 1.16 | 1.67 | 2.33 | 3.21 | 4.6 | 6.24 | 8.4 | 11.2 | 14.81 | 19.4 | 25.21 | 32.47 | 41.52 | 52.7 | 65.01 | 79.15 | 94.56 | 110.9 | 126.91 | 141.66 | 153.86 | 159.79 | 160.18 | 159.18 | 157.98 | 156.67 | 155.23 | 153.51 | 72.42 | NPgY | GSP | NG FES - Leading the Way | EV - other transport (GWh)
NG FES - Leading the Way | Dem_BB007 | GWh | NPgN | NEEP_3 | EV - other transport (GWh) | Neepsend | NEEPSEND | 0.01 | 0.03 | 0.04 | 0.06 | 0.09 | 0.14 | 0.2 | 0.28 | 0.39 | 0.54 | 0.75 | 1.05 | 1.46 | 2.02 | 2.79 | 3.73 | 4.83 | 6.08 | 7.48 | 8.93 | 10.36 | 11.59 | 12.33 | 12.55 | 12.47 | 12.37 | 12.27 | 12.15 | 12.01 | 5.66 | NPgY | GSP | NG FES - Leading the Way | EV - other transport (GWh)
NG FES - Leading the Way | Dem_BB007 | GWh | NPgN | NORL_3 | EV - other transport (GWh) | Norton Lees | NORTON LEES | 0.22 | 0.49 | 0.7 | 0.97 | 1.32 | 1.87 | 2.5 | 3.32 | 4.35 | 5.64 | 7.21 | 9.09 | 11.29 | 13.81 | 16.63 | 19.38 | 22.46 | 25.59 | 28.64 | 31.29 | 33.38 | 34.92 | 35.09 | 34.43 | 34.24 | 33.99 | 33.73 | 33.44 | 33.08 | 15.61 | NPgY | GSP | NG FES - Leading the Way | EV - other transport (GWh)
NG FES - Leading the Way | Dem_BB007 | GWh | NPgN | PITS_BB_B | EV - other transport (GWh) | Pitsmoor | PITSMOOR 3/4 | 0 | 0 | 0.01 | 0.01 | 0.02 | 0.04 | 0.05 | 0.08 | 0.13 | 0.19 | 0.29 | 0.43 | 0.65 | 0.96 | 1.41 | 1.98 | 2.65 | 3.42 | 4.3 | 5.24 | 6.17 | 6.98 | 7.5 | 7.68 | 7.62 | 7.56 | 7.5 | 7.42 | 7.34 | 3.46 | NPgY | GSP | NG FES - Leading the Way | EV - other transport (GWh)
NG FES - Leading the Way | Dem_BB007 | GWh | NPgN | SALT_1 | EV - other transport (GWh) | Saltend North | SALTEND NORTH | 0.05 | 0.1 | 0.15 | 0.22 | 0.32 | 0.48 | 0.69 | 0.98 | 1.39 | 1.97 | 2.78 | 3.93 | 5.55 | 7.81 | 10.94 | 14.81 | 19.33 | 24.52 | 30.34 | 36.42 | 42.43 | 47.62 | 50.8 | 51.79 | 51.43 | 51.03 | 50.59 | 50.1 | 49.53 | 23.36 | NPgY | GSP | NG FES - Leading the Way | EV - other transport (GWh)
NG FES - Leading the Way | Dem_BB007 | GWh | NPgN | SHEC_3 | EV - other transport (GWh) | Sheffield City | SHEFFIELD CITY | 0.01 | 0.01 | 0.02 | 0.03 | 0.05 | 0.08 | 0.12 | 0.18 | 0.27 | 0.41 | 0.62 | 0.93 | 1.39 | 2.06 | 3.02 | 4.24 | 5.68 | 7.34 | 9.23 | 11.23 | 13.24 | 14.98 | 16.09 | 16.47 | 16.35 | 16.22 | 16.08 | 15.92 | 15.74 | 7.42 | NPgY | GSP | NG FES - Leading the Way | EV - other transport (GWh)
NG FES - Leading the Way | Dem_BB007 | GWh | NPgN | SKLGB1 | EV - other transport (GWh) | Skelton Grange | SKELTON GRANGE | 0.36 | 0.78 | 1.14 | 1.7 | 2.46 | 3.7 | 5.29 | 7.52 | 10.65 | 15.04 | 21.2 | 29.87 | 41.98 | 58.9 | 82.28 | 111.02 | 144.67 | 183.23 | 226.4 | 271.46 | 315.98 | 354.36 | 377.85 | 385.06 | 382.42 | 379.44 | 376.16 | 372.53 | 368.27 | 173.7 | NPgY | GSP | NG FES - Leading the Way | EV - other transport (GWh)
NG FES - Leading the Way | Dem_BB007 | GWh | NPgN | TEMP_3 | EV - other transport (GWh) | Templeborough | TEMPLEBOROUGH 275/33KV | 0 | 0 | 0 | 0.01 | 0.01 | 0.02 | 0.03 | 0.05 | 0.07 | 0.11 | 0.17 | 0.25 | 0.38 | 0.56 | 0.82 | 1.15 | 1.53 | 1.98 | 2.49 | 3.04 | 3.58 | 4.05 | 4.35 | 4.45 | 4.42 | 4.38 | 4.35 | 4.3 | 4.25 | 2.01 | NPgY | GSP | NG FES - Leading the Way | EV - other transport (GWh)
NG FES - Leading the Way | Dem_BB007 | GWh | NPgN | THUR_6 | EV - other transport (GWh) | Thurcroft | THURCROFT | 0.1 | 0.21 | 0.31 | 0.47 | 0.7 | 1.06 | 1.54 | 2.22 | 3.19 | 4.57 | 6.54 | 9.35 | 13.33 | 18.97 | 26.84 | 36.61 | 48.06 | 61.24 | 76.05 | 91.58 | 106.99 | 120.31 | 128.56 | 131.18 | 130.28 | 129.26 | 128.14 | 126.9 | 125.44 | 59.17 | NPgY | GSP | NG FES - Leading the Way | EV - other transport (GWh)
NG FES - Leading the Way | Dem_BB007 | GWh | NPgN | WMEL_THOM | EV - other transport (GWh) | Thorpe Marsh | WEST MELTON / THORPE MARSH | 0.17 | 0.36 | 0.54 | 0.84 | 1.26 | 1.95 | 2.87 | 4.19 | 6.09 | 8.84 | 12.81 | 18.56 | 26.79 | 38.55 | 55.1 | 75.8 | 100.1 | 128.12 | 159.73 | 192.96 | 226.05 | 254.7 | 272.59 | 278.42 | 276.49 | 274.32 | 271.94 | 269.3 | 266.21 | 125.56 | NPgY | GSP | NG FES - Leading the Way | EV - other transport (GWh)
NG FES - Leading the Way | Dem_BB007 | GWh | NPgN | WMEL_BB3 | EV - other transport (GWh) | West Melton | WEST MELTON SECTION 3 | 0.42 | 0.91 | 1.32 | 1.87 | 2.61 | 3.78 | 5.21 | 7.12 | 9.66 | 13.04 | 17.5 | 23.38 | 31.09 | 41.19 | 54.36 | 69.7 | 87.48 | 107.39 | 129.13 | 151.2 | 172.37 | 190.3 | 200.36 | 202.58 | 201.26 | 199.71 | 198.01 | 196.15 | 193.94 | 91.49 | NPgY | GSP | NG FES - Leading the Way | EV - other transport (GWh)
NG FES - Leading the Way | Dem_BB007 | GWh | NPgN | WIBA_3 | EV - other transport (GWh) | Wincobank | WINCOBANK | 0 | 0.01 | 0.01 | 0.02 | 0.04 | 0.06 | 0.09 | 0.14 | 0.22 | 0.33 | 0.49 | 0.74 | 1.1 | 1.64 | 2.4 | 3.37 | 4.51 | 5.83 | 7.33 | 8.92 | 10.51 | 11.89 | 12.77 | 13.07 | 12.98 | 12.88 | 12.77 | 12.64 | 12.5 | 5.89 | NPgY | GSP | NG FES - Leading the Way | EV - other transport (GWh)
NPg Planning Scenario | Dem_BB007 | GWh | NPgN | BLYTB1 | EV - other transport (GWh) | Blyth 66kV | BLYTH 66kV | 0.45 | 1.06 | 1.92 | 3.04 | 4.42 | 7.37 | 11.82 | 17.7 | 24.93 | 33.42 | 43.02 | 52.56 | 62.02 | 71.3 | 80.42 | 90.25 | 99.47 | 108.05 | 115.89 | 122.99 | 128.7 | 133.41 | 137.1 | 139.86 | 141.69 | 142.82 | 143.8 | 144.66 | 145.48 | 146.27 | NPgN | GSP | NPg Planning Scenario | EV - other transport (GWh)
NPg Planning Scenario | Dem_BB007 | GWh | NPgN | BLYTH132 | EV - other transport (GWh) | Blyth 132kV | BLYTH 132kV | 0.13 | 0.3 | 0.54 | 0.86 | 1.25 | 1.99 | 3.06 | 4.44 | 6.12 | 8.09 | 10.28 | 12.47 | 14.64 | 16.76 | 18.84 | 21.13 | 23.28 | 25.3 | 27.14 | 28.8 | 30.14 | 31.25 | 32.13 | 32.79 | 33.25 | 33.54 | 33.79 | 33.98 | 34.17 | 34.34 | NPgN | GSP | NPg Planning Scenario | EV - other transport (GWh)
NPg Planning Scenario | Dem_BB007 | GWh | NPgN | FOUR_1 | EV - other transport (GWh) | Fourstones | FOURSTONES | 0.03 | 0.06 | 0.11 | 0.18 | 0.26 | 0.38 | 0.55 | 0.77 | 1.02 | 1.31 | 1.63 | 1.96 | 2.28 | 2.59 | 2.89 | 3.24 | 3.57 | 3.88 | 4.16 | 4.41 | 4.62 | 4.79 | 4.93 | 5.04 | 5.11 | 5.17 | 5.21 | 5.24 | 5.26 | 5.29 | NPgN | GSP | NPg Planning Scenario | EV - other transport (GWh)
NPg Planning Scenario | Dem_BB007 | GWh | NPgN | HARM_6 | EV - other transport (GWh) | Hart Moor | HARTMOOR | 0.15 | 0.35 | 0.63 | 1 | 1.45 | 2.73 | 4.78 | 7.55 | 11.03 | 15.16 | 19.89 | 24.58 | 29.22 | 33.79 | 38.29 | 43.03 | 47.43 | 51.5 | 55.24 | 58.63 | 61.32 | 63.54 | 65.27 | 66.53 | 67.32 | 67.77 | 68.2 | 68.62 | 69.03 | 69.45 | NPgN | GSP | NPg Planning Scenario | EV - other transport (GWh)
NPg Planning Scenario | Dem_BB007 | GWh | NPgN | HAWP_6 | EV - other transport (GWh) | Hawthorn Pit | HAWTHORN PIT GRID | 0.17 | 0.39 | 0.71 | 1.13 | 1.64 | 3.07 | 5.36 | 8.47 | 12.36 | 16.99 | 22.3 | 27.55 | 32.75 | 37.87 | 42.91 | 48.22 | 53.15 | 57.72 | 61.9 | 65.7 | 68.72 | 71.21 | 73.15 | 74.56 | 75.45 | 75.95 | 76.43 | 76.9 | 77.37 | 77.83 | NPgN | GSP | NPg Planning Scenario | EV - other transport (GWh)
NPg Planning Scenario | Dem_BB007 | GWh | NPgN | KNARE_111 | EV - other transport (GWh) | Knaresborough | KNARESBOROUGH | 0.36 | 0.84 | 1.53 | 2.42 | 3.52 | 6.38 | 10.89 | 16.98 | 24.55 | 33.54 | 43.81 | 53.99 | 64.05 | 73.97 | 83.73 | 94.05 | 103.67 | 112.59 | 120.75 | 128.16 | 134.07 | 138.92 | 142.72 | 145.51 | 147.27 | 148.3 | 149.27 | 150.18 | 151.07 | 151.95 | NPgN | GSP | NPg Planning Scenario | EV - other transport (GWh)
NPg Planning Scenario | Dem_BB007 | GWh | NPgN | LACK_6 | EV - other transport (GWh) | Lackenby | LACKENBY | 0.46 | 1.09 | 1.99 | 3.15 | 4.57 | 8.52 | 14.83 | 23.38 | 34.07 | 46.77 | 61.32 | 75.74 | 89.99 | 104.04 | 117.88 | 132.44 | 146 | 158.54 | 170.03 | 180.47 | 188.77 | 195.59 | 200.93 | 204.82 | 207.25 | 208.64 | 209.98 | 211.27 | 212.55 | 213.81 | NPgN | GSP | NPg Planning Scenario | EV - other transport (GWh)
NPg Planning Scenario | Dem_BB007 | GWh | NPgN | NORT_1 | EV - other transport (GWh) | Norton | NORTON | 1.44 | 3.41 | 6.2 | 9.82 | 14.27 | 24.71 | 40.82 | 62.32 | 88.92 | 120.34 | 156.03 | 191.49 | 226.57 | 261.08 | 295.01 | 331.24 | 365.08 | 396.53 | 425.29 | 451.36 | 472.24 | 489.42 | 502.89 | 512.86 | 519.32 | 523.19 | 526.7 | 529.87 | 532.96 | 535.96 | NPgN | GSP | NPg Planning Scenario | EV - other transport (GWh)
NPg Planning Scenario | Dem_BB007 | GWh | NPgN | OFFE_3 | EV - other transport (GWh) | Offerton | OFFERTON | 0.15 | 0.35 | 0.63 | 0.99 | 1.44 | 2.11 | 2.99 | 4.09 | 5.38 | 6.86 | 8.45 | 10.05 | 11.65 | 13.21 | 14.72 | 16.47 | 18.14 | 19.72 | 21.16 | 22.45 | 23.52 | 24.4 | 25.1 | 25.66 | 26.08 | 26.37 | 26.59 | 26.73 | 26.86 | 26.97 | NPgN | GSP | NPg Planning Scenario | EV - other transport (GWh)
NPg Planning Scenario | Dem_BB007 | GWh | NPgN | OSBA_1 | EV - other transport (GWh) | Osbaldwick | OSBALDWICK | 0.63 | 1.48 | 2.7 | 4.27 | 6.21 | 9.9 | 15.29 | 22.28 | 30.8 | 40.75 | 51.86 | 62.96 | 73.96 | 84.74 | 95.31 | 106.89 | 117.78 | 127.97 | 137.27 | 145.67 | 152.47 | 158.09 | 162.5 | 165.86 | 168.15 | 169.61 | 170.84 | 171.83 | 172.77 | 173.65 | NPgN | GSP | NPg Planning Scenario | EV - other transport (GWh)
NPg Planning Scenario | Dem_BB007 | GWh | NPgN | POPP_3 | EV - other transport (GWh) | Poppleton | POPPLETON | 0.09 | 0.22 | 0.41 | 0.64 | 0.94 | 1.57 | 2.52 | 3.78 | 5.33 | 7.16 | 9.22 | 11.27 | 13.3 | 15.3 | 17.26 | 19.37 | 21.35 | 23.19 | 24.87 | 26.4 | 27.62 | 28.63 | 29.42 | 30.01 | 30.4 | 30.64 | 30.86 | 31.04 | 31.22 | 31.39 | NPgN | GSP | NPg Planning Scenario | EV - other transport (GWh)
NPg Planning Scenario | Dem_BB007 | GWh | NPgN | SALH_1 | EV - other transport (GWh) | Saltholme | SALTHOLME | 0 | 0 | 0 | 0 | 0 | 0 | 0 | 0 | 0 | 0 | 0 | 0 | 0 | 0 | 0 | 0 | 0 | 0 | 0 | 0 | 0 | 0 | 0 | 0 | 0 | 0 | 0 | 0 | 0 | 0 | NPgN | GSP | NPg Planning Scenario | EV - other transport (GWh)
NPg Planning Scenario | Dem_BB007 | GWh | NPgN | SSHI_3 | EV - other transport (GWh) | South Shields | SOUTH SHIELDS | 0.57 | 1.35 | 2.44 | 3.87 | 5.62 | 8.13 | 11.45 | 15.51 | 20.28 | 25.69 | 31.5 | 37.38 | 43.23 | 48.91 | 54.43 | 60.88 | 67.04 | 72.91 | 78.22 | 82.98 | 86.95 | 90.24 | 92.84 | 94.93 | 96.5 | 97.62 | 98.44 | 98.97 | 99.42 | 99.81 | NPgN | GSP | NPg Planning Scenario | EV - other transport (GWh)
NPg Planning Scenario | Dem_BB007 | GWh | NPgN | KIELD01 and SPAD20 | EV - other transport (GWh) | 0 | SPADEADAM | 0.01 | 0.02 | 0.03 | 0.05 | 0.07 | 0.13 | 0.24 | 0.39 | 0.57 | 0.79 | 1.04 | 1.29 | 1.54 | 1.78 | 2.02 | 2.27 | 2.5 | 2.72 | 2.91 | 3.09 | 3.23 | 3.35 | 3.44 | 3.51 | 3.55 | 3.57 | 3.59 | 3.62 | 3.64 | 3.66 | NPgN | GSP | NPg Planning Scenario | EV - other transport (GWh)
NPg Planning Scenario | Dem_BB007 | GWh | NPgN | SPEN_1 | EV - other transport (GWh) | Spennymoor | SPENNYMOOR | 0.49 | 1.15 | 2.09 | 3.31 | 4.82 | 8.63 | 14.62 | 22.68 | 32.71 | 44.59 | 58.14 | 71.58 | 84.88 | 97.98 | 110.86 | 124.52 | 137.25 | 149.06 | 159.87 | 169.67 | 177.5 | 183.93 | 188.97 | 192.67 | 195.03 | 196.41 | 197.7 | 198.9 | 200.08 | 201.24 | NPgN | GSP | NPg Planning Scenario | EV - other transport (GWh)
NPg Planning Scenario | Dem_BB007 | GWh | NPgN | STEN_1 | EV - other transport (GWh) | Stella North | STELLA NORTH | 1.01 | 2.38 | 4.32 | 6.85 | 9.94 | 14.95 | 21.88 | 30.61 | 41.05 | 53.06 | 66.22 | 79.46 | 92.6 | 105.43 | 117.94 | 132.1 | 145.51 | 158.17 | 169.68 | 180.03 | 188.55 | 195.58 | 201.13 | 205.47 | 208.59 | 210.71 | 212.37 | 213.55 | 214.62 | 215.58 | NPgN | GSP | NPg Planning Scenario | EV - other transport (GWh)
NPg Planning Scenario | Dem_BB007 | GWh | NPgN | STES_1 | EV - other transport (GWh) | Stella South | STELLA SOUTH | 0.7 | 1.66 | 3.01 | 4.78 | 6.94 | 12.01 | 19.83 | 30.26 | 43.16 | 58.41 | 75.72 | 92.92 | 109.94 | 126.68 | 143.14 | 160.72 | 177.14 | 192.4 | 206.35 | 219 | 229.13 | 237.47 | 244.01 | 248.84 | 251.98 | 253.86 | 255.56 | 257.1 | 258.6 | 260.05 | NPgN | GSP | NPg Planning Scenario | EV - other transport (GWh)
NPg Planning Scenario | Dem_BB007 | GWh | NPgN | TYNE_1 | EV - other transport (GWh) | Tynemouth 1 | TYNEMOUTH | 0.24 | 0.57 | 1.03 | 1.63 | 2.37 | 4.1 | 6.77 | 10.33 | 14.73 | 19.93 | 25.84 | 31.71 | 37.51 | 43.22 | 48.84 | 54.84 | 60.44 | 65.64 | 70.41 | 74.72 | 78.18 | 81.02 | 83.25 | 84.91 | 85.98 | 86.62 | 87.2 | 87.72 | 88.23 | 88.73 | NPgN | GSP | NPg Planning Scenario | EV - other transport (GWh)
NPg Planning Scenario | Dem_BB007 | GWh | NPgN | WBOL_6 | EV - other transport (GWh) | West Boldon | WEST BOLDON | 1.15 | 2.71 | 4.92 | 7.79 | 11.32 | 17.97 | 27.66 | 40.22 | 55.49 | 73.32 | 93.21 | 113.09 | 132.79 | 152.1 | 171.01 | 191.78 | 211.31 | 229.61 | 246.29 | 261.35 | 273.58 | 283.65 | 291.58 | 297.61 | 301.75 | 304.4 | 306.62 | 308.39 | 310.06 | 311.64 | NPgN | GSP | NPg Planning Scenario | EV - other transport (GWh)
NPg Planning Scenario | Dem_BB007 | GWh | NPgN | BRAW_1 | EV - other transport (GWh) | Bradford West | BRADFORD WEST | 1.21 | 2.86 | 5.19 | 8.22 | 11.95 | 19.22 | 29.92 | 43.86 | 60.88 | 80.77 | 103.06 | 125.3 | 147.34 | 168.95 | 190.14 | 213.28 | 235.01 | 255.34 | 273.88 | 290.64 | 304.21 | 315.39 | 324.18 | 330.83 | 335.34 | 338.21 | 340.64 | 342.62 | 344.51 | 346.29 | NPgY | GSP | NPg Planning Scenario | EV - other transport (GWh)
NPg Planning Scenario | Dem_BB007 | GWh | NPgN | CAMB_01 | EV - other transport (GWh) | Camblesforth | CAMBLESFORTH | 0.16 | 0.38 | 0.7 | 1.11 | 1.61 | 3.17 | 5.7 | 9.16 | 13.51 | 18.69 | 24.66 | 30.56 | 36.4 | 42.15 | 47.83 | 53.75 | 59.26 | 64.34 | 69 | 73.24 | 76.6 | 79.36 | 81.52 | 83.07 | 84.03 | 84.56 | 85.09 | 85.62 | 86.15 | 86.67 | NPgY | GSP | NPg Planning Scenario | EV - other transport (GWh)
NPg Planning Scenario | Dem_BB007 | GWh | NPgN | CREB_1 | EV - other transport (GWh) | Creyke Beck | CREYKE BECK | 1.16 | 2.73 | 4.97 | 7.87 | 11.43 | 19.67 | 32.33 | 49.19 | 70.04 | 94.64 | 122.56 | 150.31 | 177.77 | 204.78 | 231.32 | 259.71 | 286.24 | 310.9 | 333.45 | 353.9 | 370.28 | 383.76 | 394.33 | 402.17 | 407.26 | 410.32 | 413.1 | 415.58 | 417.99 | 420.33 | NPgY | GSP | NPg Planning Scenario | EV - other transport (GWh)
NPg Planning Scenario | Dem_BB007 | GWh | NPgN | DRAX_YEDL | EV - other transport (GWh) | Drax | DRAX | 0.27 | 0.64 | 1.16 | 1.84 | 2.67 | 5.06 | 8.89 | 14.11 | 20.64 | 28.42 | 37.34 | 46.18 | 54.91 | 63.52 | 72 | 80.91 | 89.19 | 96.85 | 103.87 | 110.25 | 115.31 | 119.47 | 122.73 | 125.09 | 126.56 | 127.4 | 128.21 | 129 | 129.78 | 130.56 | NPgY | GSP | NPg Planning Scenario | EV - other transport (GWh)
NPg Planning Scenario | Dem_BB007 | GWh | NPgN | ELLA_1 | EV - other transport (GWh) | Elland | ELLAND | 2.46 | 5.79 | 10.52 | 16.65 | 24.19 | 36.58 | 53.83 | 75.66 | 101.78 | 131.92 | 165.03 | 198.29 | 231.31 | 263.55 | 295.01 | 330.48 | 364.05 | 395.71 | 424.49 | 450.39 | 471.67 | 489.23 | 503.09 | 513.89 | 521.61 | 526.83 | 530.92 | 533.88 | 536.59 | 539.04 | NPgY | GSP | NPg Planning Scenario | EV - other transport (GWh)
NPg Planning Scenario | Dem_BB007 | GWh | NPgN | FERRA2 | EV - other transport (GWh) | Ferrybridge A | FERRYBRIDGE A | 0.42 | 0.99 | 1.8 | 2.85 | 4.14 | 7.95 | 14.11 | 22.51 | 33.03 | 45.57 | 59.97 | 74.22 | 88.31 | 102.21 | 115.9 | 130.25 | 143.58 | 155.91 | 167.21 | 177.48 | 185.62 | 192.31 | 197.55 | 201.34 | 203.69 | 205.01 | 206.31 | 207.58 | 208.85 | 210.11 | NPgY | GSP | NPg Planning Scenario | EV - other transport (GWh)
NPg Planning Scenario | Dem_BB007 | GWh | NPgN | FERRB9 | EV - other transport (GWh) | Ferrybridge B (_M) | FERRYBRIDGE B | 1.09 | 2.59 | 4.71 | 7.46 | 10.85 | 20.26 | 35.29 | 55.67 | 81.15 | 111.44 | 146.15 | 180.53 | 214.52 | 248.03 | 281.03 | 315.76 | 348.07 | 377.98 | 405.37 | 430.26 | 450.04 | 466.29 | 479.02 | 488.29 | 494.09 | 497.4 | 500.59 | 503.67 | 506.71 | 509.72 | NPgY | GSP | NPg Planning Scenario | EV - other transport (GWh)
NPg Planning Scenario | Dem_BB007 | GWh | NPgN | GRIW_1 | EV - other transport (GWh) | Grimsby West | GRIMSBY WEST | 0.77 | 1.82 | 3.31 | 5.25 | 7.63 | 14.53 | 25.63 | 40.73 | 59.64 | 82.15 | 107.99 | 133.58 | 158.87 | 183.81 | 208.38 | 234.16 | 258.13 | 280.29 | 300.6 | 319.06 | 333.71 | 345.75 | 355.17 | 362.01 | 366.26 | 368.66 | 371 | 373.29 | 375.56 | 377.82 | NPgY | GSP | NPg Planning Scenario | EV - other transport (GWh)
NPg Planning Scenario | Dem_BB007 | GWh | NPgN | JORD_3 | EV - other transport (GWh) | Jordanthorpe | JORDANTHORPE | 0 | 0.01 | 0.02 | 0.03 | 0.04 | 0.09 | 0.15 | 0.25 | 0.36 | 0.5 | 0.66 | 0.82 | 0.98 | 1.13 | 1.28 | 1.44 | 1.59 | 1.73 | 1.85 | 1.97 | 2.06 | 2.13 | 2.19 | 2.23 | 2.26 | 2.27 | 2.28 | 2.3 | 2.31 | 2.33 | NPgY | GSP | NPg Planning Scenario | EV - other transport (GWh)
NPg Planning Scenario | Dem_BB007 | GWh | NPgN | KEAD_YEDL | EV - other transport (GWh) | Keadby | KEADBY | 0.74 | 1.76 | 3.2 | 5.07 | 7.37 | 13.6 | 23.5 | 36.9 | 53.62 | 73.49 | 96.23 | 118.77 | 141.04 | 163 | 184.62 | 207.41 | 228.64 | 248.28 | 266.28 | 282.63 | 295.63 | 306.32 | 314.69 | 320.8 | 324.64 | 326.85 | 328.96 | 330.97 | 332.96 | 334.93 | NPgY | GSP | NPg Planning Scenario | EV - other transport (GWh)
NPg Planning Scenario | Dem_BB007 | GWh | NPgN | KIRKB1 | EV - other transport (GWh) | Kirkstall B | KIRKSTALL B | 0.97 | 2.29 | 4.16 | 6.58 | 9.56 | 15.15 | 23.27 | 33.79 | 46.57 | 61.48 | 78.12 | 94.74 | 111.22 | 127.36 | 143.17 | 160.55 | 176.9 | 192.22 | 206.19 | 218.79 | 229.03 | 237.47 | 244.11 | 249.17 | 252.64 | 254.88 | 256.74 | 258.22 | 259.62 | 260.93 | NPgY | GSP | NPg Planning Scenario | EV - other transport (GWh)
NPg Planning Scenario | Dem_BB007 | GWh | NPgN | NEEP_3 | EV - other transport (GWh) | Neepsend | NEEPSEND | 0.06 | 0.13 | 0.24 | 0.38 | 0.56 | 1.02 | 1.75 | 2.74 | 3.97 | 5.44 | 7.11 | 8.77 | 10.41 | 12.03 | 13.62 | 15.3 | 16.86 | 18.31 | 19.64 | 20.84 | 21.8 | 22.59 | 23.21 | 23.66 | 23.95 | 24.11 | 24.27 | 24.42 | 24.56 | 24.71 | NPgY | GSP | NPg Planning Scenario | EV - other transport (GWh)
NPg Planning Scenario | Dem_BB007 | GWh | NPgN | NORL_3 | EV - other transport (GWh) | Norton Lees | NORTON LEES | 0.29 | 0.67 | 1.22 | 1.94 | 2.81 | 3.92 | 5.28 | 6.89 | 8.73 | 10.76 | 12.88 | 15.04 | 17.2 | 19.28 | 21.29 | 23.76 | 26.15 | 28.46 | 30.54 | 32.39 | 33.97 | 35.28 | 36.32 | 37.19 | 37.88 | 38.4 | 38.76 | 38.95 | 39.11 | 39.22 | NPgY | GSP | NPg Planning Scenario | EV - other transport (GWh)
NPg Planning Scenario | Dem_BB007 | GWh | NPgN | PITS_BB_B | EV - other transport (GWh) | Pitsmoor | PITSMOOR 3/4 | 0.03 | 0.07 | 0.13 | 0.21 | 0.3 | 0.59 | 1.06 | 1.7 | 2.5 | 3.46 | 4.57 | 5.66 | 6.74 | 7.81 | 8.86 | 9.96 | 10.98 | 11.92 | 12.78 | 13.57 | 14.19 | 14.7 | 15.1 | 15.39 | 15.57 | 15.66 | 15.76 | 15.86 | 15.96 | 16.05 | NPgY | GSP | NPg Planning Scenario | EV - other transport (GWh)
NPg Planning Scenario | Dem_BB007 | GWh | NPgN | SALT_1 | EV - other transport (GWh) | Saltend North | SALTEND NORTH | 0.22 | 0.53 | 0.96 | 1.53 | 2.22 | 4.14 | 7.2 | 11.35 | 16.53 | 22.69 | 29.75 | 36.74 | 43.66 | 50.47 | 57.18 | 64.25 | 70.82 | 76.91 | 82.48 | 87.54 | 91.57 | 94.88 | 97.47 | 99.35 | 100.54 | 101.21 | 101.86 | 102.49 | 103.11 | 103.72 | NPgY | GSP | NPg Planning Scenario | EV - other transport (GWh)
NPg Planning Scenario | Dem_BB007 | GWh | NPgN | SHEC_3 | EV - other transport (GWh) | Sheffield City | SHEFFIELD CITY | 0.06 | 0.15 | 0.28 | 0.44 | 0.64 | 1.26 | 2.26 | 3.64 | 5.37 | 7.43 | 9.8 | 12.14 | 14.46 | 16.75 | 19 | 21.36 | 23.54 | 25.56 | 27.42 | 29.1 | 30.43 | 31.53 | 32.39 | 33.01 | 33.39 | 33.6 | 33.81 | 34.02 | 34.23 | 34.44 | NPgY | GSP | NPg Planning Scenario | EV - other transport (GWh)
NPg Planning Scenario | Dem_BB007 | GWh | NPgN | SKLGB1 | EV - other transport (GWh) | Skelton Grange | SKELTON GRANGE | 1.68 | 3.97 | 7.23 | 11.45 | 16.64 | 30.88 | 53.57 | 84.3 | 122.68 | 168.29 | 220.53 | 272.29 | 323.45 | 373.89 | 423.55 | 475.86 | 524.56 | 569.63 | 610.92 | 648.42 | 678.25 | 702.76 | 721.95 | 735.94 | 744.73 | 749.75 | 754.58 | 759.21 | 763.78 | 768.31 | NPgY | GSP | NPg Planning Scenario | EV - other transport (GWh)
NPg Planning Scenario | Dem_BB007 | GWh | NPgN | TEMP_3 | EV - other transport (GWh) | Templeborough | TEMPLEBOROUGH 275/33KV | 0.02 | 0.04 | 0.08 | 0.12 | 0.17 | 0.34 | 0.61 | 0.98 | 1.45 | 2.01 | 2.65 | 3.28 | 3.91 | 4.53 | 5.14 | 5.77 | 6.36 | 6.91 | 7.41 | 7.87 | 8.23 | 8.52 | 8.75 | 8.92 | 9.02 | 9.08 | 9.14 | 9.19 | 9.25 | 9.31 | NPgY | GSP | NPg Planning Scenario | EV - other transport (GWh)
NPg Planning Scenario | Dem_BB007 | GWh | NPgN | THUR_6 | EV - other transport (GWh) | Thurcroft | THURCROFT | 0.55 | 1.31 | 2.39 | 3.78 | 5.5 | 10.37 | 18.19 | 28.8 | 42.08 | 57.89 | 76.01 | 93.96 | 111.7 | 129.2 | 146.43 | 164.53 | 181.38 | 196.95 | 211.23 | 224.2 | 234.5 | 242.96 | 249.59 | 254.4 | 257.41 | 259.11 | 260.76 | 262.37 | 263.96 | 265.54 | NPgY | GSP | NPg Planning Scenario | EV - other transport (GWh)
NPg Planning Scenario | Dem_BB007 | GWh | NPgN | WMEL_THOM | EV - other transport (GWh) | Thorpe Marsh | WEST MELTON / THORPE MARSH | 1.15 | 2.72 | 4.95 | 7.85 | 11.41 | 21.78 | 38.5 | 61.26 | 89.76 | 123.71 | 162.7 | 201.29 | 239.43 | 277.04 | 314.1 | 352.97 | 389.11 | 422.52 | 453.13 | 480.96 | 503.04 | 521.18 | 535.38 | 545.68 | 552.07 | 555.67 | 559.2 | 562.65 | 566.08 | 569.48 | NPgY | GSP | NPg Planning Scenario | EV - other transport (GWh)
NPg Planning Scenario | Dem_BB007 | GWh | NPgN | WMEL_BB3 | EV - other transport (GWh) | West Melton | WEST MELTON SECTION 3 | 1.05 | 2.47 | 4.49 | 7.11 | 10.34 | 17.62 | 28.77 | 43.58 | 61.87 | 83.43 | 107.86 | 132.14 | 156.18 | 179.82 | 203.04 | 227.94 | 251.21 | 272.87 | 292.67 | 310.6 | 324.99 | 336.84 | 346.13 | 353.03 | 357.54 | 360.27 | 362.72 | 364.89 | 367 | 369.04 | NPgY | GSP | NPg Planning Scenario | EV - other transport (GWh)
NPg Planning Scenario | Dem_BB007 | GWh | NPgN | WIBA_3 | EV - other transport (GWh) | Wincobank | WINCOBANK | 0.05 | 0.12 | 0.22 | 0.35 | 0.51 | 1 | 1.8 | 2.89 | 4.26 | 5.9 | 7.78 | 9.64 | 11.48 | 13.3 | 15.09 | 16.96 | 18.69 | 20.3 | 21.77 | 23.1 | 24.16 | 25.03 | 25.71 | 26.2 | 26.51 | 26.67 | 26.84 | 27.01 | 27.17 | 27.34 | NPgY | GSP | NPg Planning Scenario | EV - other transport (GWh)
NG FES - System Transformation | Dem_BB007 | GWh | NPgN | BLYTB1 | EV - other transport (GWh) | Blyth 66kV | BLYTH 66kV | 0.09 | 0.15 | 0.23 | 0.34 | 0.51 | 0.76 | 1.13 | 1.69 | 2.52 | 3.36 | 4.47 | 5.91 | 7.79 | 10.14 | 13.08 | 16.06 | 19.03 | 21.95 | 24.76 | 27.42 | 29.88 | 31.98 | 33.32 | 32.92 | 32.26 | 31.52 | 30.72 | 29.88 | 29.02 | 28.14 | NPgN | GSP | NG FES - System Transformation | EV - other transport (GWh)
NG FES - System Transformation | Dem_BB007 | GWh | NPgN | BLYTH132 | EV - other transport (GWh) | Blyth 132kV | BLYTH 132kV | 0.03 | 0.05 | 0.08 | 0.11 | 0.17 | 0.24 | 0.36 | 0.53 | 0.78 | 1.02 | 1.32 | 1.71 | 2.2 | 2.79 | 3.51 | 4.21 | 4.92 | 5.63 | 6.31 | 6.96 | 7.55 | 8.06 | 8.39 | 8.3 | 8.14 | 7.95 | 7.74 | 7.52 | 7.3 | 7.07 | NPgN | GSP | NG FES - System Transformation | EV - other transport (GWh)
NG FES - System Transformation | Dem_BB007 | GWh | NPgN | FOUR_1 | EV - other transport (GWh) | Fourstones | FOURSTONES | 0.01 | 0.01 | 0.02 | 0.03 | 0.04 | 0.06 | 0.08 | 0.12 | 0.17 | 0.22 | 0.28 | 0.36 | 0.44 | 0.55 | 0.67 | 0.78 | 0.89 | 1 | 1.12 | 1.22 | 1.32 | 1.4 | 1.45 | 1.44 | 1.42 | 1.38 | 1.35 | 1.31 | 1.26 | 1.22 | NPgN | GSP | NG FES - System Transformation | EV - other transport (GWh)
NG FES - System Transformation | Dem_BB007 | GWh | NPgN | HARM_6 | EV - other transport (GWh) | Hart Moor | HARTMOOR | 0.02 | 0.02 | 0.04 | 0.06 | 0.1 | 0.16 | 0.25 | 0.41 | 0.65 | 0.92 | 1.31 | 1.85 | 2.6 | 3.6 | 4.89 | 6.31 | 7.67 | 9 | 10.27 | 11.47 | 12.58 | 13.53 | 14.14 | 13.93 | 13.62 | 13.32 | 13 | 12.66 | 12.33 | 11.99 | NPgN | GSP | NG FES - System Transformation | EV - other transport (GWh)
NG FES - System Transformation | Dem_BB007 | GWh | NPgN | HAWP_6 | EV - other transport (GWh) | Hawthorn Pit | HAWTHORN PIT GRID | 0.02 | 0.03 | 0.04 | 0.07 | 0.11 | 0.18 | 0.29 | 0.46 | 0.73 | 1.04 | 1.47 | 2.08 | 2.92 | 4.04 | 5.49 | 7.08 | 8.61 | 10.09 | 11.52 | 12.86 | 14.11 | 15.17 | 15.86 | 15.62 | 15.28 | 14.94 | 14.58 | 14.2 | 13.83 | 13.45 | NPgN | GSP | NG FES - System Transformation | EV - other transport (GWh)
NG FES - System Transformation | Dem_BB007 | GWh | NPgN | KNARE_111 | EV - other transport (GWh) | Knaresborough | KNARESBOROUGH | 0.05 | 0.08 | 0.12 | 0.19 | 0.29 | 0.45 | 0.71 | 1.1 | 1.71 | 2.37 | 3.29 | 4.55 | 6.27 | 8.51 | 11.4 | 14.5 | 17.51 | 20.44 | 23.25 | 25.91 | 28.37 | 30.47 | 31.82 | 31.37 | 30.7 | 30.02 | 29.28 | 28.51 | 27.73 | 26.96 | NPgN | GSP | NG FES - System Transformation | EV - other transport (GWh)
NG FES - System Transformation | Dem_BB007 | GWh | NPgN | LACK_6 | EV - other transport (GWh) | Lackenby | LACKENBY | 0.05 | 0.08 | 0.13 | 0.21 | 0.33 | 0.52 | 0.82 | 1.31 | 2.07 | 2.94 | 4.15 | 5.84 | 8.16 | 11.25 | 15.25 | 19.61 | 23.83 | 27.91 | 31.82 | 35.53 | 38.96 | 41.88 | 43.77 | 43.12 | 42.18 | 41.26 | 40.26 | 39.21 | 38.16 | 37.12 | NPgN | GSP | NG FES - System Transformation | EV - other transport (GWh)
NG FES - System Transformation | Dem_BB007 | GWh | NPgN | NORT_1 | EV - other transport (GWh) | Norton | NORTON | 0.25 | 0.42 | 0.62 | 0.95 | 1.43 | 2.17 | 3.3 | 5.01 | 7.6 | 10.3 | 13.94 | 18.8 | 25.25 | 33.5 | 43.98 | 54.91 | 65.66 | 76.16 | 86.27 | 95.83 | 104.67 | 112.22 | 117.05 | 115.52 | 113.14 | 110.59 | 107.83 | 104.93 | 101.99 | 99.02 | NPgN | GSP | NG FES - System Transformation | EV - other transport (GWh)
NG FES - System Transformation | Dem_BB007 | GWh | NPgN | OFFE_3 | EV - other transport (GWh) | Offerton | OFFERTON | 0.05 | 0.08 | 0.11 | 0.16 | 0.23 | 0.33 | 0.48 | 0.7 | 1 | 1.28 | 1.61 | 2.02 | 2.51 | 3.06 | 3.69 | 4.24 | 4.83 | 5.43 | 6.02 | 6.57 | 7.07 | 7.51 | 7.78 | 7.73 | 7.6 | 7.41 | 7.21 | 6.99 | 6.76 | 6.52 | NPgN | GSP | NG FES - System Transformation | EV - other transport (GWh)
NG FES - System Transformation | Dem_BB007 | GWh | NPgN | OSBA_1 | EV - other transport (GWh) | Osbaldwick | OSBALDWICK | 0.15 | 0.25 | 0.37 | 0.55 | 0.81 | 1.2 | 1.77 | 2.6 | 3.82 | 5 | 6.51 | 8.44 | 10.88 | 13.85 | 17.49 | 21.03 | 24.62 | 28.18 | 31.62 | 34.87 | 37.87 | 40.44 | 42.07 | 41.62 | 40.83 | 39.88 | 38.84 | 37.74 | 36.62 | 35.46 | NPgN | GSP | NG FES - System Transformation | EV - other transport (GWh)
NG FES - System Transformation | Dem_BB007 | GWh | NPgN | POPP_3 | EV - other transport (GWh) | Poppleton | POPPLETON | 0.02 | 0.03 | 0.05 | 0.07 | 0.11 | 0.16 | 0.24 | 0.35 | 0.53 | 0.71 | 0.94 | 1.25 | 1.65 | 2.15 | 2.78 | 3.42 | 4.05 | 4.68 | 5.28 | 5.85 | 6.38 | 6.83 | 7.11 | 7.03 | 6.89 | 6.73 | 6.56 | 6.38 | 6.2 | 6.01 | NPgN | GSP | NG FES - System Transformation | EV - other transport (GWh)
NG FES - System Transformation | Dem_BB007 | GWh | NPgN | SALH_1 | EV - other transport (GWh) | Saltholme | SALTHOLME | 0 | 0 | 0 | 0 | 0 | 0 | 0 | 0 | 0 | 0 | 0 | 0 | 0 | 0 | 0 | 0 | 0 | 0 | 0 | 0 | 0 | 0 | 0 | 0 | 0 | 0 | 0 | 0 | 0 | 0 | NPgN | GSP | NG FES - System Transformation | EV - other transport (GWh)
NG FES - System Transformation | Dem_BB007 | GWh | NPgN | SSHI_3 | EV - other transport (GWh) | South Shields | SOUTH SHIELDS | 0.18 | 0.3 | 0.44 | 0.63 | 0.91 | 1.32 | 1.92 | 2.76 | 3.95 | 5.02 | 6.33 | 7.9 | 9.75 | 11.84 | 14.25 | 16.28 | 18.49 | 20.73 | 22.92 | 24.99 | 26.89 | 28.53 | 29.54 | 29.34 | 28.87 | 28.16 | 27.37 | 26.54 | 25.67 | 24.75 | NPgN | GSP | NG FES - System Transformation | EV - other transport (GWh)
NG FES - System Transformation | Dem_BB007 | GWh | NPgN | KIELD01 and SPAD20 | EV - other transport (GWh) | 0 | SPADEADAM | 0 | 0 | 0 | 0 | 0 | 0.01 | 0.01 | 0.02 | 0.03 | 0.04 | 0.06 | 0.08 | 0.12 | 0.17 | 0.24 | 0.31 | 0.39 | 0.46 | 0.52 | 0.58 | 0.64 | 0.69 | 0.72 | 0.71 | 0.7 | 0.68 | 0.66 | 0.65 | 0.63 | 0.61 | NPgN | GSP | NG FES - System Transformation | EV - other transport (GWh)
NG FES - System Transformation | Dem_BB007 | GWh | NPgN | SPEN_1 | EV - other transport (GWh) | Spennymoor | SPENNYMOOR | 0.07 | 0.12 | 0.18 | 0.27 | 0.42 | 0.65 | 1 | 1.55 | 2.39 | 3.3 | 4.55 | 6.25 | 8.55 | 11.55 | 15.4 | 19.51 | 23.51 | 27.4 | 31.14 | 34.67 | 37.95 | 40.74 | 42.53 | 41.94 | 41.05 | 40.14 | 39.15 | 38.11 | 37.07 | 36.02 | NPgN | GSP | NG FES - System Transformation | EV - other transport (GWh)
NG FES - System Transformation | Dem_BB007 | GWh | NPgN | STEN_1 | EV - other transport (GWh) | Stella North | STELLA NORTH | 0.29 | 0.48 | 0.7 | 1.02 | 1.49 | 2.18 | 3.17 | 4.61 | 6.65 | 8.54 | 10.9 | 13.8 | 17.32 | 21.43 | 26.29 | 30.68 | 35.29 | 39.92 | 44.43 | 48.68 | 52.59 | 55.97 | 58.07 | 57.58 | 56.58 | 55.21 | 53.72 | 52.14 | 50.5 | 48.78 | NPgN | GSP | NG FES - System Transformation | EV - other transport (GWh)
NG FES - System Transformation | Dem_BB007 | GWh | NPgN | STES_1 | EV - other transport (GWh) | Stella South | STELLA SOUTH | 0.12 | 0.2 | 0.3 | 0.46 | 0.7 | 1.06 | 1.61 | 2.44 | 3.7 | 5.01 | 6.78 | 9.14 | 12.27 | 16.28 | 21.37 | 26.67 | 31.89 | 36.98 | 41.89 | 46.53 | 50.82 | 54.49 | 56.83 | 56.09 | 54.93 | 53.69 | 52.36 | 50.94 | 49.51 | 48.07 | NPgN | GSP | NG FES - System Transformation | EV - other transport (GWh)
NG FES - System Transformation | Dem_BB007 | GWh | NPgN | TYNE_1 | EV - other transport (GWh) | Tynemouth 1 | TYNEMOUTH | 0.04 | 0.07 | 0.1 | 0.16 | 0.24 | 0.36 | 0.55 | 0.84 | 1.27 | 1.72 | 2.32 | 3.13 | 4.2 | 5.56 | 7.3 | 9.11 | 10.89 | 12.63 | 14.3 | 15.89 | 17.35 | 18.6 | 19.4 | 19.15 | 18.75 | 18.33 | 17.87 | 17.39 | 16.9 | 16.41 | NPgN | GSP | NG FES - System Transformation | EV - other transport (GWh)
NG FES - System Transformation | Dem_BB007 | GWh | NPgN | WBOL_6 | EV - other transport (GWh) | West Boldon | WEST BOLDON | 0.28 | 0.47 | 0.69 | 1.01 | 1.49 | 2.2 | 3.24 | 4.77 | 7 | 9.15 | 11.9 | 15.41 | 19.82 | 25.19 | 31.75 | 38.1 | 44.55 | 50.95 | 57.15 | 63 | 68.39 | 73.03 | 75.95 | 75.15 | 73.73 | 72.01 | 70.13 | 68.14 | 66.1 | 64 | NPgN | GSP | NG FES - System Transformation | EV - other transport (GWh)
NG FES - System Transformation | Dem_BB007 | GWh | NPgN | BRAW_1 | EV - other transport (GWh) | Bradford West | BRADFORD WEST | 0.59 | 0.99 | 1.37 | 1.84 | 2.46 | 3.26 | 4.27 | 5.57 | 7.45 | 9.64 | 12.39 | 15.82 | 20.07 | 25.11 | 31.27 | 37 | 42.9 | 48.78 | 54.49 | 59.9 | 64.86 | 69.2 | 71.87 | 71.15 | 69.87 | 68.2 | 66.38 | 64.45 | 62.45 | 62.68 | NPgY | GSP | NG FES - System Transformation | EV - other transport (GWh)
NG FES - System Transformation | Dem_BB007 | GWh | NPgN | CAMB_01 | EV - other transport (GWh) | Camblesforth | CAMBLESFORTH | 0.01 | 0.02 | 0.03 | 0.05 | 0.08 | 0.12 | 0.18 | 0.27 | 0.42 | 0.62 | 0.91 | 1.32 | 1.91 | 2.7 | 3.76 | 4.93 | 6.06 | 7.14 | 8.17 | 9.16 | 10.07 | 10.85 | 11.35 | 11.17 | 10.92 | 10.68 | 10.42 | 10.16 | 9.89 | 9.99 | NPgY | GSP | NG FES - System Transformation | EV - other transport (GWh)
NG FES - System Transformation | Dem_BB007 | GWh | NPgN | CREB_1 | EV - other transport (GWh) | Creyke Beck | CREYKE BECK | 0.42 | 0.7 | 0.96 | 1.32 | 1.79 | 2.41 | 3.21 | 4.26 | 5.82 | 7.7 | 10.15 | 13.32 | 17.42 | 22.49 | 28.89 | 35.26 | 41.64 | 47.91 | 53.97 | 59.7 | 64.99 | 69.58 | 72.45 | 71.57 | 70.16 | 68.54 | 66.78 | 64.92 | 63.01 | 63.39 | NPgY | GSP | NG FES - System Transformation | EV - other transport (GWh)
NG FES - System Transformation | Dem_BB007 | GWh | NPgN | DRAX_YEDL | EV - other transport (GWh) | Drax | DRAX | 0.04 | 0.07 | 0.1 | 0.15 | 0.21 | 0.3 | 0.43 | 0.6 | 0.88 | 1.24 | 1.74 | 2.45 | 3.41 | 4.69 | 6.36 | 8.18 | 9.93 | 11.63 | 13.26 | 14.8 | 16.23 | 17.47 | 18.25 | 17.97 | 17.58 | 17.19 | 16.77 | 16.33 | 15.89 | 16.04 | NPgY | GSP | NG FES - System Transformation | EV - other transport (GWh)
NG FES - System Transformation | Dem_BB007 | GWh | NPgN | ELLA_1 | EV - other transport (GWh) | Elland | ELLAND | 1.48 | 2.48 | 3.39 | 4.54 | 6.02 | 7.89 | 10.25 | 13.21 | 17.47 | 22.28 | 28.17 | 35.33 | 43.88 | 53.63 | 65.17 | 75.14 | 85.76 | 96.5 | 106.98 | 116.89 | 125.97 | 133.95 | 138.8 | 137.69 | 135.41 | 132.08 | 128.44 | 124.55 | 120.49 | 120.65 | NPgY | GSP | NG FES - System Transformation | EV - other transport (GWh)
NG FES - System Transformation | Dem_BB007 | GWh | NPgN | FERRA2 | EV - other transport (GWh) | Ferrybridge A | FERRYBRIDGE A | 0.05 | 0.08 | 0.12 | 0.19 | 0.28 | 0.41 | 0.59 | 0.85 | 1.25 | 1.8 | 2.56 | 3.64 | 5.14 | 7.15 | 9.79 | 12.68 | 15.46 | 18.15 | 20.73 | 23.18 | 25.44 | 27.39 | 28.63 | 28.18 | 27.56 | 26.96 | 26.31 | 25.62 | 24.94 | 25.18 | NPgY | GSP | NG FES - System Transformation | EV - other transport (GWh)
NG FES - System Transformation | Dem_BB007 | GWh | NPgN | FERRB9 | EV - other transport (GWh) | Ferrybridge B (_M) | FERRYBRIDGE B | 0.21 | 0.34 | 0.49 | 0.7 | 1 | 1.4 | 1.95 | 2.72 | 3.89 | 5.41 | 7.51 | 10.39 | 14.3 | 19.43 | 26.13 | 33.29 | 40.26 | 47.01 | 53.5 | 59.64 | 65.33 | 70.24 | 73.34 | 72.26 | 70.72 | 69.14 | 67.45 | 65.66 | 63.86 | 64.42 | NPgY | GSP | NG FES - System Transformation | EV - other transport (GWh)
NG FES - System Transformation | Dem_BB007 | GWh | NPgN | GRIW_1 | EV - other transport (GWh) | Grimsby West | GRIMSBY WEST | 0.11 | 0.18 | 0.27 | 0.4 | 0.58 | 0.83 | 1.19 | 1.68 | 2.46 | 3.48 | 4.91 | 6.92 | 9.68 | 13.35 | 18.16 | 23.4 | 28.46 | 33.34 | 38.04 | 42.48 | 46.6 | 50.15 | 52.4 | 51.6 | 50.47 | 49.36 | 48.16 | 46.9 | 45.63 | 46.07 | NPgY | GSP | NG FES - System Transformation | EV - other transport (GWh)
NG FES - System Transformation | Dem_BB007 | GWh | NPgN | JORD_3 | EV - other transport (GWh) | Jordanthorpe | JORDANTHORPE | 0 | 0 | 0 | 0 | 0 | 0 | 0 | 0.01 | 0.01 | 0.02 | 0.02 | 0.04 | 0.05 | 0.07 | 0.1 | 0.13 | 0.16 | 0.19 | 0.22 | 0.25 | 0.27 | 0.29 | 0.3 | 0.3 | 0.29 | 0.29 | 0.28 | 0.27 | 0.27 | 0.27 | NPgY | GSP | NG FES - System Transformation | EV - other transport (GWh)
NG FES - System Transformation | Dem_BB007 | GWh | NPgN | KEAD_YEDL | EV - other transport (GWh) | Keadby | KEADBY | 0.16 | 0.26 | 0.37 | 0.53 | 0.75 | 1.04 | 1.44 | 1.98 | 2.81 | 3.87 | 5.32 | 7.29 | 9.94 | 13.4 | 17.88 | 22.64 | 27.27 | 31.78 | 36.11 | 40.21 | 44.01 | 47.29 | 49.35 | 48.65 | 47.62 | 46.55 | 45.4 | 44.19 | 42.97 | 43.33 | NPgY | GSP | NG FES - System Transformation | EV - other transport (GWh)
NG FES - System Transformation | Dem_BB007 | GWh | NPgN | KIRKB1 | EV - other transport (GWh) | Kirkstall B | KIRKSTALL B | 0.5 | 0.84 | 1.16 | 1.56 | 2.07 | 2.74 | 3.58 | 4.65 | 6.2 | 7.99 | 10.22 | 12.99 | 16.39 | 20.38 | 25.21 | 29.63 | 34.22 | 38.81 | 43.27 | 47.49 | 51.37 | 54.76 | 56.84 | 56.3 | 55.31 | 53.98 | 52.53 | 50.98 | 49.38 | 49.53 | NPgY | GSP | NG FES - System Transformation | EV - other transport (GWh)
NG FES - System Transformation | Dem_BB007 | GWh | NPgN | NEEP_3 | EV - other transport (GWh) | Neepsend | NEEPSEND | 0.01 | 0.02 | 0.03 | 0.04 | 0.06 | 0.08 | 0.12 | 0.16 | 0.22 | 0.3 | 0.42 | 0.57 | 0.77 | 1.03 | 1.36 | 1.71 | 2.06 | 2.4 | 2.72 | 3.03 | 3.31 | 3.56 | 3.71 | 3.66 | 3.58 | 3.5 | 3.41 | 3.32 | 3.23 | 3.26 | NPgY | GSP | NG FES - System Transformation | EV - other transport (GWh)
NG FES - System Transformation | Dem_BB007 | GWh | NPgN | NORL_3 | EV - other transport (GWh) | Norton Lees | NORTON LEES | 0.21 | 0.36 | 0.49 | 0.64 | 0.85 | 1.1 | 1.42 | 1.82 | 2.38 | 2.99 | 3.73 | 4.59 | 5.57 | 6.64 | 7.85 | 8.77 | 9.82 | 10.89 | 11.96 | 12.96 | 13.88 | 14.69 | 15.17 | 15.09 | 14.87 | 14.49 | 14.07 | 13.63 | 13.15 | 13.13 | NPgY | GSP | NG FES - System Transformation | EV - other transport (GWh)
NG FES - System Transformation | Dem_BB007 | GWh | NPgN | PITS_BB_B | EV - other transport (GWh) | Pitsmoor | PITSMOOR 3/4 | 0 | 0 | 0.01 | 0.01 | 0.01 | 0.02 | 0.03 | 0.05 | 0.08 | 0.11 | 0.17 | 0.24 | 0.35 | 0.5 | 0.7 | 0.91 | 1.12 | 1.32 | 1.51 | 1.7 | 1.86 | 2.01 | 2.1 | 2.07 | 2.02 | 1.98 | 1.93 | 1.88 | 1.83 | 1.85 | NPgY | GSP | NG FES - System Transformation | EV - other transport (GWh)
NG FES - System Transformation | Dem_BB007 | GWh | NPgN | SALT_1 | EV - other transport (GWh) | Saltend North | SALTEND NORTH | 0.04 | 0.07 | 0.1 | 0.15 | 0.21 | 0.29 | 0.41 | 0.56 | 0.81 | 1.12 | 1.55 | 2.14 | 2.94 | 3.99 | 5.36 | 6.82 | 8.24 | 9.61 | 10.94 | 12.19 | 13.35 | 14.35 | 14.99 | 14.77 | 14.45 | 14.13 | 13.78 | 13.42 | 13.05 | 13.16 | NPgY | GSP | NG FES - System Transformation | EV - other transport (GWh)
NG FES - System Transformation | Dem_BB007 | GWh | NPgN | SHEC_3 | EV - other transport (GWh) | Sheffield City | SHEFFIELD CITY | 0 | 0.01 | 0.01 | 0.02 | 0.03 | 0.05 | 0.07 | 0.11 | 0.17 | 0.25 | 0.36 | 0.52 | 0.76 | 1.07 | 1.49 | 1.96 | 2.41 | 2.84 | 3.25 | 3.64 | 4 | 4.31 | 4.51 | 4.44 | 4.34 | 4.24 | 4.14 | 4.04 | 3.93 | 3.97 | NPgY | GSP | NG FES - System Transformation | EV - other transport (GWh)
NG FES - System Transformation | Dem_BB007 | GWh | NPgN | SKLGB1 | EV - other transport (GWh) | Skelton Grange | SKELTON GRANGE | 0.34 | 0.56 | 0.8 | 1.15 | 1.62 | 2.26 | 3.13 | 4.33 | 6.17 | 8.53 | 11.78 | 16.21 | 22.22 | 30.05 | 40.24 | 51.1 | 61.67 | 71.93 | 81.79 | 91.13 | 99.77 | 107.23 | 111.94 | 110.33 | 107.98 | 105.57 | 102.97 | 100.23 | 97.46 | 98.31 | NPgY | GSP | NG FES - System Transformation | EV - other transport (GWh)
NG FES - System Transformation | Dem_BB007 | GWh | NPgN | TEMP_3 | EV - other transport (GWh) | Templeborough | TEMPLEBOROUGH 275/33KV | 0 | 0 | 0 | 0.01 | 0.01 | 0.01 | 0.02 | 0.03 | 0.04 | 0.07 | 0.1 | 0.14 | 0.2 | 0.29 | 0.4 | 0.53 | 0.65 | 0.77 | 0.88 | 0.98 | 1.08 | 1.17 | 1.22 | 1.2 | 1.17 | 1.15 | 1.12 | 1.09 | 1.06 | 1.07 | NPgY | GSP | NG FES - System Transformation | EV - other transport (GWh)
NG FES - System Transformation | Dem_BB007 | GWh | NPgN | THUR_6 | EV - other transport (GWh) | Thurcroft | THURCROFT | 0.09 | 0.15 | 0.22 | 0.32 | 0.46 | 0.65 | 0.92 | 1.29 | 1.87 | 2.62 | 3.67 | 5.12 | 7.11 | 9.73 | 13.16 | 16.87 | 20.46 | 23.93 | 27.27 | 30.43 | 33.35 | 35.88 | 37.47 | 36.91 | 36.12 | 35.32 | 34.45 | 33.55 | 32.63 | 32.93 | NPgY | GSP | NG FES - System Transformation | EV - other transport (GWh)
NG FES - System Transformation | Dem_BB007 | GWh | NPgN | WMEL_THOM | EV - other transport (GWh) | Thorpe Marsh | WEST MELTON / THORPE MARSH | 0.16 | 0.26 | 0.38 | 0.57 | 0.84 | 1.21 | 1.72 | 2.45 | 3.6 | 5.12 | 7.25 | 10.24 | 14.37 | 19.86 | 27.09 | 34.96 | 42.55 | 49.89 | 56.94 | 63.61 | 69.79 | 75.12 | 78.5 | 77.3 | 75.61 | 73.94 | 72.15 | 70.26 | 68.37 | 69.03 | NPgY | GSP | NG FES - System Transformation | EV - other transport (GWh)
NG FES - System Transformation | Dem_BB007 | GWh | NPgN | WMEL_BB3 | EV - other transport (GWh) | West Melton | WEST MELTON SECTION 3 | 0.39 | 0.66 | 0.91 | 1.25 | 1.69 | 2.27 | 3.01 | 3.99 | 5.42 | 7.15 | 9.39 | 12.27 | 15.97 | 20.53 | 26.25 | 31.9 | 37.58 | 43.17 | 48.57 | 53.69 | 58.41 | 62.5 | 65.06 | 64.28 | 63.04 | 61.57 | 59.98 | 58.3 | 56.57 | 56.9 | NPgY | GSP | NG FES - System Transformation | EV - other transport (GWh)
NG FES - System Transformation | Dem_BB007 | GWh | NPgN | WIBA_3 | EV - other transport (GWh) | Wincobank | WINCOBANK | 0 | 0.01 | 0.01 | 0.02 | 0.02 | 0.04 | 0.06 | 0.09 | 0.13 | 0.19 | 0.29 | 0.42 | 0.6 | 0.85 | 1.18 | 1.56 | 1.91 | 2.25 | 2.58 | 2.89 | 3.18 | 3.42 | 3.58 | 3.52 | 3.44 | 3.37 | 3.29 | 3.2 | 3.12 | 3.15 | NPgY | GSP | NG FES - System Transformation | EV - other transport (GWh)
NG FES - Consumer Transformation | Lct_BB5678_NPgAggregate | Number of | NPgN | BLYTB1 | Number of heat pumps (total) | Blyth 66kV | BLYTH 66kV | 1125 | 1839 | 2370 | 2923 | 3480 | 4638 | 6462 | 9103 | 12684 | 17123 | 21902 | 26620 | 31379 | 36149 | 41779 | 48069 | 53690 | 59290 | 65127 | 70739 | 75938 | 80204 | 83670 | 86279 | 88254 | 89722 | 91154 | 92494 | 93723 | 94143 | NPgN | GSP | NG FES - Consumer Transformation | Number of heat pumps (total)
NG FES - Consumer Transformation | Lct_BB5678_NPgAggregate | Number of | NPgN | BLYTH132 | Number of heat pumps (total) | Blyth 132kV | BLYTH 132kV | 472 | 686 | 844 | 1053 | 1259 | 1762 | 2691 | 4096 | 5795 | 7437 | 9447 | 11137 | 12843 | 14238 | 15743 | 17365 | 18668 | 19957 | 21294 | 22587 | 23789 | 24777 | 25592 | 26213 | 26693 | 27061 | 27447 | 27831 | 28190 | 28334 | NPgN | GSP | NG FES - Consumer Transformation | Number of heat pumps (total)
NG FES - Consumer Transformation | Lct_BB5678_NPgAggregate | Number of | NPgN | FOUR_1 | Number of heat pumps (total) | Fourstones | FOURSTONES | 122 | 176 | 216 | 299 | 381 | 600 | 1022 | 1650 | 2337 | 2963 | 3801 | 4438 | 5074 | 5565 | 6061 | 6548 | 6827 | 7102 | 7382 | 7655 | 7909 | 8122 | 8301 | 8443 | 8557 | 8648 | 8742 | 8837 | 8927 | 8976 | NPgN | GSP | NG FES - Consumer Transformation | Number of heat pumps (total)
NG FES - Consumer Transformation | Lct_BB5678_NPgAggregate | Number of | NPgN | HARM_6 | Number of heat pumps (total) | Hart Moor | HARTMOOR | 577 | 955 | 1237 | 1542 | 1848 | 2495 | 3538 | 5057 | 7084 | 9586 | 12166 | 14662 | 17194 | 19749 | 22764 | 26133 | 29148 | 32152 | 35280 | 38244 | 40991 | 43251 | 45089 | 46482 | 47547 | 48350 | 49134 | 49871 | 50548 | 50802 | NPgN | GSP | NG FES - Consumer Transformation | Number of heat pumps (total)
NG FES - Consumer Transformation | Lct_BB5678_NPgAggregate | Number of | NPgN | HAWP_6 | Number of heat pumps (total) | Hawthorn Pit | HAWTHORN PIT GRID | 583 | 969 | 1257 | 1559 | 1863 | 2499 | 3515 | 4991 | 7120 | 9806 | 12720 | 15663 | 18657 | 21683 | 25260 | 29271 | 32861 | 36441 | 40179 | 43767 | 47089 | 49795 | 51978 | 53602 | 54823 | 55720 | 56612 | 57458 | 58227 | 58443 | NPgN | GSP | NG FES - Consumer Transformation | Number of heat pumps (total)
NG FES - Consumer Transformation | Lct_BB5678_NPgAggregate | Number of | NPgN | KNARE_111 | Number of heat pumps (total) | Knaresborough | KNARESBOROUGH | 901 | 1372 | 1719 | 2103 | 2493 | 3304 | 4548 | 6295 | 8784 | 11702 | 15093 | 18541 | 22030 | 25437 | 29345 | 33689 | 37463 | 41196 | 45075 | 48800 | 52229 | 54986 | 57186 | 58811 | 60042 | 60951 | 61879 | 62771 | 63574 | 63802 | NPgN | GSP | NG FES - Consumer Transformation | Number of heat pumps (total)
NG FES - Consumer Transformation | Lct_BB5678_NPgAggregate | Number of | NPgN | LACK_6 | Number of heat pumps (total) | Lackenby | LACKENBY | 879 | 1440 | 1860 | 2319 | 2778 | 3756 | 5343 | 7653 | 10856 | 14820 | 19056 | 23263 | 27545 | 31826 | 36841 | 42453 | 47450 | 52427 | 57619 | 62540 | 67098 | 70817 | 73836 | 76098 | 77815 | 79100 | 80386 | 81617 | 82740 | 83110 | NPgN | GSP | NG FES - Consumer Transformation | Number of heat pumps (total)
NG FES - Consumer Transformation | Lct_BB5678_NPgAggregate | Number of | NPgN | NORT_1 | Number of heat pumps (total) | Norton | NORTON | 2589 | 4190 | 5382 | 6714 | 8058 | 10929 | 15561 | 22278 | 31182 | 41671 | 53027 | 63853 | 74809 | 85579 | 98055 | 111912 | 124073 | 136151 | 148712 | 160679 | 171742 | 180781 | 188102 | 193625 | 197863 | 201063 | 204190 | 207125 | 209795 | 210804 | NPgN | GSP | NG FES - Consumer Transformation | Number of heat pumps (total)
NG FES - Consumer Transformation | Lct_BB5678_NPgAggregate | Number of | NPgN | OFFE_3 | Number of heat pumps (total) | Offerton | OFFERTON | 217 | 376 | 498 | 633 | 769 | 1055 | 1505 | 2153 | 3166 | 4509 | 5993 | 7512 | 9061 | 10682 | 12653 | 14866 | 16847 | 18830 | 20897 | 22888 | 24737 | 26252 | 27459 | 28361 | 29037 | 29526 | 30021 | 30497 | 30938 | 31044 | NPgN | GSP | NG FES - Consumer Transformation | Number of heat pumps (total)
NG FES - Consumer Transformation | Lct_BB5678_NPgAggregate | Number of | NPgN | OSBA_1 | Number of heat pumps (total) | Osbaldwick | OSBALDWICK | 1904 | 2907 | 3658 | 4499 | 5342 | 7132 | 10010 | 14139 | 19494 | 25986 | 33027 | 39711 | 46454 | 53102 | 60830 | 69441 | 77028 | 84563 | 92384 | 99919 | 106905 | 112633 | 117284 | 120807 | 123515 | 125560 | 127643 | 129664 | 131540 | 132227 | NPgN | GSP | NG FES - Consumer Transformation | Number of heat pumps (total)
NG FES - Consumer Transformation | Lct_BB5678_NPgAggregate | Number of | NPgN | POPP_3 | Number of heat pumps (total) | Poppleton | POPPLETON | 260 | 431 | 559 | 700 | 843 | 1142 | 1617 | 2303 | 3238 | 4377 | 5573 | 6727 | 7891 | 9072 | 10452 | 11995 | 13372 | 14738 | 16158 | 17501 | 18740 | 19748 | 20555 | 21164 | 21635 | 21993 | 22344 | 22676 | 22976 | 23088 | NPgN | GSP | NG FES - Consumer Transformation | Number of heat pumps (total)
NG FES - Consumer Transformation | Lct_BB5678_NPgAggregate | Number of | NPgN | SALH_1 | Number of heat pumps (total) | Saltholme | SALTHOLME | 15 | 26 | 33 | 42 | 51 | 70 | 99 | 139 | 195 | 260 | 327 | 394 | 461 | 529 | 605 | 690 | 766 | 840 | 916 | 990 | 1057 | 1110 | 1152 | 1183 | 1208 | 1227 | 1247 | 1264 | 1280 | 1286 | NPgN | GSP | NG FES - Consumer Transformation | Number of heat pumps (total)
NG FES - Consumer Transformation | Lct_BB5678_NPgAggregate | Number of | NPgN | SSHI_3 | Number of heat pumps (total) | South Shields | SOUTH SHIELDS | 292 | 488 | 638 | 797 | 957 | 1289 | 1806 | 2545 | 3623 | 5018 | 6511 | 8048 | 9611 | 11210 | 13124 | 15270 | 17193 | 19112 | 21110 | 23013 | 24777 | 26222 | 27381 | 28250 | 28902 | 29379 | 29858 | 30317 | 30741 | 30856 | NPgN | GSP | NG FES - Consumer Transformation | Number of heat pumps (total)
NG FES - Consumer Transformation | Lct_BB5678_NPgAggregate | Number of | NPgN | KIELD01 and SPAD20 | Number of heat pumps (total) | 0 | SPADEADAM | 53 | 76 | 94 | 125 | 154 | 230 | 371 | 577 | 813 | 1044 | 1337 | 1576 | 1815 | 2015 | 2223 | 2437 | 2583 | 2727 | 2875 | 3018 | 3150 | 3257 | 3345 | 3411 | 3464 | 3506 | 3550 | 3594 | 3634 | 3652 | NPgN | GSP | NG FES - Consumer Transformation | Number of heat pumps (total)
NG FES - Consumer Transformation | Lct_BB5678_NPgAggregate | Number of | NPgN | SPEN_1 | Number of heat pumps (total) | Spennymoor | SPENNYMOOR | 1904 | 2899 | 3637 | 4430 | 5215 | 6883 | 9601 | 13525 | 18683 | 25013 | 31819 | 38459 | 45190 | 51831 | 59490 | 68013 | 75495 | 82918 | 90668 | 98120 | 105014 | 110609 | 115136 | 118511 | 121084 | 123015 | 124985 | 126895 | 128633 | 129191 | NPgN | GSP | NG FES - Consumer Transformation | Number of heat pumps (total)
NG FES - Consumer Transformation | Lct_BB5678_NPgAggregate | Number of | NPgN | STEN_1 | Number of heat pumps (total) | Stella North | STELLA NORTH | 1109 | 1820 | 2374 | 2992 | 3608 | 4912 | 7017 | 10049 | 14155 | 19305 | 25008 | 30377 | 35650 | 41007 | 47245 | 54244 | 60509 | 66731 | 73206 | 79431 | 85192 | 89894 | 93699 | 96580 | 98813 | 100522 | 102244 | 103906 | 105427 | 106014 | NPgN | GSP | NG FES - Consumer Transformation | Number of heat pumps (total)
NG FES - Consumer Transformation | Lct_BB5678_NPgAggregate | Number of | NPgN | STES_1 | Number of heat pumps (total) | Stella South | STELLA SOUTH | 915 | 1455 | 1853 | 2292 | 2733 | 3670 | 5177 | 7357 | 10250 | 13849 | 17724 | 21504 | 25345 | 29177 | 33713 | 38768 | 43235 | 47694 | 52334 | 56786 | 60923 | 64332 | 67107 | 69201 | 70785 | 71958 | 73131 | 74250 | 75292 | 75635 | NPgN | GSP | NG FES - Consumer Transformation | Number of heat pumps (total)
NG FES - Consumer Transformation | Lct_BB5678_NPgAggregate | Number of | NPgN | TYNE_1 | Number of heat pumps (total) | Tynemouth 1 | TYNEMOUTH | 883 | 1500 | 1973 | 2468 | 2968 | 3997 | 5597 | 7898 | 11247 | 15383 | 19901 | 24458 | 29036 | 33683 | 39108 | 45186 | 50626 | 56024 | 61656 | 67014 | 71948 | 75935 | 79114 | 81481 | 83283 | 84628 | 85951 | 87194 | 88302 | 88650 | NPgN | GSP | NG FES - Consumer Transformation | Number of heat pumps (total)
NG FES - Consumer Transformation | Lct_BB5678_NPgAggregate | Number of | NPgN | WBOL_6 | Number of heat pumps (total) | West Boldon | WEST BOLDON | 1112 | 1892 | 2484 | 3106 | 3734 | 5033 | 7064 | 9990 | 14281 | 19737 | 25734 | 31815 | 37944 | 44186 | 51595 | 59904 | 67349 | 74773 | 82514 | 89880 | 96698 | 102261 | 106743 | 110086 | 112600 | 114447 | 116280 | 118019 | 119605 | 120054 | NPgN | GSP | NG FES - Consumer Transformation | Number of heat pumps (total)
NG FES - Consumer Transformation | Lct_BB5678_NPgAggregate | Number of | NPgN | BRAW_1 | Number of heat pumps (total) | Bradford West | BRADFORD WEST | 1991 | 3298 | 4249 | 5329 | 6415 | 8949 | 12733 | 18187 | 25845 | 35385 | 46022 | 56630 | 67184 | 77799 | 90440 | 104551 | 117044 | 129442 | 141756 | 154521 | 166162 | 175762 | 183246 | 188842 | 193104 | 196709 | 200032 | 203184 | 205980 | 206829 | NPgY | GSP | NG FES - Consumer Transformation | Number of heat pumps (total)
NG FES - Consumer Transformation | Lct_BB5678_NPgAggregate | Number of | NPgN | CAMB_01 | Number of heat pumps (total) | Camblesforth | CAMBLESFORTH | 180 | 281 | 354 | 441 | 529 | 748 | 1098 | 1634 | 2347 | 3119 | 4033 | 4879 | 5717 | 6517 | 7389 | 8356 | 9195 | 10026 | 10849 | 11702 | 12480 | 13122 | 13627 | 14007 | 14299 | 14550 | 14782 | 15007 | 15210 | 15281 | NPgY | GSP | NG FES - Consumer Transformation | Number of heat pumps (total)
NG FES - Consumer Transformation | Lct_BB5678_NPgAggregate | Number of | NPgN | CREB_1 | Number of heat pumps (total) | Creyke Beck | CREYKE BECK | 2900 | 4473 | 5599 | 6811 | 8028 | 10861 | 15127 | 21300 | 29584 | 39319 | 50512 | 61456 | 72278 | 82772 | 94943 | 108440 | 120271 | 132025 | 143667 | 155664 | 166600 | 175637 | 182789 | 188149 | 192191 | 195607 | 198760 | 201740 | 204385 | 205226 | NPgY | GSP | NG FES - Consumer Transformation | Number of heat pumps (total)
NG FES - Consumer Transformation | Lct_BB5678_NPgAggregate | Number of | NPgN | DRAX_YEDL | Number of heat pumps (total) | Drax | DRAX | 433 | 636 | 785 | 957 | 1124 | 1546 | 2229 | 3272 | 4503 | 5814 | 7286 | 8527 | 9744 | 10865 | 12051 | 13349 | 14448 | 15540 | 16618 | 17727 | 18745 | 19601 | 20301 | 20845 | 21274 | 21648 | 21999 | 22346 | 22672 | 22828 | NPgY | GSP | NG FES - Consumer Transformation | Number of heat pumps (total)
NG FES - Consumer Transformation | Lct_BB5678_NPgAggregate | Number of | NPgN | ELLA_1 | Number of heat pumps (total) | Elland | ELLAND | 1529 | 2548 | 3279 | 4091 | 4913 | 6804 | 9594 | 13575 | 19303 | 26431 | 34517 | 42692 | 50821 | 58985 | 68740 | 79623 | 89249 | 98803 | 108289 | 118103 | 127038 | 134385 | 140096 | 144343 | 147557 | 150266 | 152756 | 155088 | 157119 | 157689 | NPgY | GSP | NG FES - Consumer Transformation | Number of heat pumps (total)
NG FES - Consumer Transformation | Lct_BB5678_NPgAggregate | Number of | NPgN | FERRA2 | Number of heat pumps (total) | Ferrybridge A | FERRYBRIDGE A | 797 | 1230 | 1547 | 1881 | 2208 | 2976 | 4177 | 5952 | 8170 | 10887 | 13600 | 16302 | 18977 | 21586 | 24611 | 27982 | 30985 | 33972 | 36936 | 40021 | 42838 | 45183 | 47062 | 48489 | 49587 | 50533 | 51411 | 52266 | 53046 | 53350 | NPgY | GSP | NG FES - Consumer Transformation | Number of heat pumps (total)
NG FES - Consumer Transformation | Lct_BB5678_NPgAggregate | Number of | NPgN | FERRB9 | Number of heat pumps (total) | Ferrybridge B (_M) | FERRYBRIDGE B | 1287 | 2123 | 2737 | 3432 | 4126 | 5774 | 8317 | 12079 | 16942 | 22762 | 28877 | 34760 | 40606 | 46348 | 53025 | 60464 | 67055 | 73607 | 80110 | 86840 | 92993 | 98111 | 102192 | 105298 | 107690 | 109743 | 111652 | 113455 | 115063 | 115708 | NPgY | GSP | NG FES - Consumer Transformation | Number of heat pumps (total)
NG FES - Consumer Transformation | Lct_BB5678_NPgAggregate | Number of | NPgN | GRIW_1 | Number of heat pumps (total) | Grimsby West | GRIMSBY WEST | 805 | 1282 | 1626 | 1986 | 2349 | 3178 | 4413 | 6183 | 8759 | 11876 | 15501 | 19191 | 22850 | 26466 | 30704 | 35432 | 39631 | 43797 | 47928 | 52215 | 56103 | 59286 | 61758 | 63580 | 64946 | 66098 | 67153 | 68149 | 69014 | 69227 | NPgY | GSP | NG FES - Consumer Transformation | Number of heat pumps (total)
NG FES - Consumer Transformation | Lct_BB5678_NPgAggregate | Number of | NPgN | JORD_3 | Number of heat pumps (total) | Jordanthorpe | JORDANTHORPE | 237 | 412 | 546 | 692 | 837 | 1177 | 1697 | 2458 | 3590 | 4958 | 6547 | 8111 | 9667 | 11217 | 13003 | 15006 | 16794 | 18563 | 20316 | 22141 | 23784 | 25114 | 26136 | 26886 | 27460 | 27958 | 28414 | 28852 | 29228 | 29336 | NPgY | GSP | NG FES - Consumer Transformation | Number of heat pumps (total)
NG FES - Consumer Transformation | Lct_BB5678_NPgAggregate | Number of | NPgN | KEAD_YEDL | Number of heat pumps (total) | Keadby | KEADBY | 1567 | 2368 | 2948 | 3631 | 4306 | 5998 | 8709 | 12824 | 17992 | 23595 | 30174 | 36095 | 41939 | 47413 | 53344 | 59884 | 65468 | 71013 | 76499 | 82192 | 87401 | 91733 | 95213 | 97858 | 99886 | 101629 | 103249 | 104834 | 106296 | 106859 | NPgY | GSP | NG FES - Consumer Transformation | Number of heat pumps (total)
NG FES - Consumer Transformation | Lct_BB5678_NPgAggregate | Number of | NPgN | KIRKB1 | Number of heat pumps (total) | Kirkstall B | KIRKSTALL B | 919 | 1634 | 2155 | 2724 | 3300 | 4612 | 6548 | 9320 | 13181 | 17919 | 23081 | 28145 | 33185 | 38232 | 44229 | 50932 | 56925 | 62868 | 68758 | 74817 | 80314 | 84827 | 88357 | 91001 | 93027 | 94767 | 96373 | 97841 | 99077 | 99524 | NPgY | GSP | NG FES - Consumer Transformation | Number of heat pumps (total)
NG FES - Consumer Transformation | Lct_BB5678_NPgAggregate | Number of | NPgN | NEEP_3 | Number of heat pumps (total) | Neepsend | NEEPSEND | 402 | 668 | 864 | 1078 | 1292 | 1783 | 2512 | 3553 | 5030 | 6925 | 9061 | 11161 | 13251 | 15375 | 17938 | 20803 | 23365 | 25909 | 28439 | 31057 | 33448 | 35425 | 36967 | 38121 | 39001 | 39743 | 40426 | 41081 | 41671 | 41846 | NPgY | GSP | NG FES - Consumer Transformation | Number of heat pumps (total)
NG FES - Consumer Transformation | Lct_BB5678_NPgAggregate | Number of | NPgN | NORL_3 | Number of heat pumps (total) | Norton Lees | NORTON LEES | 341 | 587 | 773 | 973 | 1171 | 1625 | 2304 | 3275 | 4719 | 6552 | 8664 | 10731 | 12786 | 14882 | 17375 | 20169 | 22669 | 25146 | 27603 | 30133 | 32422 | 34290 | 35721 | 36779 | 37593 | 38291 | 38933 | 39552 | 40097 | 40252 | NPgY | GSP | NG FES - Consumer Transformation | Number of heat pumps (total)
NG FES - Consumer Transformation | Lct_BB5678_NPgAggregate | Number of | NPgN | PITS_BB_B | Number of heat pumps (total) | Pitsmoor | PITSMOOR 3/4 | 150 | 259 | 340 | 430 | 520 | 727 | 1031 | 1465 | 2092 | 2910 | 3808 | 4727 | 5645 | 6574 | 7695 | 8953 | 10082 | 11205 | 12321 | 13473 | 14526 | 15398 | 16086 | 16601 | 16989 | 17317 | 17619 | 17911 | 18176 | 18253 | NPgY | GSP | NG FES - Consumer Transformation | Number of heat pumps (total)
NG FES - Consumer Transformation | Lct_BB5678_NPgAggregate | Number of | NPgN | SALT_1 | Number of heat pumps (total) | Saltend North | SALTEND NORTH | 373 | 574 | 718 | 872 | 1025 | 1382 | 1925 | 2713 | 3778 | 5069 | 6517 | 7975 | 9418 | 10827 | 12477 | 14310 | 15923 | 17528 | 19120 | 20759 | 22254 | 23491 | 24469 | 25201 | 25752 | 26216 | 26645 | 27058 | 27430 | 27541 | NPgY | GSP | NG FES - Consumer Transformation | Number of heat pumps (total)
NG FES - Consumer Transformation | Lct_BB5678_NPgAggregate | Number of | NPgN | SHEC_3 | Number of heat pumps (total) | Sheffield City | SHEFFIELD CITY | 239 | 395 | 506 | 630 | 756 | 1040 | 1438 | 1992 | 2770 | 3753 | 4898 | 5998 | 7093 | 8200 | 9525 | 11010 | 12337 | 13650 | 14949 | 16273 | 17481 | 18476 | 19255 | 19841 | 20289 | 20671 | 21022 | 21356 | 21654 | 21753 | NPgY | GSP | NG FES - Consumer Transformation | Number of heat pumps (total)
NG FES - Consumer Transformation | Lct_BB5678_NPgAggregate | Number of | NPgN | SKLGB1 | Number of heat pumps (total) | Skelton Grange | SKELTON GRANGE | 2172 | 3837 | 5044 | 6371 | 7714 | 10778 | 15293 | 21757 | 30848 | 42145 | 54565 | 66724 | 78836 | 91067 | 105713 | 122092 | 136755 | 151303 | 165739 | 180557 | 194033 | 205131 | 213793 | 220292 | 225279 | 229536 | 233466 | 237091 | 240199 | 241286 | NPgY | GSP | NG FES - Consumer Transformation | Number of heat pumps (total)
NG FES - Consumer Transformation | Lct_BB5678_NPgAggregate | Number of | NPgN | TEMP_3 | Number of heat pumps (total) | Templeborough | TEMPLEBOROUGH 275/33KV | 19 | 36 | 48 | 63 | 77 | 110 | 161 | 236 | 347 | 485 | 631 | 780 | 928 | 1077 | 1251 | 1445 | 1620 | 1793 | 1964 | 2142 | 2302 | 2432 | 2532 | 2606 | 2663 | 2713 | 2759 | 2803 | 2840 | 2853 | NPgY | GSP | NG FES - Consumer Transformation | Number of heat pumps (total)
NG FES - Consumer Transformation | Lct_BB5678_NPgAggregate | Number of | NPgN | THUR_6 | Number of heat pumps (total) | Thurcroft | THURCROFT | 1229 | 1939 | 2444 | 2961 | 3480 | 4660 | 6438 | 8999 | 12346 | 16428 | 20829 | 25278 | 29680 | 33959 | 39036 | 44670 | 49663 | 54639 | 59578 | 64657 | 69299 | 73161 | 76249 | 78577 | 80325 | 81796 | 83158 | 84427 | 85546 | 85925 | NPgY | GSP | NG FES - Consumer Transformation | Number of heat pumps (total)
NG FES - Consumer Transformation | Lct_BB5678_NPgAggregate | Number of | NPgN | WMEL_THOM | Number of heat pumps (total) | Thorpe Marsh | WEST MELTON / THORPE MARSH | 2065 | 3269 | 4128 | 5026 | 5923 | 7967 | 11009 | 15369 | 21273 | 28604 | 36515 | 44615 | 52652 | 60587 | 69953 | 80410 | 89737 | 99001 | 108182 | 117635 | 126244 | 133352 | 138970 | 143181 | 146377 | 149100 | 151615 | 154020 | 156167 | 156875 | NPgY | GSP | NG FES - Consumer Transformation | Number of heat pumps (total)
NG FES - Consumer Transformation | Lct_BB5678_NPgAggregate | Number of | NPgN | WMEL_BB3 | Number of heat pumps (total) | West Melton | WEST MELTON SECTION 3 | 1874 | 3031 | 3879 | 4820 | 5754 | 7948 | 11315 | 16252 | 22591 | 30470 | 38442 | 46398 | 54305 | 62139 | 71406 | 81741 | 90930 | 100070 | 109149 | 118550 | 127160 | 134336 | 140068 | 144432 | 147787 | 150661 | 153332 | 155888 | 158203 | 159106 | NPgY | GSP | NG FES - Consumer Transformation | Number of heat pumps (total)
NG FES - Consumer Transformation | Lct_BB5678_NPgAggregate | Number of | NPgN | WIBA_3 | Number of heat pumps (total) | Wincobank | WINCOBANK | 69 | 121 | 158 | 198 | 239 | 332 | 468 | 662 | 926 | 1253 | 1585 | 1933 | 2279 | 2623 | 3036 | 3497 | 3909 | 4319 | 4725 | 5139 | 5516 | 5828 | 6075 | 6261 | 6402 | 6522 | 6633 | 6735 | 6821 | 6853 | NPgY | GSP | NG FES - Consumer Transformation | Number of heat pumps (total)
NG FES - Falling Short | Lct_BB5678_NPgAggregate | Number of | NPgN | BLYTB1 | Number of heat pumps (total) | Blyth 66kV | BLYTH 66kV | 1125 | 1374 | 1605 | 1834 | 2065 | 2471 | 3153 | 3924 | 4774 | 5704 | 6886 | 8075 | 9327 | 10666 | 12108 | 14292 | 16256 | 18439 | 20909 | 23605 | 26864 | 29424 | 31899 | 34290 | 36607 | 38828 | 41169 | 44225 | 47602 | 51242 | NPgN | GSP | NG FES - Falling Short | Number of heat pumps (total)
NG FES - Falling Short | Lct_BB5678_NPgAggregate | Number of | NPgN | BLYTH132 | Number of heat pumps (total) | Blyth 132kV | BLYTH 132kV | 472 | 543 | 612 | 676 | 740 | 876 | 1117 | 1410 | 1777 | 2209 | 2864 | 3508 | 4190 | 4923 | 5619 | 6422 | 7149 | 7913 | 8774 | 9666 | 10721 | 11550 | 12336 | 13032 | 13652 | 14243 | 14866 | 15674 | 16565 | 17513 | NPgN | GSP | NG FES - Falling Short | Number of heat pumps (total)
NG FES - Falling Short | Lct_BB5678_NPgAggregate | Number of | NPgN | FOUR_1 | Number of heat pumps (total) | Fourstones | FOURSTONES | 122 | 137 | 153 | 168 | 183 | 237 | 333 | 462 | 629 | 825 | 1122 | 1410 | 1715 | 2043 | 2325 | 2630 | 2907 | 3175 | 3478 | 3787 | 4138 | 4414 | 4669 | 4892 | 5088 | 5272 | 5466 | 5714 | 5986 | 6266 | NPgN | GSP | NG FES - Falling Short | Number of heat pumps (total)
NG FES - Falling Short | Lct_BB5678_NPgAggregate | Number of | NPgN | HARM_6 | Number of heat pumps (total) | Hart Moor | HARTMOOR | 577 | 708 | 829 | 951 | 1073 | 1297 | 1673 | 2107 | 2591 | 3118 | 3792 | 4477 | 5196 | 5966 | 6781 | 8012 | 9117 | 10329 | 11702 | 13204 | 15002 | 16413 | 17772 | 19090 | 20368 | 21591 | 22881 | 24566 | 26429 | 28435 | NPgN | GSP | NG FES - Falling Short | Number of heat pumps (total)
NG FES - Falling Short | Lct_BB5678_NPgAggregate | Number of | NPgN | HAWP_6 | Number of heat pumps (total) | Hawthorn Pit | HAWTHORN PIT GRID | 583 | 718 | 843 | 967 | 1092 | 1314 | 1687 | 2113 | 2585 | 3100 | 3758 | 4423 | 5123 | 5871 | 6728 | 8051 | 9241 | 10586 | 12109 | 13777 | 15810 | 17406 | 18957 | 20460 | 21915 | 23316 | 24795 | 26738 | 28887 | 31210 | NPgN | GSP | NG FES - Falling Short | Number of heat pumps (total)
NG FES - Falling Short | Lct_BB5678_NPgAggregate | Number of | NPgN | KNARE_111 | Number of heat pumps (total) | Knaresborough | KNARESBOROUGH | 901 | 1045 | 1189 | 1327 | 1465 | 1705 | 2128 | 2602 | 3132 | 3720 | 4497 | 5259 | 6062 | 6921 | 7905 | 9315 | 10586 | 12028 | 13661 | 15431 | 17588 | 19283 | 20936 | 22528 | 24062 | 25550 | 27115 | 29164 | 31424 | 33865 | NPgN | GSP | NG FES - Falling Short | Number of heat pumps (total)
NG FES - Falling Short | Lct_BB5678_NPgAggregate | Number of | NPgN | LACK_6 | Number of heat pumps (total) | Lackenby | LACKENBY | 879 | 1073 | 1255 | 1435 | 1615 | 1947 | 2507 | 3154 | 3880 | 4675 | 5702 | 6742 | 7835 | 9004 | 10293 | 12242 | 13993 | 15950 | 18165 | 20582 | 23520 | 25827 | 28062 | 30217 | 32304 | 34312 | 36432 | 39212 | 42286 | 45603 | NPgN | GSP | NG FES - Falling Short | Number of heat pumps (total)
NG FES - Falling Short | Lct_BB5678_NPgAggregate | Number of | NPgN | NORT_1 | Number of heat pumps (total) | Norton | NORTON | 2589 | 3121 | 3625 | 4126 | 4629 | 5568 | 7165 | 9010 | 11091 | 13385 | 16388 | 19400 | 22572 | 25965 | 29540 | 34674 | 39286 | 44341 | 50064 | 56273 | 63714 | 69554 | 75181 | 80595 | 85818 | 90827 | 96112 | 103011 | 110633 | 118832 | NPgN | GSP | NG FES - Falling Short | Number of heat pumps (total)
NG FES - Falling Short | Lct_BB5678_NPgAggregate | Number of | NPgN | OFFE_3 | Number of heat pumps (total) | Offerton | OFFERTON | 217 | 268 | 317 | 368 | 419 | 512 | 672 | 856 | 1062 | 1284 | 1567 | 1854 | 2155 | 2477 | 2880 | 3540 | 4133 | 4817 | 5591 | 6448 | 7482 | 8293 | 9086 | 9870 | 10629 | 11361 | 12130 | 13139 | 14254 | 15465 | NPgN | GSP | NG FES - Falling Short | Number of heat pumps (total)
NG FES - Falling Short | Lct_BB5678_NPgAggregate | Number of | NPgN | OSBA_1 | Number of heat pumps (total) | Osbaldwick | OSBALDWICK | 1904 | 2229 | 2545 | 2851 | 3156 | 3705 | 4668 | 5778 | 7031 | 8407 | 10222 | 12043 | 13957 | 16002 | 18127 | 21282 | 24118 | 27234 | 30761 | 34595 | 39187 | 42790 | 46265 | 49613 | 52838 | 55934 | 59195 | 63445 | 68138 | 73189 | NPgN | GSP | NG FES - Falling Short | Number of heat pumps (total)
NG FES - Falling Short | Lct_BB5678_NPgAggregate | Number of | NPgN | POPP_3 | Number of heat pumps (total) | Poppleton | POPPLETON | 260 | 316 | 369 | 423 | 477 | 575 | 743 | 937 | 1153 | 1388 | 1689 | 1994 | 2314 | 2656 | 3029 | 3585 | 4084 | 4635 | 5260 | 5942 | 6757 | 7396 | 8013 | 8615 | 9201 | 9765 | 10360 | 11140 | 12002 | 12932 | NPgN | GSP | NG FES - Falling Short | Number of heat pumps (total)
NG FES - Falling Short | Lct_BB5678_NPgAggregate | Number of | NPgN | SALH_1 | Number of heat pumps (total) | Saltholme | SALTHOLME | 15 | 18 | 21 | 24 | 26 | 31 | 41 | 51 | 63 | 76 | 93 | 110 | 128 | 146 | 168 | 199 | 226 | 257 | 293 | 331 | 377 | 414 | 449 | 484 | 518 | 551 | 585 | 631 | 682 | 737 | NPgN | GSP | NG FES - Falling Short | Number of heat pumps (total)
NG FES - Falling Short | Lct_BB5678_NPgAggregate | Number of | NPgN | SSHI_3 | Number of heat pumps (total) | South Shields | SOUTH SHIELDS | 292 | 357 | 419 | 482 | 544 | 656 | 846 | 1062 | 1299 | 1557 | 1882 | 2210 | 2555 | 2923 | 3353 | 4037 | 4652 | 5346 | 6132 | 7000 | 8052 | 8877 | 9680 | 10463 | 11223 | 11953 | 12721 | 13727 | 14837 | 16039 | NPgN | GSP | NG FES - Falling Short | Number of heat pumps (total)
NG FES - Falling Short | Lct_BB5678_NPgAggregate | Number of | NPgN | KIELD01 and SPAD20 | Number of heat pumps (total) | 0 | SPADEADAM | 53 | 60 | 67 | 74 | 81 | 100 | 135 | 180 | 237 | 302 | 398 | 492 | 591 | 698 | 793 | 906 | 1007 | 1109 | 1225 | 1345 | 1485 | 1595 | 1698 | 1792 | 1878 | 1961 | 2048 | 2161 | 2286 | 2417 | NPgN | GSP | NG FES - Falling Short | Number of heat pumps (total)
NG FES - Falling Short | Lct_BB5678_NPgAggregate | Number of | NPgN | SPEN_1 | Number of heat pumps (total) | Spennymoor | SPENNYMOOR | 1904 | 2255 | 2588 | 2900 | 3212 | 3763 | 4714 | 5805 | 7030 | 8370 | 10117 | 11872 | 13717 | 15689 | 17752 | 20854 | 23636 | 26716 | 30203 | 33990 | 38567 | 42156 | 45625 | 48966 | 52199 | 55311 | 58599 | 62916 | 67690 | 72829 | NPgN | GSP | NG FES - Falling Short | Number of heat pumps (total)
NG FES - Falling Short | Lct_BB5678_NPgAggregate | Number of | NPgN | STEN_1 | Number of heat pumps (total) | Stella North | STELLA NORTH | 1109 | 1347 | 1576 | 1807 | 2039 | 2463 | 3194 | 4046 | 4999 | 6030 | 7349 | 8693 | 10103 | 11609 | 13241 | 15758 | 18011 | 20501 | 23323 | 26420 | 30140 | 33058 | 35877 | 38624 | 41300 | 43875 | 46597 | 50166 | 54115 | 58373 | NPgN | GSP | NG FES - Falling Short | Number of heat pumps (total)
NG FES - Falling Short | Lct_BB5678_NPgAggregate | Number of | NPgN | STES_1 | Number of heat pumps (total) | Stella South | STELLA SOUTH | 915 | 1097 | 1269 | 1436 | 1604 | 1912 | 2437 | 3043 | 3723 | 4469 | 5438 | 6413 | 7439 | 8535 | 9693 | 11458 | 13046 | 14806 | 16796 | 18966 | 21582 | 23635 | 25619 | 27532 | 29378 | 31145 | 33005 | 35431 | 38108 | 40993 | NPgN | GSP | NG FES - Falling Short | Number of heat pumps (total)
NG FES - Falling Short | Lct_BB5678_NPgAggregate | Number of | NPgN | TYNE_1 | Number of heat pumps (total) | Tynemouth 1 | TYNEMOUTH | 883 | 1094 | 1292 | 1494 | 1698 | 2057 | 2662 | 3345 | 4093 | 4907 | 5930 | 6960 | 8043 | 9201 | 10544 | 12574 | 14395 | 16447 | 18771 | 21318 | 24404 | 26827 | 29181 | 31478 | 33716 | 35876 | 38159 | 41161 | 44481 | 48070 | NPgN | GSP | NG FES - Falling Short | Number of heat pumps (total)
NG FES - Falling Short | Lct_BB5678_NPgAggregate | Number of | NPgN | WBOL_6 | Number of heat pumps (total) | West Boldon | WEST BOLDON | 1112 | 1378 | 1627 | 1879 | 2133 | 2584 | 3344 | 4206 | 5154 | 6184 | 7482 | 8793 | 10170 | 11642 | 13363 | 16046 | 18457 | 21182 | 24266 | 27661 | 31789 | 35028 | 38178 | 41244 | 44221 | 47085 | 50104 | 54064 | 58442 | 63176 | NPgN | GSP | NG FES - Falling Short | Number of heat pumps (total)
NG FES - Falling Short | Lct_BB5678_NPgAggregate | Number of | NPgN | BRAW_1 | Number of heat pumps (total) | Bradford West | BRADFORD WEST | 1991 | 2400 | 2787 | 3168 | 3556 | 4354 | 5585 | 7080 | 8748 | 10579 | 12967 | 15351 | 17858 | 20535 | 23544 | 28341 | 32502 | 37114 | 42401 | 48192 | 55261 | 60738 | 66033 | 71209 | 76205 | 81311 | 86428 | 93074 | 100289 | 107550 | NPgY | GSP | NG FES - Falling Short | Number of heat pumps (total)
NG FES - Falling Short | Lct_BB5678_NPgAggregate | Number of | NPgN | CAMB_01 | Number of heat pumps (total) | Camblesforth | CAMBLESFORTH | 180 | 215 | 246 | 277 | 306 | 366 | 465 | 587 | 732 | 901 | 1137 | 1377 | 1630 | 1902 | 2188 | 2577 | 2916 | 3291 | 3712 | 4160 | 4705 | 5127 | 5536 | 5924 | 6299 | 6681 | 7047 | 7553 | 8114 | 8604 | NPgY | GSP | NG FES - Falling Short | Number of heat pumps (total)
NG FES - Falling Short | Lct_BB5678_NPgAggregate | Number of | NPgN | CREB_1 | Number of heat pumps (total) | Creyke Beck | CREYKE BECK | 2900 | 3452 | 3933 | 4407 | 4877 | 5836 | 7245 | 8902 | 10788 | 12865 | 15614 | 18348 | 21230 | 24314 | 27601 | 32502 | 36768 | 41498 | 46830 | 52598 | 59674 | 65161 | 70466 | 75537 | 80430 | 85427 | 90344 | 96812 | 103837 | 110642 | NPgY | GSP | NG FES - Falling Short | Number of heat pumps (total)
NG FES - Falling Short | Lct_BB5678_NPgAggregate | Number of | NPgN | DRAX_YEDL | Number of heat pumps (total) | Drax | DRAX | 433 | 512 | 578 | 643 | 706 | 832 | 1036 | 1283 | 1574 | 1908 | 2372 | 2842 | 3339 | 3871 | 4367 | 5029 | 5605 | 6244 | 6921 | 7635 | 8486 | 9146 | 9784 | 10372 | 10939 | 11519 | 12063 | 12877 | 13786 | 14463 | NPgY | GSP | NG FES - Falling Short | Number of heat pumps (total)
NG FES - Falling Short | Lct_BB5678_NPgAggregate | Number of | NPgN | ELLA_1 | Number of heat pumps (total) | Elland | ELLAND | 1529 | 1851 | 2151 | 2446 | 2747 | 3369 | 4302 | 5420 | 6664 | 8020 | 9775 | 11517 | 13348 | 15305 | 17557 | 21143 | 24254 | 27703 | 31684 | 36046 | 41394 | 45538 | 49543 | 53465 | 57250 | 61117 | 65004 | 70016 | 75448 | 80985 | NPgY | GSP | NG FES - Falling Short | Number of heat pumps (total)
NG FES - Falling Short | Lct_BB5678_NPgAggregate | Number of | NPgN | FERRA2 | Number of heat pumps (total) | Ferrybridge A | FERRYBRIDGE A | 797 | 978 | 1122 | 1264 | 1400 | 1672 | 2082 | 2563 | 3105 | 3701 | 4485 | 5278 | 6111 | 7002 | 7885 | 9262 | 10454 | 11775 | 13239 | 14826 | 16761 | 18261 | 19712 | 21089 | 22422 | 23790 | 25141 | 26856 | 28654 | 30418 | NPgY | GSP | NG FES - Falling Short | Number of heat pumps (total)
NG FES - Falling Short | Lct_BB5678_NPgAggregate | Number of | NPgN | FERRB9 | Number of heat pumps (total) | Ferrybridge B (_M) | FERRYBRIDGE B | 1287 | 1571 | 1830 | 2085 | 2343 | 2870 | 3697 | 4695 | 5821 | 7072 | 8729 | 10399 | 12156 | 14036 | 15966 | 18904 | 21451 | 24274 | 27408 | 30813 | 34949 | 38156 | 41256 | 44216 | 47077 | 50009 | 52899 | 56728 | 60861 | 64789 | NPgY | GSP | NG FES - Falling Short | Number of heat pumps (total)
NG FES - Falling Short | Lct_BB5678_NPgAggregate | Number of | NPgN | GRIW_1 | Number of heat pumps (total) | Grimsby West | GRIMSBY WEST | 805 | 969 | 1115 | 1259 | 1403 | 1699 | 2122 | 2614 | 3169 | 3773 | 4562 | 5345 | 6170 | 7052 | 8073 | 9645 | 11011 | 12526 | 14282 | 16193 | 18556 | 20387 | 22158 | 23878 | 25539 | 27237 | 28932 | 31116 | 33480 | 35864 | NPgY | GSP | NG FES - Falling Short | Number of heat pumps (total)
NG FES - Falling Short | Lct_BB5678_NPgAggregate | Number of | NPgN | JORD_3 | Number of heat pumps (total) | Jordanthorpe | JORDANTHORPE | 237 | 294 | 349 | 403 | 460 | 575 | 751 | 959 | 1193 | 1450 | 1786 | 2124 | 2479 | 2859 | 3308 | 4000 | 4597 | 5259 | 6030 | 6869 | 7907 | 8711 | 9489 | 10249 | 10986 | 11745 | 12509 | 13550 | 14706 | 15829 | NPgY | GSP | NG FES - Falling Short | Number of heat pumps (total)
NG FES - Falling Short | Lct_BB5678_NPgAggregate | Number of | NPgN | KEAD_YEDL | Number of heat pumps (total) | Keadby | KEADBY | 1567 | 1865 | 2117 | 2364 | 2603 | 3080 | 3865 | 4824 | 5958 | 7265 | 9088 | 10932 | 12879 | 14967 | 17038 | 19861 | 22323 | 25054 | 28047 | 31221 | 35081 | 38075 | 40970 | 43675 | 46286 | 48952 | 51484 | 55105 | 59134 | 62465 | NPgY | GSP | NG FES - Falling Short | Number of heat pumps (total)
NG FES - Falling Short | Lct_BB5678_NPgAggregate | Number of | NPgN | KIRKB1 | Number of heat pumps (total) | Kirkstall B | KIRKSTALL B | 919 | 1138 | 1350 | 1559 | 1778 | 2232 | 2905 | 3706 | 4589 | 5545 | 6767 | 7985 | 9265 | 10631 | 12152 | 14539 | 16602 | 18888 | 21488 | 24337 | 27823 | 30522 | 33133 | 35666 | 38118 | 40635 | 43168 | 46514 | 50175 | 53907 | NPgY | GSP | NG FES - Falling Short | Number of heat pumps (total)
NG FES - Falling Short | Lct_BB5678_NPgAggregate | Number of | NPgN | NEEP_3 | Number of heat pumps (total) | Neepsend | NEEPSEND | 402 | 488 | 569 | 649 | 731 | 897 | 1145 | 1441 | 1768 | 2123 | 2580 | 3035 | 3513 | 4024 | 4604 | 5559 | 6386 | 7304 | 8357 | 9518 | 10929 | 12023 | 13080 | 14119 | 15122 | 16145 | 17174 | 18518 | 19998 | 21540 | NPgY | GSP | NG FES - Falling Short | Number of heat pumps (total)
NG FES - Falling Short | Lct_BB5678_NPgAggregate | Number of | NPgN | NORL_3 | Number of heat pumps (total) | Norton Lees | NORTON LEES | 341 | 422 | 499 | 574 | 653 | 811 | 1048 | 1328 | 1638 | 1971 | 2397 | 2823 | 3270 | 3747 | 4316 | 5242 | 6041 | 6927 | 7956 | 9090 | 10474 | 11546 | 12582 | 13609 | 14602 | 15622 | 16656 | 18029 | 19562 | 21179 | NPgY | GSP | NG FES - Falling Short | Number of heat pumps (total)
NG FES - Falling Short | Lct_BB5678_NPgAggregate | Number of | NPgN | PITS_BB_B | Number of heat pumps (total) | Pitsmoor | PITSMOOR 3/4 | 150 | 184 | 217 | 249 | 282 | 349 | 450 | 572 | 708 | 854 | 1041 | 1229 | 1426 | 1636 | 1881 | 2292 | 2649 | 3044 | 3499 | 4004 | 4625 | 5107 | 5572 | 6028 | 6467 | 6916 | 7369 | 7948 | 8579 | 9243 | NPgY | GSP | NG FES - Falling Short | Number of heat pumps (total)
NG FES - Falling Short | Lct_BB5678_NPgAggregate | Number of | NPgN | SALT_1 | Number of heat pumps (total) | Saltend North | SALTEND NORTH | 373 | 449 | 512 | 574 | 635 | 758 | 941 | 1154 | 1397 | 1663 | 2014 | 2363 | 2731 | 3125 | 3548 | 4201 | 4768 | 5397 | 6110 | 6885 | 7839 | 8578 | 9293 | 9979 | 10641 | 11317 | 11987 | 12848 | 13769 | 14680 | NPgY | GSP | NG FES - Falling Short | Number of heat pumps (total)
NG FES - Falling Short | Lct_BB5678_NPgAggregate | Number of | NPgN | SHEC_3 | Number of heat pumps (total) | Sheffield City | SHEFFIELD CITY | 239 | 284 | 328 | 370 | 413 | 501 | 629 | 786 | 958 | 1142 | 1379 | 1612 | 1857 | 2117 | 2416 | 2904 | 3327 | 3796 | 4334 | 4929 | 5657 | 6221 | 6766 | 7300 | 7816 | 8344 | 8875 | 9583 | 10380 | 11224 | NPgY | GSP | NG FES - Falling Short | Number of heat pumps (total)
NG FES - Falling Short | Lct_BB5678_NPgAggregate | Number of | NPgN | SKLGB1 | Number of heat pumps (total) | Skelton Grange | SKELTON GRANGE | 2172 | 2683 | 3175 | 3661 | 4165 | 5213 | 6771 | 8631 | 10680 | 12901 | 15745 | 18580 | 21557 | 24737 | 28315 | 34004 | 38926 | 44381 | 50609 | 57447 | 65785 | 72242 | 78487 | 84583 | 90475 | 96512 | 102587 | 110579 | 119337 | 128384 | NPgY | GSP | NG FES - Falling Short | Number of heat pumps (total)
NG FES - Falling Short | Lct_BB5678_NPgAggregate | Number of | NPgN | TEMP_3 | Number of heat pumps (total) | Templeborough | TEMPLEBOROUGH 275/33KV | 19 | 25 | 30 | 35 | 41 | 52 | 70 | 91 | 114 | 140 | 173 | 207 | 242 | 280 | 324 | 394 | 454 | 520 | 597 | 681 | 785 | 866 | 944 | 1020 | 1094 | 1170 | 1248 | 1349 | 1458 | 1574 | NPgY | GSP | NG FES - Falling Short | Number of heat pumps (total)
NG FES - Falling Short | Lct_BB5678_NPgAggregate | Number of | NPgN | THUR_6 | Number of heat pumps (total) | Thurcroft | THURCROFT | 1229 | 1499 | 1724 | 1946 | 2163 | 2611 | 3246 | 3976 | 4795 | 5684 | 6836 | 7980 | 9185 | 10474 | 11809 | 13877 | 15676 | 17670 | 19907 | 22336 | 25322 | 27639 | 29878 | 32007 | 34061 | 36158 | 38235 | 40863 | 43642 | 46422 | NPgY | GSP | NG FES - Falling Short | Number of heat pumps (total)
NG FES - Falling Short | Lct_BB5678_NPgAggregate | Number of | NPgN | WMEL_THOM | Number of heat pumps (total) | Thorpe Marsh | WEST MELTON / THORPE MARSH | 2065 | 2522 | 2899 | 3271 | 3631 | 4360 | 5409 | 6635 | 8006 | 9489 | 11410 | 13325 | 15339 | 17492 | 19819 | 23512 | 26716 | 30267 | 34317 | 38735 | 44181 | 48403 | 52486 | 56422 | 60228 | 64128 | 68020 | 72928 | 78144 | 83495 | NPgY | GSP | NG FES - Falling Short | Number of heat pumps (total)
NG FES - Falling Short | Lct_BB5678_NPgAggregate | Number of | NPgN | WMEL_BB3 | Number of heat pumps (total) | West Melton | WEST MELTON SECTION 3 | 1874 | 2295 | 2661 | 3021 | 3379 | 4103 | 5223 | 6571 | 8076 | 9732 | 11898 | 14081 | 16375 | 18827 | 21333 | 25312 | 28759 | 32579 | 36835 | 41484 | 47138 | 51521 | 55759 | 59823 | 63752 | 67778 | 71778 | 76862 | 82243 | 87623 | NPgY | GSP | NG FES - Falling Short | Number of heat pumps (total)
NG FES - Falling Short | Lct_BB5678_NPgAggregate | Number of | NPgN | WIBA_3 | Number of heat pumps (total) | Wincobank | WINCOBANK | 69 | 85 | 100 | 115 | 131 | 164 | 211 | 267 | 329 | 396 | 482 | 566 | 656 | 751 | 855 | 1019 | 1161 | 1319 | 1497 | 1693 | 1933 | 2118 | 2298 | 2471 | 2638 | 2809 | 2981 | 3192 | 3413 | 3643 | NPgY | GSP | NG FES - Falling Short | Number of heat pumps (total)
NG FES - Leading the Way | Lct_BB5678_NPgAggregate | Number of | NPgN | BLYTB1 | Number of heat pumps (total) | Blyth 66kV | BLYTH 66kV | 1125 | 1483 | 3034 | 4748 | 7065 | 10136 | 13349 | 16670 | 19853 | 23317 | 28490 | 32573 | 36695 | 40782 | 45651 | 53047 | 57947 | 61813 | 65260 | 68011 | 72272 | 74071 | 75495 | 77322 | 78878 | 80507 | 81566 | 82290 | 83133 | 83133 | NPgN | GSP | NG FES - Leading the Way | Number of heat pumps (total)
NG FES - Leading the Way | Lct_BB5678_NPgAggregate | Number of | NPgN | BLYTH132 | Number of heat pumps (total) | Blyth 132kV | BLYTH 132kV | 472 | 592 | 1166 | 1866 | 2795 | 3854 | 5019 | 6562 | 7955 | 9516 | 11352 | 12856 | 14250 | 15465 | 16705 | 18415 | 19541 | 20436 | 21236 | 21878 | 22870 | 23294 | 23625 | 24050 | 24417 | 24812 | 25084 | 25313 | 25590 | 25641 | NPgN | GSP | NG FES - Leading the Way | Number of heat pumps (total)
NG FES - Leading the Way | Lct_BB5678_NPgAggregate | Number of | NPgN | FOUR_1 | Number of heat pumps (total) | Fourstones | FOURSTONES | 122 | 152 | 383 | 706 | 1131 | 1549 | 2010 | 2723 | 3307 | 3927 | 4597 | 5127 | 5594 | 5991 | 6364 | 6731 | 6976 | 7176 | 7360 | 7512 | 7735 | 7841 | 7929 | 8033 | 8124 | 8222 | 8293 | 8357 | 8430 | 8459 | NPgN | GSP | NG FES - Leading the Way | Number of heat pumps (total)
NG FES - Leading the Way | Lct_BB5678_NPgAggregate | Number of | NPgN | HARM_6 | Number of heat pumps (total) | Hart Moor | HARTMOOR | 577 | 766 | 1625 | 2608 | 3963 | 5728 | 7576 | 9328 | 11044 | 12904 | 15658 | 17832 | 20036 | 22234 | 24850 | 28813 | 31447 | 33529 | 35388 | 36875 | 39122 | 40080 | 40850 | 41831 | 42673 | 43554 | 44141 | 44555 | 45048 | 45107 | NPgN | GSP | NG FES - Leading the Way | Number of heat pumps (total)
NG FES - Leading the Way | Lct_BB5678_NPgAggregate | Number of | NPgN | HAWP_6 | Number of heat pumps (total) | Hawthorn Pit | HAWTHORN PIT GRID | 583 | 778 | 1633 | 2590 | 3897 | 5757 | 7705 | 9726 | 11699 | 13855 | 17145 | 19708 | 22308 | 24893 | 27971 | 32700 | 35805 | 38222 | 40363 | 42044 | 44694 | 45741 | 46546 | 47631 | 48551 | 49531 | 50155 | 50583 | 51117 | 51084 | NPgN | GSP | NG FES - Leading the Way | Number of heat pumps (total)
NG FES - Leading the Way | Lct_BB5678_NPgAggregate | Number of | NPgN | KNARE_111 | Number of heat pumps (total) | Knaresborough | KNARESBOROUGH | 901 | 1150 | 2118 | 3169 | 4534 | 6519 | 8641 | 11242 | 13727 | 16401 | 20263 | 23201 | 26108 | 28951 | 32222 | 37215 | 40413 | 42877 | 45028 | 46671 | 49346 | 50250 | 50903 | 51880 | 52707 | 53647 | 54239 | 54644 | 55169 | 55100 | NPgN | GSP | NG FES - Leading the Way | Number of heat pumps (total)
NG FES - Leading the Way | Lct_BB5678_NPgAggregate | Number of | NPgN | LACK_6 | Number of heat pumps (total) | Lackenby | LACKENBY | 879 | 1164 | 2450 | 3921 | 5941 | 8702 | 11602 | 14543 | 17418 | 20565 | 25271 | 28942 | 32641 | 36288 | 40585 | 47149 | 51461 | 54826 | 57810 | 60155 | 63782 | 65230 | 66341 | 67842 | 69127 | 70506 | 71411 | 72060 | 72862 | 72893 | NPgN | GSP | NG FES - Leading the Way | Number of heat pumps (total)
NG FES - Leading the Way | Lct_BB5678_NPgAggregate | Number of | NPgN | NORT_1 | Number of heat pumps (total) | Norton | NORTON | 2589 | 3397 | 7040 | 11214 | 16871 | 24226 | 31991 | 40142 | 47917 | 56340 | 68316 | 77679 | 86998 | 96152 | 106799 | 122791 | 133300 | 141549 | 148856 | 154621 | 163513 | 167074 | 169862 | 173570 | 176755 | 180181 | 182451 | 184005 | 185888 | 186068 | NPgN | GSP | NG FES - Leading the Way | Number of heat pumps (total)
NG FES - Leading the Way | Lct_BB5678_NPgAggregate | Number of | NPgN | OFFE_3 | Number of heat pumps (total) | Offerton | OFFERTON | 217 | 297 | 662 | 1080 | 1657 | 2563 | 3513 | 4525 | 5514 | 6567 | 8255 | 9578 | 10953 | 12372 | 14103 | 16743 | 18492 | 19866 | 21099 | 22085 | 23620 | 24243 | 24756 | 25403 | 25945 | 26504 | 26853 | 27108 | 27417 | 27380 | NPgN | GSP | NG FES - Leading the Way | Number of heat pumps (total)
NG FES - Leading the Way | Lct_BB5678_NPgAggregate | Number of | NPgN | OSBA_1 | Number of heat pumps (total) | Osbaldwick | OSBALDWICK | 1904 | 2441 | 4681 | 7233 | 10702 | 15182 | 19938 | 24931 | 29631 | 34677 | 42046 | 47831 | 53620 | 59324 | 65970 | 75978 | 82572 | 87787 | 92437 | 96149 | 101883 | 104249 | 106131 | 108564 | 110649 | 112869 | 114356 | 115504 | 116843 | 116938 | NPgN | GSP | NG FES - Leading the Way | Number of heat pumps (total)
NG FES - Leading the Way | Lct_BB5678_NPgAggregate | Number of | NPgN | POPP_3 | Number of heat pumps (total) | Poppleton | POPPLETON | 260 | 346 | 731 | 1171 | 1775 | 2591 | 3447 | 4297 | 5115 | 5991 | 7276 | 8270 | 9272 | 10279 | 11464 | 13277 | 14462 | 15385 | 16198 | 16832 | 17807 | 18173 | 18459 | 18856 | 19198 | 19572 | 19821 | 19993 | 20195 | 20204 | NPgN | GSP | NG FES - Leading the Way | Number of heat pumps (total)
NG FES - Leading the Way | Lct_BB5678_NPgAggregate | Number of | NPgN | SALH_1 | Number of heat pumps (total) | Saltholme | SALTHOLME | 15 | 21 | 42 | 66 | 100 | 149 | 201 | 252 | 302 | 356 | 434 | 491 | 548 | 604 | 666 | 765 | 827 | 874 | 913 | 941 | 989 | 1001 | 1008 | 1023 | 1036 | 1054 | 1066 | 1073 | 1082 | 1084 | NPgN | GSP | NG FES - Leading the Way | Number of heat pumps (total)
NG FES - Leading the Way | Lct_BB5678_NPgAggregate | Number of | NPgN | SSHI_3 | Number of heat pumps (total) | South Shields | SOUTH SHIELDS | 292 | 392 | 827 | 1311 | 1969 | 2925 | 3918 | 4952 | 5964 | 7052 | 8751 | 10078 | 11443 | 12823 | 14488 | 17034 | 18718 | 20043 | 21226 | 22171 | 23624 | 24219 | 24697 | 25308 | 25824 | 26361 | 26701 | 26947 | 27246 | 27224 | NPgN | GSP | NG FES - Leading the Way | Number of heat pumps (total)
NG FES - Leading the Way | Lct_BB5678_NPgAggregate | Number of | NPgN | KIELD01 and SPAD20 | Number of heat pumps (total) | 0 | SPADEADAM | 53 | 66 | 150 | 261 | 410 | 570 | 744 | 990 | 1198 | 1419 | 1679 | 1877 | 2057 | 2217 | 2377 | 2567 | 2689 | 2784 | 2866 | 2929 | 3030 | 3065 | 3090 | 3128 | 3162 | 3203 | 3232 | 3255 | 3285 | 3293 | NPgN | GSP | NG FES - Leading the Way | Number of heat pumps (total)
NG FES - Leading the Way | Lct_BB5678_NPgAggregate | Number of | NPgN | SPEN_1 | Number of heat pumps (total) | Spennymoor | SPENNYMOOR | 1904 | 2441 | 4674 | 7190 | 10605 | 15049 | 19741 | 24616 | 29293 | 34321 | 41743 | 47466 | 53161 | 58741 | 65216 | 75034 | 81425 | 86380 | 90736 | 94117 | 99497 | 101534 | 103049 | 105200 | 107046 | 109071 | 110406 | 111393 | 112638 | 112668 | NPgN | GSP | NG FES - Leading the Way | Number of heat pumps (total)
NG FES - Leading the Way | Lct_BB5678_NPgAggregate | Number of | NPgN | STEN_1 | Number of heat pumps (total) | Stella North | STELLA NORTH | 1109 | 1483 | 3186 | 5157 | 7894 | 11582 | 15435 | 19617 | 23228 | 27111 | 32938 | 37438 | 42002 | 46563 | 51914 | 60123 | 65508 | 69712 | 73430 | 76349 | 80897 | 82675 | 84061 | 85954 | 87596 | 89384 | 90602 | 91518 | 92370 | 92220 | NPgN | GSP | NG FES - Leading the Way | Number of heat pumps (total)
NG FES - Leading the Way | Lct_BB5678_NPgAggregate | Number of | NPgN | STES_1 | Number of heat pumps (total) | Stella South | STELLA SOUTH | 915 | 1192 | 2399 | 3776 | 5651 | 8099 | 10681 | 13327 | 15890 | 18665 | 22829 | 26137 | 29478 | 32790 | 36731 | 42636 | 46566 | 49689 | 52495 | 54761 | 58222 | 59733 | 60951 | 62465 | 63750 | 65078 | 65942 | 66581 | 67348 | 67391 | NPgN | GSP | NG FES - Leading the Way | Number of heat pumps (total)
NG FES - Leading the Way | Lct_BB5678_NPgAggregate | Number of | NPgN | TYNE_1 | Number of heat pumps (total) | Tynemouth 1 | TYNEMOUTH | 883 | 1192 | 2568 | 4084 | 6132 | 9079 | 12139 | 15470 | 18611 | 22004 | 27071 | 30940 | 34846 | 38753 | 43365 | 50512 | 55145 | 58712 | 61827 | 64216 | 68014 | 69352 | 70349 | 71816 | 73073 | 74468 | 75369 | 75949 | 76624 | 76513 | NPgN | GSP | NG FES - Leading the Way | Number of heat pumps (total)
NG FES - Leading the Way | Lct_BB5678_NPgAggregate | Number of | NPgN | WBOL_6 | Number of heat pumps (total) | West Boldon | WEST BOLDON | 1112 | 1502 | 3234 | 5156 | 7765 | 11550 | 15495 | 19745 | 23775 | 28144 | 34847 | 40056 | 45376 | 50711 | 57106 | 66928 | 73388 | 78435 | 82916 | 86449 | 91944 | 94136 | 95848 | 98115 | 100034 | 102065 | 103358 | 104251 | 105280 | 105123 | NPgN | GSP | NG FES - Leading the Way | Number of heat pumps (total)
NG FES - Leading the Way | Lct_BB5678_NPgAggregate | Number of | NPgN | BRAW_1 | Number of heat pumps (total) | Bradford West | BRADFORD WEST | 1991 | 2780 | 5819 | 9331 | 14128 | 20175 | 26862 | 34664 | 41840 | 49511 | 60387 | 69247 | 78192 | 87146 | 97690 | 112521 | 123036 | 130797 | 138506 | 144225 | 152455 | 155844 | 158488 | 162325 | 165422 | 168680 | 170833 | 172569 | 174049 | 173643 | NPgY | GSP | NG FES - Leading the Way | Number of heat pumps (total)
NG FES - Leading the Way | Lct_BB5678_NPgAggregate | Number of | NPgN | CAMB_01 | Number of heat pumps (total) | Camblesforth | CAMBLESFORTH | 180 | 243 | 492 | 784 | 1178 | 1700 | 2300 | 2947 | 3563 | 4247 | 5116 | 5835 | 6537 | 7193 | 7894 | 8885 | 9585 | 10101 | 10615 | 10993 | 11538 | 11758 | 11933 | 12188 | 12395 | 12617 | 12768 | 12891 | 12997 | 12982 | NPgY | GSP | NG FES - Leading the Way | Number of heat pumps (total)
NG FES - Leading the Way | Lct_BB5678_NPgAggregate | Number of | NPgN | CREB_1 | Number of heat pumps (total) | Creyke Beck | CREYKE BECK | 2900 | 3857 | 7310 | 11128 | 16204 | 22673 | 30169 | 38298 | 45797 | 53950 | 65047 | 74115 | 83155 | 91824 | 101788 | 115786 | 125731 | 133086 | 140435 | 145891 | 153703 | 156966 | 159628 | 163319 | 166292 | 169409 | 171470 | 173143 | 174577 | 174217 | NPgY | GSP | NG FES - Leading the Way | Number of heat pumps (total)
NG FES - Leading the Way | Lct_BB5678_NPgAggregate | Number of | NPgN | DRAX_YEDL | Number of heat pumps (total) | Drax | DRAX | 433 | 564 | 1078 | 1675 | 2484 | 3563 | 4611 | 5593 | 6524 | 7546 | 8792 | 9834 | 10841 | 11742 | 12678 | 13969 | 14902 | 15613 | 16327 | 16875 | 17630 | 17990 | 18303 | 18701 | 19036 | 19384 | 19639 | 19862 | 20065 | 20113 | NPgY | GSP | NG FES - Leading the Way | Number of heat pumps (total)
NG FES - Leading the Way | Lct_BB5678_NPgAggregate | Number of | NPgN | ELLA_1 | Number of heat pumps (total) | Elland | ELLAND | 1529 | 2133 | 4411 | 6997 | 10495 | 14876 | 19998 | 26013 | 31529 | 37434 | 45814 | 52608 | 59465 | 66321 | 74427 | 85853 | 93930 | 99857 | 105745 | 110075 | 116336 | 118841 | 120776 | 123644 | 125942 | 128371 | 129952 | 131205 | 132259 | 131858 | NPgY | GSP | NG FES - Leading the Way | Number of heat pumps (total)
NG FES - Leading the Way | Lct_BB5678_NPgAggregate | Number of | NPgN | FERRA2 | Number of heat pumps (total) | Ferrybridge A | FERRYBRIDGE A | 797 | 1076 | 2094 | 3248 | 4838 | 6845 | 8637 | 10626 | 12447 | 14429 | 17174 | 19436 | 21694 | 23880 | 26401 | 29926 | 32445 | 34310 | 36177 | 37568 | 39556 | 40412 | 41128 | 42111 | 42924 | 43779 | 44380 | 44881 | 45320 | 45320 | NPgY | GSP | NG FES - Leading the Way | Number of heat pumps (total)
NG FES - Leading the Way | Lct_BB5678_NPgAggregate | Number of | NPgN | FERRB9 | Number of heat pumps (total) | Ferrybridge B (_M) | FERRYBRIDGE B | 1287 | 1796 | 3827 | 6200 | 9474 | 13638 | 17576 | 21929 | 25979 | 30395 | 36402 | 41365 | 46332 | 51167 | 56734 | 64514 | 70081 | 74238 | 78384 | 81509 | 85927 | 87871 | 89483 | 91670 | 93471 | 95352 | 96663 | 97762 | 98731 | 98729 | NPgY | GSP | NG FES - Leading the Way | Number of heat pumps (total)
NG FES - Leading the Way | Lct_BB5678_NPgAggregate | Number of | NPgN | GRIW_1 | Number of heat pumps (total) | Grimsby West | GRIMSBY WEST | 805 | 1094 | 2128 | 3254 | 4752 | 6636 | 8974 | 11701 | 14204 | 16922 | 20710 | 23769 | 26827 | 29834 | 33332 | 38292 | 41774 | 44286 | 46789 | 48584 | 51230 | 52207 | 52952 | 54123 | 55051 | 56055 | 56697 | 57191 | 57593 | 57369 | NPgY | GSP | NG FES - Leading the Way | Number of heat pumps (total)
NG FES - Leading the Way | Lct_BB5678_NPgAggregate | Number of | NPgN | JORD_3 | Number of heat pumps (total) | Jordanthorpe | JORDANTHORPE | 237 | 345 | 779 | 1273 | 1947 | 2810 | 3818 | 5010 | 6109 | 7306 | 8952 | 10253 | 11544 | 12819 | 14274 | 16364 | 17806 | 18810 | 19807 | 20479 | 21497 | 21789 | 21986 | 22403 | 22737 | 23129 | 23391 | 23584 | 23735 | 23651 | NPgY | GSP | NG FES - Leading the Way | Number of heat pumps (total)
NG FES - Leading the Way | Lct_BB5678_NPgAggregate | Number of | NPgN | KEAD_YEDL | Number of heat pumps (total) | Keadby | KEADBY | 1567 | 2079 | 4054 | 6358 | 9462 | 13587 | 18064 | 22596 | 26889 | 31649 | 37678 | 42682 | 47552 | 51970 | 56662 | 63244 | 67939 | 71443 | 74948 | 77582 | 81333 | 82959 | 84330 | 86165 | 87673 | 89261 | 90362 | 91284 | 92096 | 92087 | NPgY | GSP | NG FES - Leading the Way | Number of heat pumps (total)
NG FES - Leading the Way | Lct_BB5678_NPgAggregate | Number of | NPgN | KIRKB1 | Number of heat pumps (total) | Kirkstall B | KIRKSTALL B | 919 | 1335 | 2960 | 4811 | 7343 | 10510 | 13807 | 17590 | 21073 | 24841 | 30077 | 34301 | 38551 | 42800 | 47815 | 54881 | 59862 | 63486 | 67091 | 69697 | 73441 | 74875 | 75989 | 77710 | 79105 | 80619 | 81648 | 82470 | 83165 | 83019 | NPgY | GSP | NG FES - Leading the Way | Number of heat pumps (total)
NG FES - Leading the Way | Lct_BB5678_NPgAggregate | Number of | NPgN | NEEP_3 | Number of heat pumps (total) | Neepsend | NEEPSEND | 402 | 565 | 1178 | 1871 | 2817 | 4008 | 5335 | 6862 | 8258 | 9733 | 11870 | 13616 | 15395 | 17212 | 19383 | 22428 | 24597 | 26207 | 27806 | 29005 | 30719 | 31451 | 32025 | 32840 | 33497 | 34180 | 34630 | 34997 | 35312 | 35232 | NPgY | GSP | NG FES - Leading the Way | Number of heat pumps (total)
NG FES - Leading the Way | Lct_BB5678_NPgAggregate | Number of | NPgN | NORL_3 | Number of heat pumps (total) | Norton Lees | NORTON LEES | 341 | 494 | 1081 | 1742 | 2647 | 3787 | 5123 | 6683 | 8103 | 9604 | 11748 | 13449 | 15169 | 16928 | 19004 | 21951 | 24010 | 25482 | 26943 | 27970 | 29473 | 29993 | 30360 | 31015 | 31541 | 32126 | 32516 | 32815 | 33059 | 32957 | NPgY | GSP | NG FES - Leading the Way | Number of heat pumps (total)
NG FES - Leading the Way | Lct_BB5678_NPgAggregate | Number of | NPgN | PITS_BB_B | Number of heat pumps (total) | Pitsmoor | PITSMOOR 3/4 | 150 | 218 | 471 | 760 | 1159 | 1658 | 2202 | 2854 | 3451 | 4091 | 5031 | 5797 | 6582 | 7376 | 8323 | 9662 | 10615 | 11322 | 12025 | 12551 | 13306 | 13627 | 13887 | 14247 | 14537 | 14838 | 15037 | 15199 | 15337 | 15302 | NPgY | GSP | NG FES - Leading the Way | Number of heat pumps (total)
NG FES - Leading the Way | Lct_BB5678_NPgAggregate | Number of | NPgN | SALT_1 | Number of heat pumps (total) | Saltend North | SALTEND NORTH | 373 | 498 | 947 | 1445 | 2114 | 2961 | 3914 | 4980 | 5958 | 7019 | 8498 | 9706 | 10915 | 12083 | 13437 | 15343 | 16698 | 17698 | 18696 | 19435 | 20496 | 20938 | 21298 | 21800 | 22205 | 22628 | 22907 | 23133 | 23327 | 23273 | NPgY | GSP | NG FES - Leading the Way | Number of heat pumps (total)
NG FES - Leading the Way | Lct_BB5678_NPgAggregate | Number of | NPgN | SHEC_3 | Number of heat pumps (total) | Sheffield City | SHEFFIELD CITY | 239 | 334 | 656 | 1016 | 1503 | 2119 | 2841 | 3645 | 4385 | 5172 | 6302 | 7217 | 8148 | 9092 | 10213 | 11791 | 12908 | 13738 | 14563 | 15177 | 16043 | 16401 | 16684 | 17086 | 17411 | 17755 | 17985 | 18171 | 18332 | 18300 | NPgY | GSP | NG FES - Leading the Way | Number of heat pumps (total)
NG FES - Leading the Way | Lct_BB5678_NPgAggregate | Number of | NPgN | SKLGB1 | Number of heat pumps (total) | Skelton Grange | SKELTON GRANGE | 2172 | 3143 | 6909 | 11212 | 17105 | 24481 | 32272 | 41268 | 49552 | 58450 | 70960 | 81125 | 91406 | 101806 | 114164 | 131518 | 143810 | 152841 | 161815 | 168407 | 177791 | 181575 | 184521 | 188906 | 192463 | 196251 | 198810 | 200876 | 202642 | 202292 | NPgY | GSP | NG FES - Leading the Way | Number of heat pumps (total)
NG FES - Leading the Way | Lct_BB5678_NPgAggregate | Number of | NPgN | TEMP_3 | Number of heat pumps (total) | Templeborough | TEMPLEBOROUGH 275/33KV | 19 | 29 | 73 | 124 | 196 | 286 | 379 | 492 | 597 | 710 | 868 | 992 | 1115 | 1238 | 1378 | 1581 | 1721 | 1818 | 1914 | 1977 | 2074 | 2101 | 2119 | 2159 | 2192 | 2230 | 2257 | 2277 | 2293 | 2287 | NPgY | GSP | NG FES - Leading the Way | Number of heat pumps (total)
NG FES - Leading the Way | Lct_BB5678_NPgAggregate | Number of | NPgN | THUR_6 | Number of heat pumps (total) | Thurcroft | THURCROFT | 1229 | 1656 | 3187 | 4859 | 7095 | 9886 | 12798 | 16006 | 18939 | 22140 | 26610 | 30307 | 34020 | 37606 | 41839 | 47743 | 51979 | 55142 | 58309 | 60701 | 64088 | 65600 | 66873 | 68540 | 69892 | 71277 | 72202 | 72967 | 73636 | 73520 | NPgY | GSP | NG FES - Leading the Way | Number of heat pumps (total)
NG FES - Leading the Way | Lct_BB5678_NPgAggregate | Number of | NPgN | WMEL_THOM | Number of heat pumps (total) | Thorpe Marsh | WEST MELTON / THORPE MARSH | 2065 | 2813 | 5398 | 8245 | 12092 | 16903 | 22016 | 27912 | 33301 | 39151 | 47417 | 54155 | 60926 | 67585 | 75396 | 86400 | 94197 | 99925 | 105644 | 109846 | 115876 | 118319 | 120294 | 123122 | 125413 | 127848 | 129482 | 130804 | 131935 | 131693 | NPgY | GSP | NG FES - Leading the Way | Number of heat pumps (total)
NG FES - Leading the Way | Lct_BB5678_NPgAggregate | Number of | NPgN | WMEL_BB3 | Number of heat pumps (total) | West Melton | WEST MELTON SECTION 3 | 1874 | 2593 | 5361 | 8577 | 13027 | 18619 | 23734 | 29529 | 34857 | 40614 | 48701 | 55377 | 62112 | 68745 | 76516 | 87368 | 95153 | 100988 | 106808 | 111224 | 117461 | 120260 | 122593 | 125704 | 128268 | 130927 | 132774 | 134329 | 135704 | 135700 | NPgY | GSP | NG FES - Leading the Way | Number of heat pumps (total)
NG FES - Leading the Way | Lct_BB5678_NPgAggregate | Number of | NPgN | WIBA_3 | Number of heat pumps (total) | Wincobank | WINCOBANK | 69 | 99 | 213 | 341 | 517 | 732 | 945 | 1198 | 1431 | 1684 | 2039 | 2329 | 2622 | 2914 | 3262 | 3750 | 4097 | 4355 | 4612 | 4803 | 5071 | 5185 | 5278 | 5407 | 5511 | 5621 | 5695 | 5755 | 5808 | 5800 | NPgY | GSP | NG FES - Leading the Way | Number of heat pumps (total)
NPg Planning Scenario | Lct_BB5678_NPgAggregate | Number of | NPgN | BLYTB1 | Number of heat pumps (total) | Blyth 66kV | BLYTH 66kV | 1131 | 1648 | 2244 | 2782 | 4255 | 6042 | 8348 | 11340 | 15364 | 19107 | 22987 | 27104 | 32014 | 37190 | 42315 | 47465 | 52535 | 57622 | 63016 | 68200 | 73647 | 78573 | 83016 | 86817 | 90377 | 93568 | 96849 | 100155 | 100952 | 101436 | NPgN | GSP | NPg Planning Scenario | Number of heat pumps (total)
NPg Planning Scenario | Lct_BB5678_NPgAggregate | Number of | NPgN | BLYTH132 | Number of heat pumps (total) | Blyth 132kV | BLYTH 132kV | 450 | 594 | 752 | 1212 | 1726 | 3130 | 4873 | 7164 | 6473 | 8192 | 9004 | 10454 | 10410 | 11881 | 13007 | 14475 | 15877 | 17123 | 18468 | 19814 | 21309 | 22771 | 23785 | 24917 | 25676 | 26618 | 27317 | 28140 | 28414 | 28571 | NPgN | GSP | NPg Planning Scenario | Number of heat pumps (total)
NPg Planning Scenario | Lct_BB5678_NPgAggregate | Number of | NPgN | FOUR_1 | Number of heat pumps (total) | Fourstones | FOURSTONES | 113 | 150 | 194 | 376 | 544 | 1372 | 2388 | 3742 | 2609 | 3379 | 3361 | 3763 | 3544 | 3923 | 4170 | 4579 | 4974 | 5345 | 5695 | 6047 | 6453 | 6894 | 7053 | 7396 | 7482 | 7772 | 7855 | 7988 | 8070 | 8115 | NPgN | GSP | NPg Planning Scenario | Number of heat pumps (total)
NPg Planning Scenario | Lct_BB5678_NPgAggregate | Number of | NPgN | HARM_6 | Number of heat pumps (total) | Hart Moor | HARTMOOR | 608 | 895 | 1233 | 1534 | 2432 | 3451 | 4719 | 6298 | 8758 | 10814 | 12954 | 15155 | 17793 | 20574 | 23347 | 26104 | 28831 | 31629 | 34539 | 37314 | 40223 | 42851 | 45233 | 47249 | 49146 | 50842 | 52586 | 54339 | 54769 | 55038 | NPgN | GSP | NPg Planning Scenario | Number of heat pumps (total)
NPg Planning Scenario | Lct_BB5678_NPgAggregate | Number of | NPgN | HAWP_6 | Number of heat pumps (total) | Hawthorn Pit | HAWTHORN PIT GRID | 624 | 917 | 1246 | 1547 | 2383 | 3371 | 4627 | 6228 | 9246 | 11548 | 14120 | 16739 | 20045 | 23401 | 26778 | 30115 | 33393 | 36718 | 40231 | 43569 | 47064 | 50204 | 53067 | 55494 | 57778 | 59819 | 61920 | 64046 | 64486 | 64743 | NPgN | GSP | NPg Planning Scenario | Number of heat pumps (total)
NPg Planning Scenario | Lct_BB5678_NPgAggregate | Number of | NPgN | KNARE_111 | Number of heat pumps (total) | Knaresborough | KNARESBOROUGH | 791 | 1052 | 1367 | 1774 | 2592 | 4000 | 5835 | 8353 | 10416 | 13276 | 15813 | 18643 | 21704 | 25329 | 28880 | 32549 | 36156 | 39880 | 43690 | 47278 | 51055 | 54586 | 57696 | 60527 | 63075 | 65560 | 67953 | 70378 | 71010 | 71378 | NPgN | GSP | NPg Planning Scenario | Number of heat pumps (total)
NPg Planning Scenario | Lct_BB5678_NPgAggregate | Number of | NPgN | LACK_6 | Number of heat pumps (total) | Lackenby | LACKENBY | 939 | 1360 | 1847 | 2330 | 3614 | 5237 | 7268 | 9833 | 13814 | 17204 | 20805 | 24630 | 29133 | 33878 | 38549 | 43232 | 47852 | 52440 | 57347 | 62020 | 66916 | 71360 | 75368 | 78826 | 82036 | 84968 | 87937 | 90960 | 91658 | 92087 | NPgN | GSP | NPg Planning Scenario | Number of heat pumps (total)
NPg Planning Scenario | Lct_BB5678_NPgAggregate | Number of | NPgN | NORT_1 | Number of heat pumps (total) | Norton | NORTON | 2566 | 3699 | 5050 | 6501 | 10144 | 15233 | 21600 | 29804 | 37644 | 46941 | 55366 | 64730 | 74279 | 85811 | 96977 | 108447 | 119782 | 131321 | 143221 | 154514 | 166403 | 177388 | 187034 | 195587 | 203307 | 210635 | 217796 | 225029 | 226927 | 228102 | NPgN | GSP | NPg Planning Scenario | Number of heat pumps (total)
NPg Planning Scenario | Lct_BB5678_NPgAggregate | Number of | NPgN | OFFE_3 | Number of heat pumps (total) | Offerton | OFFERTON | 234 | 351 | 491 | 612 | 1035 | 1472 | 1996 | 2644 | 4458 | 5602 | 6951 | 8088 | 10003 | 11759 | 13679 | 15508 | 17301 | 19325 | 21320 | 23211 | 25194 | 26913 | 28527 | 29841 | 31126 | 32228 | 33399 | 34565 | 34807 | 34934 | NPgN | GSP | NPg Planning Scenario | Number of heat pumps (total)
NPg Planning Scenario | Lct_BB5678_NPgAggregate | Number of | NPgN | OSBA_1 | Number of heat pumps (total) | Osbaldwick | OSBALDWICK | 1827 | 2497 | 3287 | 4215 | 6361 | 9377 | 13170 | 18022 | 22825 | 28349 | 33674 | 39286 | 45912 | 53098 | 60136 | 67308 | 74395 | 81656 | 89201 | 96416 | 104012 | 110934 | 117134 | 122545 | 127536 | 132169 | 136797 | 141529 | 142813 | 143595 | NPgN | GSP | NPg Planning Scenario | Number of heat pumps (total)
NPg Planning Scenario | Lct_BB5678_NPgAggregate | Number of | NPgN | POPP_3 | Number of heat pumps (total) | Poppleton | POPPLETON | 272 | 393 | 542 | 677 | 1095 | 1559 | 2127 | 2834 | 4051 | 5020 | 6036 | 7023 | 8219 | 9511 | 10801 | 12085 | 13360 | 14719 | 16075 | 17335 | 18650 | 19851 | 20961 | 21896 | 22791 | 23605 | 24435 | 25257 | 25459 | 25586 | NPgN | GSP | NPg Planning Scenario | Number of heat pumps (total)
NPg Planning Scenario | Lct_BB5678_NPgAggregate | Number of | NPgN | SALH_1 | Number of heat pumps (total) | Saltholme | SALTHOLME | 16 | 23 | 32 | 39 | 65 | 91 | 121 | 157 | 241 | 299 | 364 | 431 | 499 | 577 | 650 | 724 | 799 | 874 | 952 | 1021 | 1093 | 1162 | 1227 | 1285 | 1339 | 1393 | 1445 | 1496 | 1510 | 1520 | NPgN | GSP | NPg Planning Scenario | Number of heat pumps (total)
NPg Planning Scenario | Lct_BB5678_NPgAggregate | Number of | NPgN | SSHI_3 | Number of heat pumps (total) | South Shields | SOUTH SHIELDS | 300 | 429 | 590 | 730 | 1192 | 1695 | 2317 | 3116 | 4715 | 5901 | 7185 | 8440 | 10274 | 11995 | 13814 | 15568 | 17292 | 19123 | 21006 | 22805 | 24690 | 26367 | 27898 | 29186 | 30409 | 31484 | 32603 | 33729 | 33976 | 34113 | NPgN | GSP | NPg Planning Scenario | Number of heat pumps (total)
NPg Planning Scenario | Lct_BB5678_NPgAggregate | Number of | NPgN | KIELD01 and SPAD20 | Number of heat pumps (total) | 0 | SPADEADAM | 51 | 67 | 86 | 142 | 202 | 454 | 766 | 1180 | 933 | 1200 | 1254 | 1426 | 1445 | 1624 | 1763 | 1946 | 2126 | 2299 | 2470 | 2631 | 2809 | 2994 | 3098 | 3246 | 3320 | 3451 | 3523 | 3609 | 3642 | 3662 | NPgN | GSP | NPg Planning Scenario | Number of heat pumps (total)
NPg Planning Scenario | Lct_BB5678_NPgAggregate | Number of | NPgN | SPEN_1 | Number of heat pumps (total) | Spennymoor | SPENNYMOOR | 1947 | 2676 | 3451 | 4322 | 6078 | 8939 | 12704 | 17593 | 22324 | 27818 | 33251 | 39111 | 46107 | 53410 | 60444 | 67601 | 74662 | 81716 | 89168 | 96203 | 103567 | 110311 | 116348 | 121623 | 126457 | 130990 | 135483 | 140091 | 141137 | 141784 | NPgN | GSP | NPg Planning Scenario | Number of heat pumps (total)
NPg Planning Scenario | Lct_BB5678_NPgAggregate | Number of | NPgN | STEN_1 | Number of heat pumps (total) | Stella North | STELLA NORTH | 1166 | 1679 | 2316 | 2914 | 4811 | 6881 | 9339 | 12318 | 18056 | 22306 | 26945 | 31540 | 37565 | 43458 | 49379 | 55174 | 60958 | 66942 | 73113 | 78866 | 84860 | 90339 | 95392 | 99691 | 103759 | 107483 | 111277 | 115104 | 116049 | 116662 | NPgN | GSP | NPg Planning Scenario | Number of heat pumps (total)
NPg Planning Scenario | Lct_BB5678_NPgAggregate | Number of | NPgN | STES_1 | Number of heat pumps (total) | Stella South | STELLA SOUTH | 932 | 1326 | 1776 | 2241 | 3372 | 4953 | 6964 | 9541 | 12374 | 15395 | 18428 | 21628 | 25619 | 29760 | 33882 | 38044 | 42134 | 46273 | 50662 | 54919 | 59406 | 63410 | 66990 | 70067 | 72917 | 75481 | 78094 | 80756 | 81407 | 81786 | NPgN | GSP | NPg Planning Scenario | Number of heat pumps (total)
NPg Planning Scenario | Lct_BB5678_NPgAggregate | Number of | NPgN | TYNE_1 | Number of heat pumps (total) | Tynemouth 1 | TYNEMOUTH | 875 | 1280 | 1793 | 2226 | 3695 | 5277 | 7242 | 9793 | 14578 | 18263 | 22149 | 26086 | 30947 | 36014 | 41125 | 46166 | 51161 | 56369 | 61659 | 66561 | 71670 | 76379 | 80696 | 84388 | 87879 | 91083 | 94335 | 97567 | 98281 | 98723 | NPgN | GSP | NPg Planning Scenario | Number of heat pumps (total)
NPg Planning Scenario | Lct_BB5678_NPgAggregate | Number of | NPgN | WBOL_6 | Number of heat pumps (total) | West Boldon | WEST BOLDON | 1158 | 1698 | 2358 | 2919 | 4729 | 6708 | 9174 | 12343 | 18713 | 23428 | 28540 | 33692 | 40590 | 47362 | 54360 | 61172 | 67881 | 74858 | 82097 | 88964 | 96152 | 102622 | 108504 | 113501 | 118198 | 122392 | 126710 | 131054 | 131978 | 132508 | NPgN | GSP | NPg Planning Scenario | Number of heat pumps (total)
NPg Planning Scenario | Lct_BB5678_NPgAggregate | Number of | NPgN | BRAW_1 | Number of heat pumps (total) | Bradford West | BRADFORD WEST | 2101 | 3037 | 4156 | 5369 | 8254 | 12610 | 17885 | 24497 | 31245 | 42951 | 51432 | 60825 | 71145 | 81762 | 95418 | 107351 | 119386 | 131731 | 144177 | 157327 | 169937 | 181694 | 191772 | 200940 | 209049 | 216435 | 224234 | 231711 | 233390 | 234380 | NPgY | GSP | NPg Planning Scenario | Number of heat pumps (total)
NPg Planning Scenario | Lct_BB5678_NPgAggregate | Number of | NPgN | CAMB_01 | Number of heat pumps (total) | Camblesforth | CAMBLESFORTH | 178 | 249 | 333 | 421 | 710 | 1083 | 1855 | 2626 | 3330 | 3738 | 4476 | 5143 | 5874 | 6633 | 7374 | 8244 | 9012 | 9899 | 10855 | 11629 | 12528 | 13332 | 14040 | 14663 | 15265 | 15785 | 16323 | 16845 | 16984 | 17066 | NPgY | GSP | NPg Planning Scenario | Number of heat pumps (total)
NPg Planning Scenario | Lct_BB5678_NPgAggregate | Number of | NPgN | CREB_1 | Number of heat pumps (total) | Creyke Beck | CREYKE BECK | 2640 | 3673 | 4896 | 6213 | 9482 | 14134 | 21173 | 29911 | 38743 | 45043 | 53986 | 62480 | 72502 | 83460 | 95274 | 106661 | 117823 | 129313 | 141725 | 152248 | 164358 | 175126 | 184944 | 193225 | 201086 | 208109 | 215087 | 222167 | 224072 | 225095 | NPgY | GSP | NPg Planning Scenario | Number of heat pumps (total)
NPg Planning Scenario | Lct_BB5678_NPgAggregate | Number of | NPgN | DRAX_YEDL | Number of heat pumps (total) | Drax | DRAX | 394 | 533 | 698 | 875 | 1451 | 2156 | 3635 | 5151 | 6542 | 6324 | 7486 | 8295 | 9337 | 10381 | 11247 | 12363 | 13349 | 14483 | 15804 | 16631 | 17832 | 18844 | 19796 | 20556 | 21357 | 22027 | 22671 | 23344 | 23587 | 23741 | NPgY | GSP | NPg Planning Scenario | Number of heat pumps (total)
NPg Planning Scenario | Lct_BB5678_NPgAggregate | Number of | NPgN | ELLA_1 | Number of heat pumps (total) | Elland | ELLAND | 1575 | 2302 | 3161 | 4087 | 6168 | 9354 | 13190 | 18215 | 23359 | 32287 | 38784 | 45940 | 53929 | 62220 | 72532 | 81704 | 90984 | 100426 | 110003 | 120005 | 129684 | 138669 | 146427 | 153432 | 159660 | 165340 | 171288 | 177033 | 178267 | 178973 | NPgY | GSP | NPg Planning Scenario | Number of heat pumps (total)
NPg Planning Scenario | Lct_BB5678_NPgAggregate | Number of | NPgN | FERRA2 | Number of heat pumps (total) | Ferrybridge A | FERRYBRIDGE A | 779 | 1104 | 1479 | 1859 | 3083 | 4193 | 5756 | 7849 | 10163 | 12098 | 14300 | 16731 | 19257 | 22276 | 25671 | 28629 | 31484 | 34423 | 37515 | 40086 | 43064 | 45747 | 48236 | 50337 | 52289 | 54079 | 55903 | 57732 | 58268 | 58591 | NPgY | GSP | NPg Planning Scenario | Number of heat pumps (total)
NPg Planning Scenario | Lct_BB5678_NPgAggregate | Number of | NPgN | FERRB9 | Number of heat pumps (total) | Ferrybridge B (_M) | FERRYBRIDGE B | 1368 | 2009 | 2770 | 3583 | 5709 | 8588 | 12221 | 16611 | 21161 | 26383 | 31286 | 36428 | 42014 | 48271 | 54993 | 61364 | 67648 | 74098 | 80876 | 86916 | 93568 | 99598 | 105043 | 109701 | 114022 | 117943 | 121914 | 125896 | 127039 | 127724 | NPgY | GSP | NPg Planning Scenario | Number of heat pumps (total)
NPg Planning Scenario | Lct_BB5678_NPgAggregate | Number of | NPgN | GRIW_1 | Number of heat pumps (total) | Grimsby West | GRIMSBY WEST | 756 | 1067 | 1434 | 1830 | 2793 | 4231 | 5970 | 8349 | 10954 | 14392 | 17325 | 20527 | 24029 | 27895 | 32299 | 36388 | 40388 | 44503 | 48777 | 52777 | 56966 | 60791 | 64197 | 67165 | 69903 | 72405 | 74935 | 77459 | 77996 | 78285 | NPgY | GSP | NPg Planning Scenario | Number of heat pumps (total)
NPg Planning Scenario | Lct_BB5678_NPgAggregate | Number of | NPgN | JORD_3 | Number of heat pumps (total) | Jordanthorpe | JORDANTHORPE | 265 | 390 | 538 | 699 | 1108 | 1795 | 2479 | 3366 | 4372 | 6443 | 7736 | 9239 | 10819 | 12607 | 14487 | 16289 | 18052 | 19845 | 21679 | 23389 | 25121 | 26733 | 28199 | 29472 | 30670 | 31795 | 32920 | 34056 | 34272 | 34409 | NPgY | GSP | NPg Planning Scenario | Number of heat pumps (total)
NPg Planning Scenario | Lct_BB5678_NPgAggregate | Number of | NPgN | KEAD_YEDL | Number of heat pumps (total) | Keadby | KEADBY | 1487 | 2033 | 2677 | 3357 | 5604 | 8337 | 14448 | 20613 | 26097 | 26942 | 32153 | 36354 | 41363 | 46799 | 51851 | 57636 | 62765 | 68566 | 75105 | 79556 | 85590 | 90816 | 95667 | 99695 | 103732 | 107165 | 110617 | 114059 | 115149 | 115760 | NPgY | GSP | NPg Planning Scenario | Number of heat pumps (total)
NPg Planning Scenario | Lct_BB5678_NPgAggregate | Number of | NPgN | KIRKB1 | Number of heat pumps (total) | Kirkstall B | KIRKSTALL B | 1039 | 1586 | 2234 | 2936 | 4397 | 6822 | 8819 | 11795 | 15221 | 21602 | 25747 | 30482 | 35636 | 41386 | 47320 | 53023 | 58846 | 64609 | 70537 | 76293 | 82131 | 87520 | 92371 | 96552 | 100404 | 104007 | 107584 | 111232 | 112078 | 112594 | NPgY | GSP | NPg Planning Scenario | Number of heat pumps (total)
NPg Planning Scenario | Lct_BB5678_NPgAggregate | Number of | NPgN | NEEP_3 | Number of heat pumps (total) | Neepsend | NEEPSEND | 426 | 615 | 837 | 1078 | 1652 | 2524 | 3369 | 4564 | 5913 | 8384 | 10031 | 11910 | 13955 | 15978 | 18892 | 21270 | 23737 | 26225 | 28690 | 31490 | 34060 | 36454 | 38478 | 40335 | 41948 | 43429 | 44993 | 46494 | 46824 | 47020 | NPgY | GSP | NPg Planning Scenario | Number of heat pumps (total)
NPg Planning Scenario | Lct_BB5678_NPgAggregate | Number of | NPgN | NORL_3 | Number of heat pumps (total) | Norton Lees | NORTON LEES | 381 | 558 | 765 | 988 | 1527 | 2386 | 3119 | 4198 | 5472 | 8369 | 10043 | 11998 | 14118 | 16245 | 19027 | 21410 | 23880 | 26342 | 28776 | 31502 | 33947 | 36246 | 38229 | 40035 | 41647 | 43159 | 44722 | 46254 | 46530 | 46714 | NPgY | GSP | NPg Planning Scenario | Number of heat pumps (total)
NPg Planning Scenario | Lct_BB5678_NPgAggregate | Number of | NPgN | PITS_BB_B | Number of heat pumps (total) | Pitsmoor | PITSMOOR 3/4 | 171 | 251 | 344 | 444 | 688 | 1055 | 1372 | 1830 | 2364 | 3580 | 4283 | 5112 | 5998 | 6981 | 8331 | 9384 | 10508 | 11586 | 12677 | 13816 | 14948 | 15981 | 16904 | 17712 | 18424 | 19084 | 19768 | 20436 | 20610 | 20697 | NPgY | GSP | NPg Planning Scenario | Number of heat pumps (total)
NPg Planning Scenario | Lct_BB5678_NPgAggregate | Number of | NPgN | SALT_1 | Number of heat pumps (total) | Saltend North | SALTEND NORTH | 342 | 479 | 639 | 806 | 1262 | 1816 | 2677 | 3768 | 4878 | 5871 | 7034 | 8212 | 9553 | 11062 | 12819 | 14380 | 15920 | 17485 | 19152 | 20600 | 22238 | 23703 | 25039 | 26176 | 27233 | 28182 | 29147 | 30108 | 30360 | 30494 | NPgY | GSP | NPg Planning Scenario | Number of heat pumps (total)
NPg Planning Scenario | Lct_BB5678_NPgAggregate | Number of | NPgN | SHEC_3 | Number of heat pumps (total) | Sheffield City | SHEFFIELD CITY | 260 | 368 | 494 | 630 | 920 | 1375 | 1764 | 2354 | 3052 | 4374 | 5231 | 6206 | 7276 | 8409 | 9867 | 11098 | 12398 | 13682 | 14983 | 16359 | 17692 | 18923 | 20008 | 20976 | 21841 | 22646 | 23470 | 24279 | 24488 | 24604 | NPgY | GSP | NPg Planning Scenario | Number of heat pumps (total)
NPg Planning Scenario | Lct_BB5678_NPgAggregate | Number of | NPgN | SKLGB1 | Number of heat pumps (total) | Skelton Grange | SKELTON GRANGE | 2441 | 3735 | 5258 | 6894 | 10344 | 15885 | 20499 | 27357 | 35238 | 50955 | 60773 | 72174 | 84438 | 97508 | 112443 | 126250 | 140380 | 154557 | 168855 | 183865 | 198295 | 211733 | 223441 | 233871 | 243214 | 251905 | 260776 | 269585 | 271574 | 272806 | NPgY | GSP | NPg Planning Scenario | Number of heat pumps (total)
NPg Planning Scenario | Lct_BB5678_NPgAggregate | Number of | NPgN | TEMP_3 | Number of heat pumps (total) | Templeborough | TEMPLEBOROUGH 275/33KV | 24 | 37 | 52 | 69 | 113 | 180 | 235 | 312 | 398 | 639 | 764 | 916 | 1073 | 1261 | 1448 | 1624 | 1802 | 1974 | 2151 | 2313 | 2478 | 2633 | 2777 | 2900 | 3016 | 3127 | 3237 | 3350 | 3373 | 3388 | NPgY | GSP | NPg Planning Scenario | Number of heat pumps (total)
NPg Planning Scenario | Lct_BB5678_NPgAggregate | Number of | NPgN | THUR_6 | Number of heat pumps (total) | Thurcroft | THURCROFT | 1138 | 1648 | 2233 | 2846 | 4376 | 6197 | 8588 | 11997 | 15690 | 18271 | 21785 | 25407 | 29507 | 34332 | 39537 | 44270 | 48926 | 53623 | 58676 | 62861 | 67852 | 72278 | 76366 | 79756 | 82917 | 85774 | 88605 | 91507 | 92335 | 92773 | NPgY | GSP | NPg Planning Scenario | Number of heat pumps (total)
NPg Planning Scenario | Lct_BB5678_NPgAggregate | Number of | NPgN | WMEL_THOM | Number of heat pumps (total) | Thorpe Marsh | WEST MELTON / THORPE MARSH | 2012 | 2885 | 3876 | 4891 | 7684 | 10635 | 14231 | 19525 | 25530 | 32760 | 39105 | 46320 | 53984 | 62929 | 73272 | 82289 | 91221 | 100268 | 109692 | 118209 | 127480 | 135908 | 143599 | 150229 | 156311 | 161926 | 167640 | 173339 | 174857 | 175713 | NPgY | GSP | NPg Planning Scenario | Number of heat pumps (total)
NPg Planning Scenario | Lct_BB5678_NPgAggregate | Number of | NPgN | WMEL_BB3 | Number of heat pumps (total) | West Melton | WEST MELTON SECTION 3 | 1956 | 2848 | 3892 | 4985 | 8013 | 11511 | 15855 | 21467 | 27423 | 34844 | 41281 | 48365 | 55975 | 64571 | 74800 | 83587 | 92435 | 101356 | 110601 | 119229 | 128453 | 136868 | 144447 | 151010 | 156953 | 162390 | 168010 | 173556 | 175176 | 176143 | NPgY | GSP | NPg Planning Scenario | Number of heat pumps (total)
NPg Planning Scenario | Lct_BB5678_NPgAggregate | Number of | NPgN | WIBA_3 | Number of heat pumps (total) | Wincobank | WINCOBANK | 75 | 115 | 162 | 211 | 315 | 478 | 616 | 831 | 1078 | 1463 | 1742 | 2052 | 2397 | 2791 | 3204 | 3588 | 3988 | 4376 | 4783 | 5163 | 5571 | 5940 | 6278 | 6562 | 6824 | 7068 | 7307 | 7554 | 7621 | 7658 | NPgY | GSP | NPg Planning Scenario | Number of heat pumps (total)
NG FES - System Transformation | Lct_BB5678_NPgAggregate | Number of | NPgN | BLYTB1 | Number of heat pumps (total) | Blyth 66kV | BLYTH 66kV | 1125 | 1556 | 1921 | 2316 | 2757 | 3230 | 3892 | 4575 | 5297 | 6051 | 6787 | 7356 | 7935 | 8554 | 9346 | 12338 | 14994 | 17726 | 20518 | 23378 | 26596 | 29629 | 32825 | 36220 | 39873 | 44095 | 47954 | 51840 | 55754 | 59153 | NPgN | GSP | NG FES - System Transformation | Number of heat pumps (total)
NG FES - System Transformation | Lct_BB5678_NPgAggregate | Number of | NPgN | BLYTH132 | Number of heat pumps (total) | Blyth 132kV | BLYTH 132kV | 472 | 591 | 685 | 788 | 946 | 1169 | 1493 | 1888 | 2308 | 2755 | 3210 | 3602 | 4006 | 4302 | 4675 | 5904 | 6896 | 7875 | 8846 | 9755 | 10592 | 11314 | 12084 | 12930 | 13842 | 14902 | 15840 | 16785 | 17748 | 18848 | NPgN | GSP | NG FES - System Transformation | Number of heat pumps (total)
NG FES - System Transformation | Lct_BB5678_NPgAggregate | Number of | NPgN | FOUR_1 | Number of heat pumps (total) | Fourstones | FOURSTONES | 122 | 150 | 173 | 199 | 248 | 339 | 471 | 642 | 823 | 1021 | 1220 | 1390 | 1566 | 1688 | 1838 | 2276 | 2614 | 2942 | 3264 | 3563 | 3836 | 4041 | 4262 | 4511 | 4789 | 5114 | 5381 | 5650 | 5928 | 6286 | NPgN | GSP | NG FES - System Transformation | Number of heat pumps (total)
NG FES - System Transformation | Lct_BB5678_NPgAggregate | Number of | NPgN | HARM_6 | Number of heat pumps (total) | Hart Moor | HARTMOOR | 577 | 804 | 999 | 1209 | 1443 | 1700 | 2061 | 2438 | 2836 | 3255 | 3662 | 3973 | 4288 | 4622 | 5053 | 6642 | 8061 | 9522 | 11015 | 12543 | 14261 | 15875 | 17582 | 19402 | 21380 | 23669 | 25751 | 27847 | 29922 | 31717 | NPgN | GSP | NG FES - System Transformation | Number of heat pumps (total)
NG FES - System Transformation | Lct_BB5678_NPgAggregate | Number of | NPgN | HAWP_6 | Number of heat pumps (total) | Hawthorn Pit | HAWTHORN PIT GRID | 583 | 815 | 1011 | 1223 | 1459 | 1715 | 2075 | 2448 | 2842 | 3254 | 3654 | 3961 | 4272 | 4617 | 5063 | 6831 | 8423 | 10065 | 11746 | 13466 | 15396 | 17250 | 19208 | 21292 | 23533 | 26123 | 28512 | 30916 | 33332 | 35532 | NPgN | GSP | NG FES - System Transformation | Number of heat pumps (total)
NG FES - System Transformation | Lct_BB5678_NPgAggregate | Number of | NPgN | KNARE_111 | Number of heat pumps (total) | Knaresborough | KNARESBOROUGH | 901 | 1162 | 1385 | 1627 | 1936 | 2288 | 2777 | 3302 | 3863 | 4450 | 5036 | 5527 | 6029 | 6521 | 7120 | 9095 | 10853 | 12645 | 14458 | 16286 | 18287 | 20159 | 22123 | 24199 | 26433 | 29017 | 31390 | 33779 | 36196 | 38620 | NPgN | GSP | NG FES - System Transformation | Number of heat pumps (total)
NG FES - System Transformation | Lct_BB5678_NPgAggregate | Number of | NPgN | LACK_6 | Number of heat pumps (total) | Lackenby | LACKENBY | 879 | 1214 | 1497 | 1804 | 2153 | 2545 | 3096 | 3680 | 4298 | 4950 | 5584 | 6078 | 6579 | 7114 | 7800 | 10347 | 12590 | 14897 | 17258 | 19670 | 22371 | 24933 | 27649 | 30570 | 33712 | 37349 | 40685 | 44043 | 47368 | 50460 | NPgN | GSP | NG FES - System Transformation | Number of heat pumps (total)
NG FES - System Transformation | Lct_BB5678_NPgAggregate | Number of | NPgN | NORT_1 | Number of heat pumps (total) | Norton | NORTON | 2589 | 3532 | 4341 | 5220 | 6250 | 7429 | 9079 | 10848 | 12722 | 14698 | 16641 | 18190 | 19767 | 21302 | 23237 | 29928 | 35803 | 41807 | 47904 | 54083 | 60910 | 67237 | 73926 | 81081 | 88865 | 97886 | 106068 | 114308 | 122541 | 129806 | NPgN | GSP | NG FES - System Transformation | Number of heat pumps (total)
NG FES - System Transformation | Lct_BB5678_NPgAggregate | Number of | NPgN | OFFE_3 | Number of heat pumps (total) | Offerton | OFFERTON | 217 | 310 | 392 | 481 | 583 | 698 | 856 | 1022 | 1197 | 1383 | 1562 | 1702 | 1844 | 2020 | 2246 | 3209 | 4157 | 5140 | 6141 | 7160 | 8293 | 9406 | 10568 | 11748 | 13032 | 14508 | 15876 | 17252 | 18635 | 19941 | NPgN | GSP | NG FES - System Transformation | Number of heat pumps (total)
NG FES - System Transformation | Lct_BB5678_NPgAggregate | Number of | NPgN | OSBA_1 | Number of heat pumps (total) | Osbaldwick | OSBALDWICK | 1904 | 2469 | 2944 | 3457 | 4088 | 4819 | 5846 | 6956 | 8134 | 9378 | 10598 | 11576 | 12568 | 13589 | 14862 | 19131 | 22905 | 26763 | 30676 | 34635 | 38997 | 43027 | 47283 | 51800 | 56705 | 62385 | 67533 | 72714 | 77947 | 83143 | NPgN | GSP | NG FES - System Transformation | Number of heat pumps (total)
NG FES - System Transformation | Lct_BB5678_NPgAggregate | Number of | NPgN | POPP_3 | Number of heat pumps (total) | Poppleton | POPPLETON | 260 | 360 | 446 | 540 | 648 | 768 | 935 | 1111 | 1297 | 1494 | 1685 | 1833 | 1984 | 2140 | 2337 | 3011 | 3623 | 4252 | 4890 | 5540 | 6268 | 6949 | 7670 | 8434 | 9278 | 10258 | 11150 | 12049 | 12937 | 13722 | NPgN | GSP | NG FES - System Transformation | Number of heat pumps (total)
NG FES - System Transformation | Lct_BB5678_NPgAggregate | Number of | NPgN | SALH_1 | Number of heat pumps (total) | Saltholme | SALTHOLME | 15 | 21 | 26 | 31 | 38 | 45 | 56 | 67 | 80 | 93 | 105 | 116 | 127 | 137 | 150 | 181 | 208 | 234 | 261 | 288 | 319 | 348 | 378 | 412 | 450 | 495 | 535 | 576 | 617 | 652 | NPgN | GSP | NG FES - System Transformation | Number of heat pumps (total)
NG FES - System Transformation | Lct_BB5678_NPgAggregate | Number of | NPgN | SSHI_3 | Number of heat pumps (total) | South Shields | SOUTH SHIELDS | 292 | 407 | 507 | 615 | 738 | 872 | 1059 | 1252 | 1455 | 1668 | 1875 | 2035 | 2196 | 2385 | 2627 | 3594 | 4493 | 5425 | 6377 | 7352 | 8449 | 9506 | 10616 | 11767 | 13011 | 14447 | 15766 | 17093 | 18413 | 19645 | NPgN | GSP | NG FES - System Transformation | Number of heat pumps (total)
NG FES - System Transformation | Lct_BB5678_NPgAggregate | Number of | NPgN | KIELD01 and SPAD20 | Number of heat pumps (total) | 0 | SPADEADAM | 53 | 65 | 75 | 87 | 105 | 136 | 181 | 236 | 296 | 360 | 424 | 478 | 534 | 575 | 626 | 768 | 879 | 987 | 1094 | 1196 | 1295 | 1372 | 1456 | 1553 | 1661 | 1788 | 1896 | 2004 | 2116 | 2256 | NPgN | GSP | NG FES - System Transformation | Number of heat pumps (total)
NG FES - System Transformation | Lct_BB5678_NPgAggregate | Number of | NPgN | SPEN_1 | Number of heat pumps (total) | Spennymoor | SPENNYMOOR | 1904 | 2485 | 2951 | 3452 | 4039 | 4702 | 5647 | 6653 | 7716 | 8833 | 9917 | 10749 | 11591 | 12477 | 13596 | 17461 | 20808 | 24232 | 27719 | 31274 | 35253 | 38922 | 42835 | 47085 | 51697 | 57051 | 61934 | 66852 | 71824 | 76850 | NPgN | GSP | NG FES - System Transformation | Number of heat pumps (total)
NG FES - System Transformation | Lct_BB5678_NPgAggregate | Number of | NPgN | STEN_1 | Number of heat pumps (total) | Stella North | STELLA NORTH | 1109 | 1520 | 1876 | 2262 | 2707 | 3213 | 3926 | 4684 | 5485 | 6335 | 7155 | 7783 | 8416 | 9119 | 10003 | 12993 | 15661 | 18413 | 21225 | 24104 | 27351 | 30403 | 33657 | 37153 | 40988 | 45440 | 49496 | 53580 | 57690 | 61619 | NPgN | GSP | NG FES - System Transformation | Number of heat pumps (total)
NG FES - System Transformation | Lct_BB5678_NPgAggregate | Number of | NPgN | STES_1 | Number of heat pumps (total) | Stella South | STELLA SOUTH | 915 | 1232 | 1498 | 1786 | 2122 | 2501 | 3033 | 3600 | 4199 | 4830 | 5447 | 5931 | 6423 | 6950 | 7622 | 10143 | 12395 | 14706 | 17062 | 19462 | 22135 | 24649 | 27293 | 30080 | 33075 | 36535 | 39689 | 42863 | 46047 | 49008 | NPgN | GSP | NG FES - System Transformation | Number of heat pumps (total)
NG FES - System Transformation | Lct_BB5678_NPgAggregate | Number of | NPgN | TYNE_1 | Number of heat pumps (total) | Tynemouth 1 | TYNEMOUTH | 883 | 1253 | 1576 | 1926 | 2316 | 2734 | 3318 | 3916 | 4548 | 5208 | 5850 | 6345 | 6847 | 7383 | 8064 | 10544 | 12792 | 15110 | 17476 | 19904 | 22646 | 25260 | 28028 | 30974 | 34195 | 37927 | 41361 | 44820 | 48270 | 51329 | NPgN | GSP | NG FES - System Transformation | Number of heat pumps (total)
NG FES - System Transformation | Lct_BB5678_NPgAggregate | Number of | NPgN | WBOL_6 | Number of heat pumps (total) | West Boldon | WEST BOLDON | 1112 | 1579 | 1983 | 2422 | 2911 | 3436 | 4169 | 4922 | 5717 | 6548 | 7354 | 7973 | 8600 | 9310 | 10222 | 13846 | 17165 | 20599 | 24116 | 27725 | 31794 | 35717 | 39849 | 44213 | 48908 | 54331 | 59324 | 64349 | 69344 | 73874 | NPgN | GSP | NG FES - System Transformation | Number of heat pumps (total)
NG FES - System Transformation | Lct_BB5678_NPgAggregate | Number of | NPgN | BRAW_1 | Number of heat pumps (total) | Bradford West | BRADFORD WEST | 1991 | 2719 | 3329 | 4002 | 4746 | 5708 | 7002 | 8372 | 9830 | 11365 | 12919 | 14107 | 15310 | 16548 | 18193 | 24641 | 30290 | 36100 | 42003 | 47989 | 55114 | 61462 | 68229 | 75389 | 83039 | 92430 | 100593 | 108852 | 117119 | 124874 | NPgY | GSP | NG FES - System Transformation | Number of heat pumps (total)
NG FES - System Transformation | Lct_BB5678_NPgAggregate | Number of | NPgN | CAMB_01 | Number of heat pumps (total) | Camblesforth | CAMBLESFORTH | 180 | 235 | 282 | 331 | 386 | 470 | 589 | 726 | 877 | 1036 | 1203 | 1340 | 1480 | 1627 | 1778 | 2343 | 2805 | 3270 | 3738 | 4209 | 4726 | 5152 | 5600 | 6078 | 6597 | 7231 | 7781 | 8335 | 8889 | 9427 | NPgY | GSP | NG FES - System Transformation | Number of heat pumps (total)
NG FES - System Transformation | Lct_BB5678_NPgAggregate | Number of | NPgN | CREB_1 | Number of heat pumps (total) | Creyke Beck | CREYKE BECK | 2900 | 3787 | 4529 | 5326 | 6201 | 7313 | 8830 | 10474 | 12208 | 14036 | 15889 | 17353 | 18846 | 20383 | 22205 | 29238 | 35045 | 40970 | 46996 | 53120 | 60298 | 66588 | 73155 | 80114 | 87654 | 96806 | 104761 | 112756 | 120736 | 128204 | NPgY | GSP | NG FES - System Transformation | Number of heat pumps (total)
NG FES - System Transformation | Lct_BB5678_NPgAggregate | Number of | NPgN | DRAX_YEDL | Number of heat pumps (total) | Drax | DRAX | 433 | 547 | 640 | 737 | 843 | 999 | 1224 | 1479 | 1759 | 2055 | 2361 | 2604 | 2852 | 3111 | 3373 | 4287 | 4985 | 5684 | 6386 | 7097 | 7881 | 8517 | 9154 | 9849 | 10627 | 11574 | 12398 | 13200 | 14000 | 14798 | NPgY | GSP | NG FES - System Transformation | Number of heat pumps (total)
NG FES - System Transformation | Lct_BB5678_NPgAggregate | Number of | NPgN | ELLA_1 | Number of heat pumps (total) | Elland | ELLAND | 1529 | 2101 | 2582 | 3113 | 3699 | 4431 | 5408 | 6437 | 7520 | 8660 | 9809 | 10692 | 11587 | 12505 | 13724 | 18585 | 22857 | 27254 | 31725 | 36259 | 41676 | 46522 | 51694 | 57153 | 62982 | 70125 | 76334 | 82635 | 88932 | 94739 | NPgY | GSP | NG FES - System Transformation | Number of heat pumps (total)
NG FES - System Transformation | Lct_BB5678_NPgAggregate | Number of | NPgN | FERRA2 | Number of heat pumps (total) | Ferrybridge A | FERRYBRIDGE A | 797 | 1044 | 1247 | 1456 | 1681 | 1960 | 2351 | 2769 | 3211 | 3678 | 4144 | 4486 | 4834 | 5192 | 5656 | 7380 | 8751 | 10154 | 11589 | 13053 | 14804 | 16346 | 17951 | 19693 | 21626 | 23974 | 26025 | 28068 | 30119 | 32115 | NPgY | GSP | NG FES - System Transformation | Number of heat pumps (total)
NG FES - System Transformation | Lct_BB5678_NPgAggregate | Number of | NPgN | FERRB9 | Number of heat pumps (total) | Ferrybridge B (_M) | FERRYBRIDGE B | 1287 | 1761 | 2157 | 2589 | 3062 | 3677 | 4518 | 5420 | 6390 | 7411 | 8450 | 9240 | 10044 | 10875 | 11898 | 15724 | 18854 | 22058 | 25324 | 28647 | 32570 | 36006 | 39623 | 43510 | 47767 | 52953 | 57470 | 61977 | 66489 | 70663 | NPgY | GSP | NG FES - System Transformation | Number of heat pumps (total)
NG FES - System Transformation | Lct_BB5678_NPgAggregate | Number of | NPgN | GRIW_1 | Number of heat pumps (total) | Grimsby West | GRIMSBY WEST | 805 | 1075 | 1301 | 1545 | 1813 | 2139 | 2581 | 3055 | 3547 | 4066 | 4586 | 4991 | 5403 | 5824 | 6355 | 8493 | 10318 | 12189 | 14091 | 16023 | 18302 | 20322 | 22477 | 24761 | 27225 | 30229 | 32842 | 35504 | 38168 | 40675 | NPgY | GSP | NG FES - System Transformation | Number of heat pumps (total)
NG FES - System Transformation | Lct_BB5678_NPgAggregate | Number of | NPgN | JORD_3 | Number of heat pumps (total) | Jordanthorpe | JORDANTHORPE | 237 | 336 | 419 | 511 | 611 | 737 | 910 | 1095 | 1291 | 1497 | 1704 | 1859 | 2016 | 2177 | 2381 | 3139 | 3775 | 4428 | 5092 | 5766 | 6566 | 7268 | 8040 | 8882 | 9816 | 10960 | 11958 | 12980 | 14003 | 14990 | NPgY | GSP | NG FES - System Transformation | Number of heat pumps (total)
NG FES - System Transformation | Lct_BB5678_NPgAggregate | Number of | NPgN | KEAD_YEDL | Number of heat pumps (total) | Keadby | KEADBY | 1567 | 2010 | 2375 | 2760 | 3181 | 3824 | 4734 | 5771 | 6916 | 8125 | 9379 | 10396 | 11438 | 12522 | 13650 | 17771 | 20996 | 24239 | 27507 | 30818 | 34482 | 37515 | 40633 | 43980 | 47667 | 52139 | 56026 | 59885 | 63754 | 67580 | NPgY | GSP | NG FES - System Transformation | Number of heat pumps (total)
NG FES - System Transformation | Lct_BB5678_NPgAggregate | Number of | NPgN | KIRKB1 | Number of heat pumps (total) | Kirkstall B | KIRKSTALL B | 919 | 1328 | 1672 | 2058 | 2482 | 2987 | 3656 | 4349 | 5072 | 5833 | 6596 | 7166 | 7744 | 8336 | 9104 | 11980 | 14407 | 16906 | 19456 | 22051 | 25202 | 28017 | 31033 | 34272 | 37813 | 42139 | 45905 | 49702 | 53487 | 56807 | NPgY | GSP | NG FES - System Transformation | Number of heat pumps (total)
NG FES - System Transformation | Lct_BB5678_NPgAggregate | Number of | NPgN | NEEP_3 | Number of heat pumps (total) | Neepsend | NEEPSEND | 402 | 551 | 675 | 811 | 961 | 1147 | 1396 | 1657 | 1931 | 2219 | 2507 | 2722 | 2939 | 3161 | 3478 | 4762 | 5917 | 7111 | 8327 | 9560 | 11036 | 12364 | 13781 | 15276 | 16865 | 18818 | 20517 | 22236 | 23955 | 25585 | NPgY | GSP | NG FES - System Transformation | Number of heat pumps (total)
NG FES - System Transformation | Lct_BB5678_NPgAggregate | Number of | NPgN | NORL_3 | Number of heat pumps (total) | Norton Lees | NORTON LEES | 341 | 480 | 595 | 721 | 860 | 1028 | 1255 | 1493 | 1740 | 2000 | 2258 | 2445 | 2634 | 2826 | 3100 | 4158 | 5115 | 6104 | 7110 | 8128 | 9358 | 10461 | 11660 | 12946 | 14334 | 16048 | 17542 | 19064 | 20579 | 22031 | NPgY | GSP | NG FES - System Transformation | Number of heat pumps (total)
NG FES - System Transformation | Lct_BB5678_NPgAggregate | Number of | NPgN | PITS_BB_B | Number of heat pumps (total) | Pitsmoor | PITSMOOR 3/4 | 150 | 210 | 260 | 316 | 377 | 454 | 558 | 666 | 780 | 900 | 1020 | 1110 | 1200 | 1293 | 1429 | 1985 | 2470 | 2975 | 3493 | 4021 | 4658 | 5235 | 5857 | 6514 | 7222 | 8083 | 8831 | 9589 | 10346 | 11070 | NPgY | GSP | NG FES - System Transformation | Number of heat pumps (total)
NG FES - System Transformation | Lct_BB5678_NPgAggregate | Number of | NPgN | SALT_1 | Number of heat pumps (total) | Saltend North | SALTEND NORTH | 373 | 487 | 581 | 681 | 790 | 927 | 1115 | 1318 | 1531 | 1756 | 1983 | 2158 | 2336 | 2519 | 2751 | 3668 | 4429 | 5209 | 6004 | 6815 | 7772 | 8621 | 9512 | 10458 | 11484 | 12728 | 13811 | 14903 | 15992 | 17035 | NPgY | GSP | NG FES - System Transformation | Number of heat pumps (total)
NG FES - System Transformation | Lct_BB5678_NPgAggregate | Number of | NPgN | SHEC_3 | Number of heat pumps (total) | Sheffield City | SHEFFIELD CITY | 239 | 322 | 392 | 470 | 557 | 669 | 815 | 969 | 1130 | 1300 | 1471 | 1605 | 1741 | 1879 | 2063 | 2737 | 3324 | 3929 | 4546 | 5171 | 5926 | 6599 | 7316 | 8071 | 8876 | 9865 | 10718 | 11582 | 12438 | 13229 | NPgY | GSP | NG FES - System Transformation | Number of heat pumps (total)
NG FES - System Transformation | Lct_BB5678_NPgAggregate | Number of | NPgN | SKLGB1 | Number of heat pumps (total) | Skelton Grange | SKELTON GRANGE | 2172 | 3120 | 3919 | 4811 | 5795 | 6972 | 8534 | 10154 | 11846 | 13627 | 15415 | 16758 | 18117 | 19511 | 21366 | 28515 | 34732 | 41144 | 47676 | 54307 | 62315 | 69483 | 77162 | 85341 | 94165 | 104982 | 114397 | 123902 | 133364 | 141760 | NPgY | GSP | NG FES - System Transformation | Number of heat pumps (total)
NG FES - System Transformation | Lct_BB5678_NPgAggregate | Number of | NPgN | TEMP_3 | Number of heat pumps (total) | Templeborough | TEMPLEBOROUGH 275/33KV | 19 | 29 | 37 | 46 | 55 | 67 | 83 | 99 | 117 | 136 | 154 | 167 | 181 | 194 | 213 | 279 | 334 | 390 | 448 | 507 | 580 | 644 | 716 | 796 | 887 | 998 | 1095 | 1193 | 1292 | 1386 | NPgY | GSP | NG FES - System Transformation | Number of heat pumps (total)
NG FES - System Transformation | Lct_BB5678_NPgAggregate | Number of | NPgN | THUR_6 | Number of heat pumps (total) | Thurcroft | THURCROFT | 1229 | 1640 | 1985 | 2348 | 2745 | 3205 | 3830 | 4493 | 5176 | 5897 | 6616 | 7163 | 7720 | 8292 | 9025 | 11972 | 14380 | 16848 | 19375 | 21956 | 25047 | 27812 | 30686 | 33735 | 37052 | 41059 | 44552 | 48053 | 51545 | 54723 | NPgY | GSP | NG FES - System Transformation | Number of heat pumps (total)
NG FES - System Transformation | Lct_BB5678_NPgAggregate | Number of | NPgN | WMEL_THOM | Number of heat pumps (total) | Thorpe Marsh | WEST MELTON / THORPE MARSH | 2065 | 2744 | 3309 | 3901 | 4551 | 5336 | 6401 | 7531 | 8708 | 9948 | 11189 | 12134 | 13093 | 14078 | 15377 | 20327 | 24437 | 28659 | 32975 | 37373 | 42655 | 47363 | 52328 | 57620 | 63379 | 70378 | 76468 | 82617 | 88746 | 94529 | NPgY | GSP | NG FES - System Transformation | Number of heat pumps (total)
NG FES - System Transformation | Lct_BB5678_NPgAggregate | Number of | NPgN | WMEL_BB3 | Number of heat pumps (total) | West Melton | WEST MELTON SECTION 3 | 1874 | 2529 | 3074 | 3657 | 4294 | 5101 | 6204 | 7374 | 8622 | 9937 | 11264 | 12250 | 13249 | 14282 | 15653 | 20817 | 25085 | 29475 | 33965 | 38542 | 44036 | 48920 | 54055 | 59560 | 65573 | 72894 | 79275 | 85648 | 92030 | 98045 | NPgY | GSP | NG FES - System Transformation | Number of heat pumps (total)
NG FES - System Transformation | Lct_BB5678_NPgAggregate | Number of | NPgN | WIBA_3 | Number of heat pumps (total) | Wincobank | WINCOBANK | 69 | 98 | 123 | 151 | 182 | 219 | 267 | 316 | 368 | 422 | 477 | 518 | 560 | 603 | 659 | 875 | 1056 | 1242 | 1433 | 1628 | 1865 | 2078 | 2303 | 2543 | 2805 | 3122 | 3398 | 3676 | 3951 | 4189 | NPgY | GSP | NG FES - System Transformation | Number of heat pumps (total)
NG FES - Consumer Transformation | Dem_BB004 | GWh | NPgN | BLYTB1 | HPs - Domestic (GWh) | Blyth 66kV | BLYTH 66kV | 3.75 | 6.06 | 7.82 | 9.35 | 10.83 | 13.81 | 18.28 | 24.69 | 35.88 | 49.86 | 66.49 | 84.78 | 103.17 | 121.51 | 142.78 | 165.98 | 187.23 | 208.27 | 230.39 | 251.44 | 270.57 | 285.38 | 296.54 | 304.17 | 309.56 | 313.14 | 316.69 | 319.87 | 322.38 | 321.83 | NPgN | GSP | NG FES - Consumer Transformation | HPs - Domestic (GWh)
NG FES - Consumer Transformation | Dem_BB004 | GWh | NPgN | BLYTH132 | HPs - Domestic (GWh) | Blyth 132kV | BLYTH 132kV | 1.6 | 2.26 | 2.75 | 3.38 | 3.97 | 5.48 | 8.36 | 12.71 | 18.27 | 23.74 | 30.44 | 36.98 | 43.5 | 48.65 | 54.05 | 59.68 | 64.3 | 68.99 | 74.1 | 78.99 | 83.44 | 86.88 | 89.48 | 91.23 | 92.46 | 93.28 | 94.19 | 95.09 | 95.84 | 95.72 | NPgN | GSP | NG FES - Consumer Transformation | HPs - Domestic (GWh)
NG FES - Consumer Transformation | Dem_BB004 | GWh | NPgN | FOUR_1 | HPs - Domestic (GWh) | Fourstones | FOURSTONES | 0.35 | 0.49 | 0.59 | 0.87 | 1.14 | 1.89 | 3.39 | 5.61 | 8 | 10.25 | 12.98 | 15.45 | 17.89 | 19.68 | 21.42 | 23.01 | 23.86 | 24.74 | 25.73 | 26.67 | 27.54 | 28.2 | 28.69 | 29.02 | 29.25 | 29.4 | 29.58 | 29.75 | 29.89 | 29.86 | NPgN | GSP | NG FES - Consumer Transformation | HPs - Domestic (GWh)
NG FES - Consumer Transformation | Dem_BB004 | GWh | NPgN | HARM_6 | HPs - Domestic (GWh) | Hart Moor | HARTMOOR | 1.82 | 3 | 3.92 | 4.74 | 5.54 | 7.17 | 9.67 | 13.29 | 19.61 | 27.46 | 36.55 | 46.39 | 56.31 | 66.28 | 77.83 | 90.45 | 102.01 | 113.46 | 125.48 | 136.79 | 147.07 | 155.01 | 160.98 | 165.07 | 168 | 169.98 | 171.96 | 173.74 | 175.15 | 174.93 | NPgN | GSP | NG FES - Consumer Transformation | HPs - Domestic (GWh)
NG FES - Consumer Transformation | Dem_BB004 | GWh | NPgN | HAWP_6 | HPs - Domestic (GWh) | Hawthorn Pit | HAWTHORN PIT GRID | 1.95 | 3.23 | 4.21 | 5.07 | 5.9 | 7.57 | 10.09 | 13.7 | 20.76 | 29.65 | 40.39 | 52.39 | 64.51 | 76.68 | 90.76 | 106.19 | 120.32 | 134.31 | 149.02 | 163 | 175.7 | 185.45 | 192.75 | 197.69 | 201.17 | 203.47 | 205.84 | 208.01 | 209.71 | 209.28 | NPgN | GSP | NG FES - Consumer Transformation | HPs - Domestic (GWh)
NG FES - Consumer Transformation | Dem_BB004 | GWh | NPgN | KNARE_111 | HPs - Domestic (GWh) | Knaresborough | KNARESBOROUGH | 2.83 | 4.26 | 5.38 | 6.4 | 7.38 | 9.43 | 12.65 | 17.25 | 25.67 | 35.73 | 48.26 | 62.31 | 76.43 | 90.13 | 105.66 | 122.47 | 137.46 | 152.28 | 167.96 | 182.87 | 196.35 | 206.58 | 214.1 | 219.07 | 222.53 | 224.75 | 227.12 | 229.34 | 231.03 | 230.31 | NPgN | GSP | NG FES - Consumer Transformation | HPs - Domestic (GWh)
NG FES - Consumer Transformation | Dem_BB004 | GWh | NPgN | LACK_6 | HPs - Domestic (GWh) | Lackenby | LACKENBY | 2.83 | 4.63 | 6.02 | 7.29 | 8.51 | 11.04 | 14.99 | 20.68 | 31.23 | 44.31 | 59.94 | 77.3 | 94.84 | 112.28 | 132.26 | 154.12 | 174.04 | 193.74 | 214.48 | 234.01 | 251.73 | 265.3 | 275.47 | 282.34 | 287.19 | 290.44 | 293.81 | 296.93 | 299.37 | 298.81 | NPgN | GSP | NG FES - Consumer Transformation | HPs - Domestic (GWh)
NG FES - Consumer Transformation | Dem_BB004 | GWh | NPgN | NORT_1 | HPs - Domestic (GWh) | Norton | NORTON | 8.12 | 13.08 | 16.92 | 20.57 | 24.11 | 31.56 | 43.36 | 60.45 | 88.92 | 122.72 | 162.75 | 205.73 | 248.95 | 291.16 | 339.23 | 391.28 | 438.14 | 484.49 | 533.34 | 579.5 | 621.33 | 653.43 | 677.36 | 693.59 | 705.13 | 712.86 | 720.58 | 727.52 | 732.85 | 731.59 | NPgN | GSP | NG FES - Consumer Transformation | HPs - Domestic (GWh)
NG FES - Consumer Transformation | Dem_BB004 | GWh | NPgN | OFFE_3 | HPs - Domestic (GWh) | Offerton | OFFERTON | 0.58 | 1.06 | 1.45 | 1.81 | 2.15 | 2.84 | 3.88 | 5.38 | 8.88 | 13.55 | 19.31 | 25.67 | 32.11 | 38.83 | 46.88 | 55.72 | 63.81 | 71.86 | 80.31 | 88.38 | 95.74 | 101.46 | 105.7 | 108.61 | 110.68 | 112.03 | 113.45 | 114.79 | 115.9 | 115.65 | NPgN | GSP | NG FES - Consumer Transformation | HPs - Domestic (GWh)
NG FES - Consumer Transformation | Dem_BB004 | GWh | NPgN | OSBA_1 | HPs - Domestic (GWh) | Osbaldwick | OSBALDWICK | 5.95 | 8.94 | 11.28 | 13.43 | 15.49 | 19.83 | 26.8 | 36.89 | 53.57 | 74.13 | 98.69 | 125.04 | 151.51 | 177.48 | 207.39 | 239.91 | 269.34 | 298.55 | 329.35 | 358.74 | 385.5 | 406.2 | 421.75 | 432.38 | 439.93 | 444.97 | 450.32 | 455.41 | 459.59 | 458.93 | NPgN | GSP | NG FES - Consumer Transformation | HPs - Domestic (GWh)
NG FES - Consumer Transformation | Dem_BB004 | GWh | NPgN | POPP_3 | HPs - Domestic (GWh) | Poppleton | POPPLETON | 0.73 | 1.23 | 1.62 | 1.98 | 2.33 | 3.04 | 4.13 | 5.71 | 8.65 | 12.29 | 16.57 | 21.19 | 25.85 | 30.58 | 36.04 | 42.01 | 47.47 | 52.87 | 58.54 | 63.87 | 68.7 | 72.4 | 75.14 | 76.99 | 78.33 | 79.23 | 80.14 | 80.97 | 81.62 | 81.48 | NPgN | GSP | NG FES - Consumer Transformation | HPs - Domestic (GWh)
NG FES - Consumer Transformation | Dem_BB004 | GWh | NPgN | SALH_1 | HPs - Domestic (GWh) | Saltholme | SALTHOLME | 0.03 | 0.06 | 0.08 | 0.1 | 0.12 | 0.16 | 0.22 | 0.3 | 0.47 | 0.68 | 0.92 | 1.19 | 1.46 | 1.73 | 2.03 | 2.36 | 2.67 | 2.96 | 3.27 | 3.57 | 3.83 | 4.02 | 4.17 | 4.26 | 4.32 | 4.37 | 4.41 | 4.45 | 4.48 | 4.47 | NPgN | GSP | NG FES - Consumer Transformation | HPs - Domestic (GWh)
NG FES - Consumer Transformation | Dem_BB004 | GWh | NPgN | SSHI_3 | HPs - Domestic (GWh) | South Shields | SOUTH SHIELDS | 0.73 | 1.27 | 1.71 | 2.09 | 2.45 | 3.19 | 4.3 | 5.88 | 9.11 | 13.31 | 18.34 | 23.95 | 29.62 | 35.41 | 42.24 | 49.72 | 56.58 | 63.39 | 70.53 | 77.28 | 83.42 | 88.18 | 91.73 | 94.16 | 95.88 | 97.02 | 98.19 | 99.28 | 100.17 | 99.98 | NPgN | GSP | NG FES - Consumer Transformation | HPs - Domestic (GWh)
NG FES - Consumer Transformation | Dem_BB004 | GWh | NPgN | KIELD01 and SPAD20 | HPs - Domestic (GWh) | 0 | SPADEADAM | 0.16 | 0.23 | 0.28 | 0.38 | 0.47 | 0.71 | 1.18 | 1.88 | 2.71 | 3.55 | 4.56 | 5.55 | 6.53 | 7.34 | 8.17 | 8.98 | 9.55 | 10.11 | 10.73 | 11.32 | 11.85 | 12.24 | 12.53 | 12.72 | 12.85 | 12.94 | 13.04 | 13.13 | 13.21 | 13.18 | NPgN | GSP | NG FES - Consumer Transformation | HPs - Domestic (GWh)
NG FES - Consumer Transformation | Dem_BB004 | GWh | NPgN | SPEN_1 | HPs - Domestic (GWh) | Spennymoor | SPENNYMOOR | 6.74 | 10.04 | 12.53 | 14.78 | 16.92 | 21.36 | 28.4 | 38.5 | 55.41 | 76.32 | 101.29 | 128.78 | 156.44 | 183.59 | 214.44 | 247.94 | 278.13 | 307.95 | 339.43 | 369.41 | 396.63 | 417.44 | 433.03 | 443.52 | 450.94 | 455.9 | 461.19 | 466.22 | 470.22 | 469.36 | NPgN | GSP | NG FES - Consumer Transformation | HPs - Domestic (GWh)
NG FES - Consumer Transformation | Dem_BB004 | GWh | NPgN | STEN_1 | HPs - Domestic (GWh) | Stella North | STELLA NORTH | 2.82 | 4.77 | 6.35 | 7.8 | 9.2 | 12.08 | 16.58 | 23.09 | 35.21 | 50.52 | 68.92 | 88.65 | 108.35 | 128.31 | 151.3 | 176.5 | 199.62 | 222.46 | 246.48 | 269.33 | 290.06 | 305.98 | 317.87 | 325.97 | 331.8 | 335.77 | 339.91 | 343.79 | 346.89 | 346.46 | NPgN | GSP | NG FES - Consumer Transformation | HPs - Domestic (GWh)
NG FES - Consumer Transformation | Dem_BB004 | GWh | NPgN | STES_1 | HPs - Domestic (GWh) | Stella South | STELLA SOUTH | 3.01 | 4.72 | 6.03 | 7.24 | 8.4 | 10.83 | 14.64 | 20.13 | 29.51 | 41.33 | 55.46 | 70.88 | 86.43 | 101.88 | 119.87 | 139.46 | 157.19 | 174.82 | 193.36 | 211.01 | 227.1 | 239.6 | 249.05 | 255.54 | 260.11 | 263.14 | 266.28 | 269.19 | 271.58 | 271.16 | NPgN | GSP | NG FES - Consumer Transformation | HPs - Domestic (GWh)
NG FES - Consumer Transformation | Dem_BB004 | GWh | NPgN | TYNE_1 | HPs - Domestic (GWh) | Tynemouth 1 | TYNEMOUTH | 2.37 | 4.16 | 5.58 | 6.83 | 8.05 | 10.46 | 14.01 | 19.08 | 29.34 | 42.03 | 57.35 | 74.39 | 91.53 | 108.89 | 128.84 | 150.69 | 170.7 | 190.44 | 211.19 | 230.76 | 248.44 | 261.91 | 271.82 | 278.48 | 283.21 | 286.35 | 289.51 | 292.33 | 294.44 | 293.76 | NPgN | GSP | NG FES - Consumer Transformation | HPs - Domestic (GWh)
NG FES - Consumer Transformation | Dem_BB004 | GWh | NPgN | WBOL_6 | HPs - Domestic (GWh) | West Boldon | WEST BOLDON | 3.1 | 5.43 | 7.26 | 8.87 | 10.43 | 13.56 | 18.2 | 24.85 | 38.38 | 55.59 | 76.39 | 99.58 | 122.96 | 146.68 | 174.29 | 204.55 | 232.3 | 259.77 | 288.62 | 315.85 | 340.57 | 359.61 | 373.83 | 383.49 | 390.31 | 394.83 | 399.43 | 403.65 | 406.96 | 406.14 | NPgN | GSP | NG FES - Consumer Transformation | HPs - Domestic (GWh)
NG FES - Consumer Transformation | Dem_BB004 | GWh | NPgN | BRAW_1 | HPs - Domestic (GWh) | Bradford West | BRADFORD WEST | 5.99 | 9.95 | 12.96 | 15.81 | 18.56 | 24.77 | 34.25 | 47.48 | 73.21 | 105.78 | 149.87 | 195.82 | 240.92 | 286.09 | 339.17 | 397.09 | 449.85 | 501.92 | 553.68 | 607.73 | 655.76 | 693.63 | 720.79 | 739.26 | 752.47 | 763.29 | 773.06 | 782.1 | 789.12 | 787.75 | NPgY | GSP | NG FES - Consumer Transformation | HPs - Domestic (GWh)
NG FES - Consumer Transformation | Dem_BB004 | GWh | NPgN | CAMB_01 | HPs - Domestic (GWh) | Camblesforth | CAMBLESFORTH | 0.58 | 0.89 | 1.13 | 1.37 | 1.6 | 2.19 | 3.16 | 4.63 | 6.98 | 9.56 | 13.1 | 16.58 | 19.98 | 23.2 | 26.63 | 30.33 | 33.65 | 36.92 | 40.21 | 43.68 | 46.76 | 49.18 | 50.92 | 52.1 | 52.94 | 53.63 | 54.25 | 54.84 | 55.31 | 55.22 | NPgY | GSP | NG FES - Consumer Transformation | HPs - Domestic (GWh)
NG FES - Consumer Transformation | Dem_BB004 | GWh | NPgN | CREB_1 | HPs - Domestic (GWh) | Creyke Beck | CREYKE BECK | 10.01 | 14.98 | 18.67 | 22.03 | 25.27 | 32.68 | 44.07 | 60.11 | 86.71 | 118.35 | 161.33 | 205.33 | 248.22 | 289.49 | 336.46 | 387.2 | 432.99 | 478.23 | 523.21 | 570.12 | 611.72 | 644.52 | 668.35 | 684.54 | 695.92 | 705.21 | 713.6 | 721.27 | 727.13 | 725.85 | NPgY | GSP | NG FES - Consumer Transformation | HPs - Domestic (GWh)
NG FES - Consumer Transformation | Dem_BB004 | GWh | NPgN | DRAX_YEDL | HPs - Domestic (GWh) | Drax | DRAX | 1.56 | 2.19 | 2.66 | 3.14 | 3.59 | 4.74 | 6.64 | 9.49 | 13.18 | 17.12 | 22.21 | 26.87 | 31.36 | 35.42 | 39.59 | 44 | 47.86 | 51.67 | 55.51 | 59.57 | 63.19 | 66.07 | 68.22 | 69.72 | 70.8 | 71.7 | 72.52 | 73.32 | 74.01 | 74.02 | NPgY | GSP | NG FES - Consumer Transformation | HPs - Domestic (GWh)
NG FES - Consumer Transformation | Dem_BB004 | GWh | NPgN | ELLA_1 | HPs - Domestic (GWh) | Elland | ELLAND | 4.71 | 7.86 | 10.23 | 12.41 | 14.53 | 19.26 | 26.35 | 36.12 | 55.7 | 80.4 | 114.26 | 149.79 | 184.65 | 219.51 | 260.52 | 305.24 | 345.92 | 386.06 | 425.91 | 467.45 | 504.29 | 533.26 | 553.97 | 567.98 | 577.95 | 586.12 | 593.47 | 600.17 | 605.19 | 603.96 | NPgY | GSP | NG FES - Consumer Transformation | HPs - Domestic (GWh)
NG FES - Consumer Transformation | Dem_BB004 | GWh | NPgN | FERRA2 | HPs - Domestic (GWh) | Ferrybridge A | FERRYBRIDGE A | 2.99 | 4.43 | 5.47 | 6.4 | 7.27 | 9.26 | 12.34 | 16.7 | 23.4 | 31.66 | 41.97 | 52.71 | 63.2 | 73.33 | 84.91 | 97.48 | 109.01 | 120.41 | 131.72 | 143.57 | 154.11 | 162.45 | 168.6 | 172.83 | 175.86 | 178.36 | 180.65 | 182.82 | 184.58 | 184.47 | NPgY | GSP | NG FES - Consumer Transformation | HPs - Domestic (GWh)
NG FES - Consumer Transformation | Dem_BB004 | GWh | NPgN | FERRB9 | HPs - Domestic (GWh) | Ferrybridge B (_M) | FERRYBRIDGE B | 4.13 | 6.68 | 8.6 | 10.44 | 12.21 | 16.32 | 22.72 | 31.9 | 46.92 | 65.01 | 88.1 | 111.7 | 134.8 | 157.33 | 183.08 | 211.05 | 236.55 | 261.74 | 286.78 | 312.94 | 336.17 | 354.54 | 367.94 | 377.15 | 383.76 | 389.24 | 394.21 | 398.75 | 402.24 | 401.9 | NPgY | GSP | NG FES - Consumer Transformation | HPs - Domestic (GWh)
NG FES - Consumer Transformation | Dem_BB004 | GWh | NPgN | GRIW_1 | HPs - Domestic (GWh) | Grimsby West | GRIMSBY WEST | 2.77 | 4.32 | 5.48 | 6.49 | 7.47 | 9.64 | 12.9 | 17.41 | 26.1 | 36.74 | 51.54 | 67.09 | 82.3 | 97.26 | 114.5 | 133.28 | 150.44 | 167.37 | 184.17 | 201.74 | 217.29 | 229.47 | 238.19 | 244.06 | 248.19 | 251.58 | 254.61 | 257.41 | 259.5 | 258.91 | NPgY | GSP | NG FES - Consumer Transformation | HPs - Domestic (GWh)
NG FES - Consumer Transformation | Dem_BB004 | GWh | NPgN | JORD_3 | HPs - Domestic (GWh) | Jordanthorpe | JORDANTHORPE | 0.72 | 1.27 | 1.69 | 2.09 | 2.47 | 3.32 | 4.63 | 6.46 | 10.3 | 14.97 | 21.46 | 28.25 | 34.92 | 41.54 | 49.06 | 57.31 | 64.87 | 72.3 | 79.67 | 87.38 | 94.15 | 99.39 | 103.09 | 105.53 | 107.28 | 108.76 | 110.07 | 111.31 | 112.23 | 111.98 | NPgY | GSP | NG FES - Consumer Transformation | HPs - Domestic (GWh)
NG FES - Consumer Transformation | Dem_BB004 | GWh | NPgN | KEAD_YEDL | HPs - Domestic (GWh) | Keadby | KEADBY | 5.39 | 7.86 | 9.68 | 11.59 | 13.4 | 17.98 | 25.58 | 36.95 | 53.29 | 71.17 | 95.35 | 118.73 | 141.44 | 162.47 | 184.64 | 208.39 | 229.3 | 249.96 | 270.72 | 292.71 | 312.24 | 327.69 | 339.04 | 346.81 | 352.29 | 356.8 | 360.9 | 364.83 | 368.04 | 367.65 | NPgY | GSP | NG FES - Consumer Transformation | HPs - Domestic (GWh)
NG FES - Consumer Transformation | Dem_BB004 | GWh | NPgN | KIRKB1 | HPs - Domestic (GWh) | Kirkstall B | KIRKSTALL B | 2.56 | 4.68 | 6.29 | 7.75 | 9.18 | 12.29 | 16.87 | 23.17 | 35.37 | 50.43 | 70.26 | 91.01 | 111.38 | 131.67 | 155.44 | 181.37 | 205.21 | 228.7 | 251.91 | 275.98 | 297.21 | 313.79 | 325.64 | 333.65 | 339.4 | 344.21 | 348.54 | 352.32 | 354.92 | 354.34 | NPgY | GSP | NG FES - Consumer Transformation | HPs - Domestic (GWh)
NG FES - Consumer Transformation | Dem_BB004 | GWh | NPgN | NEEP_3 | HPs - Domestic (GWh) | Neepsend | NEEPSEND | 1.17 | 1.95 | 2.55 | 3.09 | 3.61 | 4.76 | 6.48 | 8.85 | 13.61 | 19.83 | 28.2 | 36.87 | 45.38 | 54.02 | 64.33 | 75.62 | 85.99 | 96.24 | 106.43 | 117.04 | 126.5 | 134 | 139.4 | 143.1 | 145.75 | 147.92 | 149.88 | 151.72 | 153.2 | 152.97 | NPgY | GSP | NG FES - Consumer Transformation | HPs - Domestic (GWh)
NG FES - Consumer Transformation | Dem_BB004 | GWh | NPgN | NORL_3 | HPs - Domestic (GWh) | Norton Lees | NORTON LEES | 0.93 | 1.64 | 2.2 | 2.71 | 3.19 | 4.24 | 5.82 | 7.97 | 12.73 | 18.85 | 27.24 | 35.98 | 44.58 | 53.31 | 63.62 | 74.91 | 85.3 | 95.54 | 105.68 | 116.2 | 125.5 | 132.77 | 137.89 | 141.34 | 143.83 | 145.9 | 147.76 | 149.53 | 150.89 | 150.61 | NPgY | GSP | NG FES - Consumer Transformation | HPs - Domestic (GWh)
NG FES - Consumer Transformation | Dem_BB004 | GWh | NPgN | PITS_BB_B | HPs - Domestic (GWh) | Pitsmoor | PITSMOOR 3/4 | 0.36 | 0.66 | 0.89 | 1.1 | 1.31 | 1.76 | 2.43 | 3.36 | 5.3 | 7.86 | 11.22 | 14.82 | 18.37 | 21.95 | 26.2 | 30.86 | 35.15 | 39.4 | 43.61 | 47.99 | 51.88 | 54.97 | 57.2 | 58.74 | 59.83 | 60.72 | 61.53 | 62.3 | 62.92 | 62.83 | NPgY | GSP | NG FES - Consumer Transformation | HPs - Domestic (GWh)
NG FES - Consumer Transformation | Dem_BB004 | GWh | NPgN | SALT_1 | HPs - Domestic (GWh) | Saltend North | SALTEND NORTH | 1.34 | 2 | 2.48 | 2.92 | 3.34 | 4.29 | 5.75 | 7.79 | 11.27 | 15.54 | 21.28 | 27.28 | 33.14 | 38.82 | 45.34 | 52.41 | 58.8 | 65.12 | 71.4 | 77.94 | 83.74 | 88.32 | 91.65 | 93.92 | 95.51 | 96.81 | 97.99 | 99.09 | 99.97 | 99.8 | NPgY | GSP | NG FES - Consumer Transformation | HPs - Domestic (GWh)
NG FES - Consumer Transformation | Dem_BB004 | GWh | NPgN | SHEC_3 | HPs - Domestic (GWh) | Sheffield City | SHEFFIELD CITY | 0.52 | 0.91 | 1.21 | 1.48 | 1.74 | 2.3 | 3.13 | 4.26 | 6.57 | 9.56 | 13.62 | 17.82 | 21.96 | 26.13 | 31.08 | 36.5 | 41.49 | 46.42 | 51.3 | 56.33 | 60.79 | 64.31 | 66.83 | 68.54 | 69.78 | 70.79 | 71.71 | 72.55 | 73.2 | 73.08 | NPgY | GSP | NG FES - Consumer Transformation | HPs - Domestic (GWh)
NG FES - Consumer Transformation | Dem_BB004 | GWh | NPgN | SKLGB1 | HPs - Domestic (GWh) | Skelton Grange | SKELTON GRANGE | 6.06 | 11.03 | 14.78 | 18.19 | 21.53 | 28.79 | 39.5 | 54.25 | 83.55 | 120.36 | 169.15 | 219.98 | 269.92 | 320.15 | 379.46 | 444.28 | 503.93 | 562.76 | 621.02 | 681.32 | 734.7 | 776.59 | 806.53 | 826.86 | 841.5 | 853.63 | 864.58 | 874.3 | 881.3 | 879.91 | NPgY | GSP | NG FES - Consumer Transformation | HPs - Domestic (GWh)
NG FES - Consumer Transformation | Dem_BB004 | GWh | NPgN | TEMP_3 | HPs - Domestic (GWh) | Templeborough | TEMPLEBOROUGH 275/33KV | 0.06 | 0.12 | 0.16 | 0.2 | 0.24 | 0.32 | 0.45 | 0.63 | 1 | 1.47 | 2.08 | 2.74 | 3.39 | 4.03 | 4.77 | 5.58 | 6.32 | 7.05 | 7.77 | 8.52 | 9.18 | 9.68 | 10.04 | 10.27 | 10.44 | 10.59 | 10.71 | 10.83 | 10.92 | 10.9 | NPgY | GSP | NG FES - Consumer Transformation | HPs - Domestic (GWh)
NG FES - Consumer Transformation | Dem_BB004 | GWh | NPgN | THUR_6 | HPs - Domestic (GWh) | Thurcroft | THURCROFT | 4.51 | 6.86 | 8.55 | 10.02 | 11.45 | 14.59 | 19.29 | 25.77 | 36.15 | 48.9 | 65.56 | 83 | 100.01 | 116.41 | 135.48 | 156.1 | 174.88 | 193.46 | 211.89 | 231.01 | 248.02 | 261.5 | 271.44 | 278.26 | 283.05 | 286.94 | 290.48 | 293.63 | 296.01 | 295.6 | NPgY | GSP | NG FES - Consumer Transformation | HPs - Domestic (GWh)
NG FES - Consumer Transformation | Dem_BB004 | GWh | NPgN | WMEL_THOM | HPs - Domestic (GWh) | Thorpe Marsh | WEST MELTON / THORPE MARSH | 7.05 | 10.89 | 13.68 | 16.08 | 18.39 | 23.45 | 31.03 | 41.49 | 59.99 | 83.21 | 113.88 | 146.43 | 178.27 | 209.49 | 245.81 | 285.34 | 321.61 | 357.43 | 392.92 | 429.79 | 462.47 | 488.21 | 506.9 | 519.61 | 528.6 | 536 | 542.69 | 548.9 | 553.72 | 552.85 | NPgY | GSP | NG FES - Consumer Transformation | HPs - Domestic (GWh)
NG FES - Consumer Transformation | Dem_BB004 | GWh | NPgN | WMEL_BB3 | HPs - Domestic (GWh) | West Melton | WEST MELTON SECTION 3 | 6.28 | 9.88 | 12.56 | 15.04 | 17.42 | 22.84 | 31.17 | 42.96 | 62.46 | 86.91 | 117.66 | 149.81 | 181.31 | 212.3 | 248.44 | 287.74 | 323.67 | 359.18 | 394.43 | 431.21 | 463.94 | 489.9 | 508.9 | 522 | 531.38 | 539.14 | 546.18 | 552.73 | 557.93 | 557.49 | NPgY | GSP | NG FES - Consumer Transformation | HPs - Domestic (GWh)
NG FES - Consumer Transformation | Dem_BB004 | GWh | NPgN | WIBA_3 | HPs - Domestic (GWh) | Wincobank | WINCOBANK | 0.19 | 0.34 | 0.45 | 0.55 | 0.65 | 0.87 | 1.18 | 1.62 | 2.42 | 3.42 | 4.67 | 6.03 | 7.35 | 8.66 | 10.21 | 11.9 | 13.45 | 14.98 | 16.5 | 18.05 | 19.43 | 20.51 | 21.29 | 21.83 | 22.21 | 22.53 | 22.81 | 23.06 | 23.23 | 23.2 | NPgY | GSP | NG FES - Consumer Transformation | HPs - Domestic (GWh)
NG FES - Falling Short | Dem_BB004 | GWh | NPgN | BLYTB1 | HPs - Domestic (GWh) | Blyth 66kV | BLYTH 66kV | 3.75 | 4.68 | 5.53 | 6.37 | 7.23 | 8.58 | 10.77 | 13.09 | 15.54 | 18.23 | 21.54 | 24.77 | 28.16 | 31.8 | 36.77 | 44.43 | 51.3 | 59.51 | 68.78 | 78.87 | 91.45 | 101.28 | 110.98 | 120.35 | 129.42 | 138.27 | 147.63 | 160.19 | 174.08 | 189.21 | NPgN | GSP | NG FES - Falling Short | HPs - Domestic (GWh)
NG FES - Falling Short | Dem_BB004 | GWh | NPgN | BLYTH132 | HPs - Domestic (GWh) | Blyth 132kV | BLYTH 132kV | 1.6 | 1.88 | 2.14 | 2.38 | 2.62 | 3.15 | 4.03 | 5.1 | 6.41 | 7.96 | 10.25 | 12.47 | 14.82 | 17.34 | 19.86 | 22.88 | 25.6 | 28.55 | 31.87 | 35.32 | 39.49 | 42.75 | 45.88 | 48.61 | 50.99 | 53.29 | 55.75 | 59.05 | 62.72 | 66.66 | NPgN | GSP | NG FES - Falling Short | HPs - Domestic (GWh)
NG FES - Falling Short | Dem_BB004 | GWh | NPgN | FOUR_1 | HPs - Domestic (GWh) | Fourstones | FOURSTONES | 0.35 | 0.41 | 0.46 | 0.51 | 0.56 | 0.79 | 1.18 | 1.71 | 2.4 | 3.19 | 4.36 | 5.48 | 6.66 | 7.93 | 9.01 | 10.25 | 11.37 | 12.45 | 13.67 | 14.93 | 16.36 | 17.47 | 18.51 | 19.4 | 20.17 | 20.9 | 21.68 | 22.71 | 23.86 | 25.05 | NPgN | GSP | NG FES - Falling Short | HPs - Domestic (GWh)
NG FES - Falling Short | Dem_BB004 | GWh | NPgN | HARM_6 | HPs - Domestic (GWh) | Hart Moor | HARTMOOR | 1.82 | 2.29 | 2.73 | 3.16 | 3.61 | 4.33 | 5.51 | 6.78 | 8.14 | 9.63 | 11.47 | 13.28 | 15.19 | 17.23 | 20.03 | 24.33 | 28.17 | 32.72 | 37.87 | 43.49 | 50.43 | 55.85 | 61.18 | 66.36 | 71.39 | 76.3 | 81.49 | 88.46 | 96.17 | 104.57 | NPgN | GSP | NG FES - Falling Short | HPs - Domestic (GWh)
NG FES - Falling Short | Dem_BB004 | GWh | NPgN | HAWP_6 | HPs - Domestic (GWh) | Hawthorn Pit | HAWTHORN PIT GRID | 1.95 | 2.47 | 2.94 | 3.41 | 3.89 | 4.64 | 5.86 | 7.16 | 8.54 | 10.05 | 11.91 | 13.73 | 15.64 | 17.69 | 20.81 | 25.68 | 30.03 | 35.34 | 41.35 | 47.9 | 56.13 | 62.56 | 68.93 | 75.11 | 81.1 | 86.98 | 93.21 | 101.59 | 110.88 | 121.02 | NPgN | GSP | NG FES - Falling Short | HPs - Domestic (GWh)
NG FES - Falling Short | Dem_BB004 | GWh | NPgN | KNARE_111 | HPs - Domestic (GWh) | Knaresborough | KNARESBOROUGH | 2.83 | 3.42 | 3.97 | 4.5 | 5.04 | 5.93 | 7.39 | 8.95 | 10.65 | 12.55 | 14.98 | 17.31 | 19.76 | 22.39 | 26.14 | 31.65 | 36.58 | 42.53 | 49.26 | 56.53 | 65.6 | 72.69 | 79.7 | 86.45 | 92.93 | 99.3 | 106.05 | 115.18 | 125.3 | 136.33 | NPgN | GSP | NG FES - Falling Short | HPs - Domestic (GWh)
NG FES - Falling Short | Dem_BB004 | GWh | NPgN | LACK_6 | HPs - Domestic (GWh) | Lackenby | LACKENBY | 2.83 | 3.56 | 4.23 | 4.89 | 5.56 | 6.67 | 8.48 | 10.44 | 12.56 | 14.88 | 17.8 | 20.66 | 23.67 | 26.89 | 31.57 | 38.72 | 45.12 | 52.85 | 61.59 | 71.1 | 83.06 | 92.4 | 101.64 | 110.56 | 119.2 | 127.66 | 136.64 | 148.74 | 162.14 | 176.75 | NPgN | GSP | NG FES - Falling Short | HPs - Domestic (GWh)
NG FES - Falling Short | Dem_BB004 | GWh | NPgN | NORT_1 | HPs - Domestic (GWh) | Norton | NORTON | 8.12 | 10.11 | 11.94 | 13.78 | 15.65 | 18.83 | 24.04 | 29.76 | 36 | 42.91 | 51.74 | 60.35 | 69.42 | 79.12 | 91.79 | 110.3 | 126.87 | 146.32 | 168.3 | 192.11 | 221.45 | 244.36 | 266.87 | 288.53 | 309.39 | 329.75 | 351.34 | 380.35 | 412.49 | 447.43 | NPgN | GSP | NG FES - Falling Short | HPs - Domestic (GWh)
NG FES - Falling Short | Dem_BB004 | GWh | NPgN | OFFE_3 | HPs - Domestic (GWh) | Offerton | OFFERTON | 0.58 | 0.77 | 0.95 | 1.13 | 1.32 | 1.63 | 2.13 | 2.67 | 3.24 | 3.86 | 4.63 | 5.38 | 6.17 | 7.01 | 8.55 | 11.1 | 13.39 | 16.23 | 19.45 | 22.99 | 27.33 | 30.71 | 34.09 | 37.44 | 40.69 | 43.88 | 47.25 | 51.79 | 56.81 | 62.32 | NPgN | GSP | NG FES - Falling Short | HPs - Domestic (GWh)
NG FES - Falling Short | Dem_BB004 | GWh | NPgN | OSBA_1 | HPs - Domestic (GWh) | Osbaldwick | OSBALDWICK | 5.95 | 7.18 | 8.34 | 9.45 | 10.59 | 12.45 | 15.52 | 18.87 | 22.53 | 26.58 | 31.77 | 36.84 | 42.19 | 47.9 | 55.32 | 66.59 | 76.68 | 88.62 | 102.11 | 116.74 | 134.78 | 148.87 | 162.74 | 176.09 | 188.9 | 201.42 | 214.67 | 232.47 | 252.17 | 273.64 | NPgN | GSP | NG FES - Falling Short | HPs - Domestic (GWh)
NG FES - Falling Short | Dem_BB004 | GWh | NPgN | POPP_3 | HPs - Domestic (GWh) | Poppleton | POPPLETON | 0.73 | 0.93 | 1.11 | 1.3 | 1.49 | 1.81 | 2.32 | 2.87 | 3.46 | 4.11 | 4.91 | 5.7 | 6.53 | 7.42 | 8.73 | 10.71 | 12.48 | 14.61 | 17.02 | 19.65 | 22.87 | 25.39 | 27.87 | 30.31 | 32.67 | 34.99 | 37.45 | 40.76 | 44.43 | 48.44 | NPgN | GSP | NG FES - Falling Short | HPs - Domestic (GWh)
NG FES - Falling Short | Dem_BB004 | GWh | NPgN | SALH_1 | HPs - Domestic (GWh) | Saltholme | SALTHOLME | 0.03 | 0.04 | 0.05 | 0.06 | 0.07 | 0.09 | 0.12 | 0.15 | 0.18 | 0.21 | 0.26 | 0.3 | 0.35 | 0.39 | 0.47 | 0.58 | 0.68 | 0.8 | 0.94 | 1.08 | 1.27 | 1.42 | 1.56 | 1.71 | 1.84 | 1.98 | 2.13 | 2.33 | 2.55 | 2.79 | NPgN | GSP | NG FES - Falling Short | HPs - Domestic (GWh)
NG FES - Falling Short | Dem_BB004 | GWh | NPgN | SSHI_3 | HPs - Domestic (GWh) | South Shields | SOUTH SHIELDS | 0.73 | 0.95 | 1.15 | 1.35 | 1.56 | 1.89 | 2.44 | 3.01 | 3.62 | 4.29 | 5.09 | 5.89 | 6.72 | 7.61 | 9.04 | 11.33 | 13.39 | 15.89 | 18.72 | 21.83 | 25.68 | 28.69 | 31.68 | 34.6 | 37.44 | 40.22 | 43.15 | 47.1 | 51.46 | 56.24 | NPgN | GSP | NG FES - Falling Short | HPs - Domestic (GWh)
NG FES - Falling Short | Dem_BB004 | GWh | NPgN | KIELD01 and SPAD20 | HPs - Domestic (GWh) | 0 | SPADEADAM | 0.16 | 0.19 | 0.22 | 0.24 | 0.27 | 0.34 | 0.48 | 0.66 | 0.88 | 1.13 | 1.49 | 1.84 | 2.21 | 2.61 | 2.98 | 3.44 | 3.85 | 4.28 | 4.76 | 5.27 | 5.87 | 6.34 | 6.78 | 7.19 | 7.56 | 7.91 | 8.29 | 8.81 | 9.38 | 9.98 | NPgN | GSP | NG FES - Falling Short | HPs - Domestic (GWh)
NG FES - Falling Short | Dem_BB004 | GWh | NPgN | SPEN_1 | HPs - Domestic (GWh) | Spennymoor | SPENNYMOOR | 6.74 | 8.12 | 9.41 | 10.6 | 11.81 | 13.75 | 16.95 | 20.41 | 24.16 | 28.27 | 33.47 | 38.55 | 43.88 | 49.59 | 57.09 | 68.54 | 78.78 | 91 | 104.81 | 119.77 | 138.48 | 153.08 | 167.49 | 181.36 | 194.77 | 207.91 | 221.84 | 240.62 | 261.41 | 284.04 | NPgN | GSP | NG FES - Falling Short | HPs - Domestic (GWh)
NG FES - Falling Short | Dem_BB004 | GWh | NPgN | STEN_1 | HPs - Domestic (GWh) | Stella North | STELLA NORTH | 2.82 | 3.61 | 4.34 | 5.09 | 5.85 | 7.11 | 9.17 | 11.43 | 13.86 | 16.5 | 19.77 | 23.02 | 26.43 | 30.08 | 35.43 | 43.79 | 51.25 | 60.22 | 70.36 | 81.45 | 95.21 | 105.95 | 116.56 | 126.91 | 136.99 | 146.87 | 157.34 | 171.46 | 187.1 | 204.16 | NPgN | GSP | NG FES - Falling Short | HPs - Domestic (GWh)
NG FES - Falling Short | Dem_BB004 | GWh | NPgN | STES_1 | HPs - Domestic (GWh) | Stella South | STELLA SOUTH | 3.01 | 3.7 | 4.35 | 4.97 | 5.61 | 6.66 | 8.39 | 10.26 | 12.3 | 14.54 | 17.36 | 20.13 | 23.03 | 26.14 | 30.31 | 36.79 | 42.6 | 49.53 | 57.36 | 65.88 | 76.46 | 84.72 | 92.87 | 100.74 | 108.33 | 115.73 | 123.55 | 134.04 | 145.65 | 158.3 | NPgN | GSP | NG FES - Falling Short | HPs - Domestic (GWh)
NG FES - Falling Short | Dem_BB004 | GWh | NPgN | TYNE_1 | HPs - Domestic (GWh) | Tynemouth 1 | TYNEMOUTH | 2.37 | 3.08 | 3.73 | 4.41 | 5.1 | 6.2 | 7.98 | 9.86 | 11.83 | 13.99 | 16.59 | 19.14 | 21.83 | 24.69 | 29.23 | 36.16 | 42.35 | 49.89 | 58.42 | 67.73 | 79.33 | 88.38 | 97.35 | 106.13 | 114.68 | 123.09 | 132 | 144.02 | 157.34 | 171.89 | NPgN | GSP | NG FES - Falling Short | HPs - Domestic (GWh)
NG FES - Falling Short | Dem_BB004 | GWh | NPgN | WBOL_6 | HPs - Domestic (GWh) | West Boldon | WEST BOLDON | 3.1 | 4.03 | 4.88 | 5.75 | 6.64 | 8.05 | 10.35 | 12.78 | 15.35 | 18.16 | 21.57 | 24.91 | 28.42 | 32.18 | 38.16 | 47.56 | 55.97 | 66.23 | 77.81 | 90.52 | 106.38 | 118.77 | 131.05 | 143.03 | 154.68 | 166.1 | 178.18 | 194.43 | 212.43 | 232.1 | NPgN | GSP | NG FES - Falling Short | HPs - Domestic (GWh)
NG FES - Falling Short | Dem_BB004 | GWh | NPgN | BRAW_1 | HPs - Domestic (GWh) | Bradford West | BRADFORD WEST | 5.99 | 7.48 | 8.87 | 10.25 | 11.69 | 14.64 | 18.72 | 23.19 | 28.22 | 33.55 | 40.29 | 46.86 | 53.76 | 61.14 | 72.38 | 90.69 | 106.53 | 124.05 | 145.84 | 169.67 | 199.46 | 222.44 | 244.57 | 266.81 | 288.21 | 310.08 | 332.56 | 362.17 | 395.14 | 429.54 | NPgY | GSP | NG FES - Falling Short | HPs - Domestic (GWh)
NG FES - Falling Short | Dem_BB004 | GWh | NPgN | CAMB_01 | HPs - Domestic (GWh) | Camblesforth | CAMBLESFORTH | 0.58 | 0.72 | 0.83 | 0.94 | 1.05 | 1.28 | 1.62 | 2.02 | 2.49 | 3.03 | 3.77 | 4.51 | 5.29 | 6.13 | 7.17 | 8.62 | 9.89 | 11.29 | 12.96 | 14.73 | 16.94 | 18.65 | 20.29 | 21.89 | 23.43 | 25 | 26.53 | 28.6 | 30.93 | 33.19 | NPgY | GSP | NG FES - Falling Short | HPs - Domestic (GWh)
NG FES - Falling Short | Dem_BB004 | GWh | NPgN | CREB_1 | HPs - Domestic (GWh) | Creyke Beck | CREYKE BECK | 10.01 | 12.07 | 13.86 | 15.63 | 17.41 | 21.02 | 25.87 | 31.11 | 37.1 | 43.49 | 51.76 | 59.77 | 68.22 | 77.27 | 89 | 106.86 | 122.33 | 139.46 | 160.08 | 182.35 | 210.42 | 232.06 | 252.91 | 273.29 | 292.91 | 312.95 | 333.07 | 359.74 | 389.32 | 419.54 | NPgY | GSP | NG FES - Falling Short | HPs - Domestic (GWh)
NG FES - Falling Short | Dem_BB004 | GWh | NPgN | DRAX_YEDL | HPs - Domestic (GWh) | Drax | DRAX | 1.56 | 1.85 | 2.09 | 2.32 | 2.55 | 3 | 3.68 | 4.47 | 5.39 | 6.44 | 7.88 | 9.3 | 10.81 | 12.43 | 14.07 | 16.3 | 18.24 | 20.38 | 22.77 | 25.28 | 28.35 | 30.72 | 33 | 35.14 | 37.2 | 39.29 | 41.26 | 44.07 | 47.23 | 49.96 | NPgY | GSP | NG FES - Falling Short | HPs - Domestic (GWh)
NG FES - Falling Short | Dem_BB004 | GWh | NPgN | ELLA_1 | HPs - Domestic (GWh) | Elland | ELLAND | 4.71 | 5.9 | 7 | 8.09 | 9.22 | 11.55 | 14.7 | 18.1 | 21.92 | 25.93 | 30.95 | 35.81 | 40.91 | 46.37 | 54.93 | 68.81 | 80.82 | 94.1 | 110.7 | 128.86 | 151.64 | 169.21 | 186.14 | 203.16 | 219.54 | 236.3 | 253.57 | 276.27 | 301.53 | 328.06 | NPgY | GSP | NG FES - Falling Short | HPs - Domestic (GWh)
NG FES - Falling Short | Dem_BB004 | GWh | NPgN | FERRA2 | HPs - Domestic (GWh) | Ferrybridge A | FERRYBRIDGE A | 2.99 | 3.68 | 4.21 | 4.74 | 5.24 | 6.25 | 7.58 | 9.01 | 10.64 | 12.36 | 14.56 | 16.72 | 19 | 21.43 | 24.37 | 29.03 | 33.06 | 37.52 | 42.84 | 48.6 | 55.9 | 61.52 | 66.93 | 72.19 | 77.27 | 82.48 | 87.72 | 94.54 | 101.95 | 109.56 | NPgY | GSP | NG FES - Falling Short | HPs - Domestic (GWh)
NG FES - Falling Short | Dem_BB004 | GWh | NPgN | FERRB9 | HPs - Domestic (GWh) | Ferrybridge B (_M) | FERRYBRIDGE B | 4.13 | 5.14 | 6.04 | 6.94 | 7.86 | 9.74 | 12.38 | 15.3 | 18.62 | 22.2 | 26.84 | 31.4 | 36.2 | 41.34 | 47.93 | 58.12 | 66.93 | 76.68 | 88.35 | 101 | 116.87 | 129.1 | 140.89 | 152.43 | 163.55 | 174.94 | 186.42 | 201.69 | 218.55 | 235.57 | NPgY | GSP | NG FES - Falling Short | HPs - Domestic (GWh)
NG FES - Falling Short | Dem_BB004 | GWh | NPgN | GRIW_1 | HPs - Domestic (GWh) | Grimsby West | GRIMSBY WEST | 2.77 | 3.39 | 3.95 | 4.5 | 5.05 | 6.19 | 7.65 | 9.2 | 10.95 | 12.79 | 15.12 | 17.37 | 19.74 | 22.28 | 26.09 | 32.09 | 37.28 | 43.02 | 50.18 | 57.95 | 67.81 | 75.41 | 82.73 | 90.02 | 97.04 | 104.23 | 111.55 | 121.18 | 131.88 | 143.07 | NPgY | GSP | NG FES - Falling Short | HPs - Domestic (GWh)
NG FES - Falling Short | Dem_BB004 | GWh | NPgN | JORD_3 | HPs - Domestic (GWh) | Jordanthorpe | JORDANTHORPE | 0.72 | 0.92 | 1.11 | 1.3 | 1.51 | 1.92 | 2.48 | 3.1 | 3.79 | 4.52 | 5.44 | 6.35 | 7.31 | 8.33 | 10.01 | 12.63 | 14.89 | 17.39 | 20.55 | 23.98 | 28.37 | 31.74 | 35 | 38.26 | 41.42 | 44.67 | 48.01 | 52.53 | 57.6 | 62.79 | NPgY | GSP | NG FES - Falling Short | HPs - Domestic (GWh)
NG FES - Falling Short | Dem_BB004 | GWh | NPgN | KEAD_YEDL | HPs - Domestic (GWh) | Keadby | KEADBY | 5.39 | 6.51 | 7.42 | 8.33 | 9.21 | 10.97 | 13.69 | 16.8 | 20.49 | 24.67 | 30.42 | 36.12 | 42.15 | 48.6 | 55.86 | 65.97 | 74.75 | 84.48 | 95.75 | 107.7 | 122.67 | 134.22 | 145.33 | 155.92 | 166.11 | 176.51 | 186.52 | 200.37 | 215.93 | 230.48 | NPgY | GSP | NG FES - Falling Short | HPs - Domestic (GWh)
NG FES - Falling Short | Dem_BB004 | GWh | NPgN | KIRKB1 | HPs - Domestic (GWh) | Kirkstall B | KIRKSTALL B | 2.56 | 3.3 | 4.03 | 4.75 | 5.52 | 7.11 | 9.21 | 11.48 | 13.98 | 16.59 | 19.81 | 22.93 | 26.2 | 29.71 | 35.03 | 43.5 | 50.79 | 58.86 | 68.84 | 79.75 | 93.5 | 104.11 | 114.33 | 124.52 | 134.37 | 144.48 | 154.92 | 168.78 | 184.18 | 200.29 | NPgY | GSP | NG FES - Falling Short | HPs - Domestic (GWh)
NG FES - Falling Short | Dem_BB004 | GWh | NPgN | NEEP_3 | HPs - Domestic (GWh) | Neepsend | NEEPSEND | 1.17 | 1.46 | 1.74 | 2.02 | 2.3 | 2.88 | 3.66 | 4.49 | 5.43 | 6.4 | 7.61 | 8.78 | 10.02 | 11.34 | 13.41 | 16.9 | 19.93 | 23.27 | 27.44 | 32.02 | 37.7 | 42.08 | 46.3 | 50.57 | 54.67 | 58.85 | 63.17 | 68.83 | 75.15 | 81.84 | NPgY | GSP | NG FES - Falling Short | HPs - Domestic (GWh)
NG FES - Falling Short | Dem_BB004 | GWh | NPgN | NORL_3 | HPs - Domestic (GWh) | Norton Lees | NORTON LEES | 0.93 | 1.19 | 1.45 | 1.7 | 1.97 | 2.51 | 3.22 | 3.99 | 4.85 | 5.74 | 6.83 | 7.89 | 9 | 10.19 | 12.26 | 15.7 | 18.66 | 21.93 | 26.08 | 30.64 | 36.33 | 40.71 | 44.94 | 49.24 | 53.4 | 57.65 | 62.08 | 67.93 | 74.51 | 81.52 | NPgY | GSP | NG FES - Falling Short | HPs - Domestic (GWh)
NG FES - Falling Short | Dem_BB004 | GWh | NPgN | PITS_BB_B | HPs - Domestic (GWh) | Pitsmoor | PITSMOOR 3/4 | 0.36 | 0.47 | 0.58 | 0.68 | 0.79 | 1.02 | 1.32 | 1.65 | 2.01 | 2.39 | 2.86 | 3.32 | 3.8 | 4.32 | 5.16 | 6.6 | 7.84 | 9.21 | 10.92 | 12.81 | 15.2 | 17.04 | 18.81 | 20.59 | 22.3 | 24.06 | 25.87 | 28.23 | 30.85 | 33.64 | NPgY | GSP | NG FES - Falling Short | HPs - Domestic (GWh)
NG FES - Falling Short | Dem_BB004 | GWh | NPgN | SALT_1 | HPs - Domestic (GWh) | Saltend North | SALTEND NORTH | 1.34 | 1.63 | 1.87 | 2.1 | 2.34 | 2.81 | 3.44 | 4.11 | 4.89 | 5.7 | 6.76 | 7.78 | 8.85 | 10 | 11.53 | 13.93 | 16.01 | 18.32 | 21.12 | 24.16 | 28.01 | 30.98 | 33.84 | 36.64 | 39.35 | 42.11 | 44.9 | 48.56 | 52.61 | 56.79 | NPgY | GSP | NG FES - Falling Short | HPs - Domestic (GWh)
NG FES - Falling Short | Dem_BB004 | GWh | NPgN | SHEC_3 | HPs - Domestic (GWh) | Sheffield City | SHEFFIELD CITY | 0.52 | 0.67 | 0.8 | 0.94 | 1.08 | 1.38 | 1.76 | 2.17 | 2.62 | 3.09 | 3.67 | 4.23 | 4.81 | 5.44 | 6.45 | 8.13 | 9.58 | 11.18 | 13.18 | 15.38 | 18.14 | 20.26 | 22.31 | 24.37 | 26.36 | 28.39 | 30.49 | 33.27 | 36.41 | 39.74 | NPgY | GSP | NG FES - Falling Short | HPs - Domestic (GWh)
NG FES - Falling Short | Dem_BB004 | GWh | NPgN | SKLGB1 | HPs - Domestic (GWh) | Skelton Grange | SKELTON GRANGE | 6.06 | 7.81 | 9.51 | 11.2 | 13 | 16.71 | 21.62 | 26.91 | 32.77 | 38.86 | 46.39 | 53.69 | 61.37 | 69.57 | 82.35 | 103.03 | 120.87 | 140.61 | 165.14 | 192 | 225.62 | 251.54 | 276.52 | 301.6 | 325.79 | 350.57 | 376.18 | 410.01 | 447.64 | 487.3 | NPgY | GSP | NG FES - Falling Short | HPs - Domestic (GWh)
NG FES - Falling Short | Dem_BB004 | GWh | NPgN | TEMP_3 | HPs - Domestic (GWh) | Templeborough | TEMPLEBOROUGH 275/33KV | 0.06 | 0.08 | 0.1 | 0.12 | 0.14 | 0.18 | 0.24 | 0.3 | 0.37 | 0.44 | 0.53 | 0.61 | 0.71 | 0.8 | 0.97 | 1.23 | 1.45 | 1.7 | 2.01 | 2.35 | 2.78 | 3.12 | 3.44 | 3.77 | 4.08 | 4.41 | 4.75 | 5.19 | 5.69 | 6.21 | NPgY | GSP | NG FES - Falling Short | HPs - Domestic (GWh)
NG FES - Falling Short | Dem_BB004 | GWh | NPgN | THUR_6 | HPs - Domestic (GWh) | Thurcroft | THURCROFT | 4.51 | 5.53 | 6.37 | 7.2 | 8.02 | 9.68 | 11.82 | 14.08 | 16.62 | 19.29 | 22.64 | 25.87 | 29.27 | 32.92 | 37.49 | 44.68 | 50.92 | 57.83 | 66.12 | 75.1 | 86.5 | 95.3 | 103.77 | 112 | 119.92 | 128.01 | 136.19 | 146.82 | 158.44 | 170.49 | NPgY | GSP | NG FES - Falling Short | HPs - Domestic (GWh)
NG FES - Falling Short | Dem_BB004 | GWh | NPgN | WMEL_THOM | HPs - Domestic (GWh) | Thorpe Marsh | WEST MELTON / THORPE MARSH | 7.05 | 8.77 | 10.16 | 11.54 | 12.89 | 15.6 | 19.07 | 22.73 | 26.84 | 31.12 | 36.48 | 41.67 | 47.14 | 52.98 | 61.09 | 74.17 | 85.48 | 98 | 113.4 | 130.15 | 151.46 | 167.89 | 183.72 | 199.34 | 214.39 | 229.81 | 245.55 | 266 | 288.46 | 312.08 | NPgY | GSP | NG FES - Falling Short | HPs - Domestic (GWh)
NG FES - Falling Short | Dem_BB004 | GWh | NPgN | WMEL_BB3 | HPs - Domestic (GWh) | West Melton | WEST MELTON SECTION 3 | 6.28 | 7.81 | 9.11 | 10.4 | 11.68 | 14.28 | 17.85 | 21.76 | 26.16 | 30.83 | 36.78 | 42.61 | 48.75 | 55.3 | 63.83 | 77.6 | 89.5 | 102.67 | 118.55 | 135.85 | 157.59 | 174.36 | 190.51 | 206.39 | 221.7 | 237.37 | 253.32 | 274.08 | 296.81 | 320.38 | NPgY | GSP | NG FES - Falling Short | HPs - Domestic (GWh)
NG FES - Falling Short | Dem_BB004 | GWh | NPgN | WIBA_3 | HPs - Domestic (GWh) | Wincobank | WINCOBANK | 0.19 | 0.24 | 0.29 | 0.34 | 0.4 | 0.51 | 0.66 | 0.81 | 0.99 | 1.17 | 1.39 | 1.61 | 1.83 | 2.08 | 2.43 | 2.99 | 3.47 | 4 | 4.66 | 5.37 | 6.27 | 6.97 | 7.64 | 8.3 | 8.94 | 9.6 | 10.27 | 11.14 | 12.09 | 13.09 | NPgY | GSP | NG FES - Falling Short | HPs - Domestic (GWh)
NG FES - Leading the Way | Dem_BB004 | GWh | NPgN | BLYTB1 | HPs - Domestic (GWh) | Blyth 66kV | BLYTH 66kV | 3.75 | 4.88 | 9.75 | 14.4 | 20.23 | 30.26 | 40.48 | 53.29 | 65.58 | 78.68 | 99.55 | 114.81 | 130 | 144.88 | 162.4 | 190.42 | 208.1 | 220.98 | 231.85 | 239.53 | 253.27 | 256.5 | 258.2 | 262.16 | 265.34 | 269.23 | 271.09 | 271.46 | 272.62 | 270.71 | NPgN | GSP | NG FES - Leading the Way | HPs - Domestic (GWh)
NG FES - Leading the Way | Dem_BB004 | GWh | NPgN | BLYTH132 | HPs - Domestic (GWh) | Blyth 132kV | BLYTH 132kV | 1.6 | 1.95 | 4.01 | 6.42 | 9.49 | 13.23 | 17.19 | 22.74 | 27.92 | 33.49 | 40.69 | 46.14 | 51.16 | 55.4 | 59.53 | 65.55 | 69.29 | 71.94 | 74.35 | 76.08 | 79.25 | 80 | 80.34 | 81.23 | 81.94 | 82.83 | 83.26 | 83.46 | 83.9 | 83.43 | NPgN | GSP | NG FES - Leading the Way | HPs - Domestic (GWh)
NG FES - Leading the Way | Dem_BB004 | GWh | NPgN | FOUR_1 | HPs - Domestic (GWh) | Fourstones | FOURSTONES | 0.35 | 0.42 | 1.34 | 2.63 | 4.31 | 5.93 | 7.64 | 10.13 | 12.32 | 14.52 | 17.12 | 19.01 | 20.66 | 22 | 23.18 | 24.26 | 24.93 | 25.39 | 25.84 | 26.17 | 26.79 | 26.92 | 26.98 | 27.15 | 27.29 | 27.46 | 27.54 | 27.57 | 27.65 | 27.55 | NPgN | GSP | NG FES - Leading the Way | HPs - Domestic (GWh)
NG FES - Leading the Way | Dem_BB004 | GWh | NPgN | HARM_6 | HPs - Domestic (GWh) | Hart Moor | HARTMOOR | 1.82 | 2.4 | 5.01 | 7.62 | 10.95 | 16.7 | 22.55 | 29.52 | 36.25 | 43.38 | 54.68 | 62.9 | 71.11 | 79.21 | 88.72 | 103.95 | 113.56 | 120.54 | 126.41 | 130.54 | 137.81 | 139.42 | 140.23 | 142.3 | 143.98 | 146.07 | 147.1 | 147.35 | 148.05 | 147.13 | NPgN | GSP | NG FES - Leading the Way | HPs - Domestic (GWh)
NG FES - Leading the Way | Dem_BB004 | GWh | NPgN | HAWP_6 | HPs - Domestic (GWh) | Hawthorn Pit | HAWTHORN PIT GRID | 1.95 | 2.59 | 5.32 | 7.94 | 11.25 | 17.7 | 24.26 | 32.64 | 40.73 | 49.39 | 63.3 | 73.33 | 83.34 | 93.17 | 104.67 | 123.3 | 134.93 | 143.27 | 150.24 | 155.02 | 163.82 | 165.53 | 166.22 | 168.51 | 170.35 | 172.74 | 173.84 | 174.04 | 174.82 | 173.47 | NPgN | GSP | NG FES - Leading the Way | HPs - Domestic (GWh)
NG FES - Leading the Way | Dem_BB004 | GWh | NPgN | KNARE_111 | HPs - Domestic (GWh) | Knaresborough | KNARESBOROUGH | 2.83 | 3.56 | 6.86 | 10.06 | 13.96 | 21.22 | 28.68 | 39.13 | 49.11 | 59.58 | 75.75 | 87.24 | 98.47 | 109.31 | 121.68 | 141.44 | 153.57 | 162.09 | 169.1 | 173.71 | 182.68 | 183.85 | 183.93 | 185.87 | 187.37 | 189.56 | 190.43 | 190.41 | 191.07 | 189.3 | NPgN | GSP | NG FES - Leading the Way | HPs - Domestic (GWh)
NG FES - Leading the Way | Dem_BB004 | GWh | NPgN | LACK_6 | HPs - Domestic (GWh) | Lackenby | LACKENBY | 2.83 | 3.72 | 7.77 | 11.82 | 16.98 | 26.51 | 36.25 | 48.5 | 60.33 | 73.05 | 93.23 | 107.75 | 122.14 | 136.13 | 152.33 | 178.52 | 194.81 | 206.44 | 216.12 | 222.69 | 234.76 | 236.93 | 237.63 | 240.66 | 243.09 | 246.36 | 247.89 | 248.2 | 249.34 | 247.48 | NPgN | GSP | NG FES - Leading the Way | HPs - Domestic (GWh)
NG FES - Leading the Way | Dem_BB004 | GWh | NPgN | NORT_1 | HPs - Domestic (GWh) | Norton | NORTON | 8.12 | 10.55 | 22.19 | 34.03 | 49.03 | 73.83 | 99.2 | 131.13 | 161.6 | 193.76 | 242.96 | 278.5 | 313.4 | 347.25 | 386.11 | 447.72 | 486.17 | 513.75 | 536.77 | 552.57 | 581.42 | 586.82 | 588.92 | 596.4 | 602.42 | 610.36 | 614.07 | 614.52 | 616.88 | 612.67 | NPgN | GSP | NG FES - Leading the Way | HPs - Domestic (GWh)
NG FES - Leading the Way | Dem_BB004 | GWh | NPgN | OFFE_3 | HPs - Domestic (GWh) | Offerton | OFFERTON | 0.58 | 0.81 | 1.93 | 3.03 | 4.43 | 7.72 | 11.07 | 15.45 | 19.69 | 24.05 | 31.38 | 36.72 | 42.2 | 47.81 | 54.58 | 65.38 | 72.23 | 77.24 | 81.5 | 84.57 | 89.97 | 91.24 | 92.04 | 93.64 | 94.92 | 96.44 | 97.15 | 97.42 | 97.99 | 97.2 | NPgN | GSP | NG FES - Leading the Way | HPs - Domestic (GWh)
NG FES - Leading the Way | Dem_BB004 | GWh | NPgN | OSBA_1 | HPs - Domestic (GWh) | Osbaldwick | OSBALDWICK | 5.95 | 7.48 | 14.46 | 21.48 | 30.38 | 45.07 | 60.12 | 79.23 | 97.35 | 116.39 | 146.38 | 168.3 | 190.01 | 211.15 | 235.67 | 274.5 | 298.96 | 316.72 | 331.77 | 342.42 | 361.54 | 365.89 | 368.17 | 373.64 | 378.06 | 383.5 | 386.16 | 387.21 | 389.45 | 386.75 | NPgN | GSP | NG FES - Leading the Way | HPs - Domestic (GWh)
NG FES - Leading the Way | Dem_BB004 | GWh | NPgN | POPP_3 | HPs - Domestic (GWh) | Poppleton | POPPLETON | 0.73 | 0.97 | 2.11 | 3.25 | 4.7 | 7.4 | 10.15 | 13.53 | 16.77 | 20.16 | 25.52 | 29.36 | 33.2 | 37.02 | 41.48 | 48.69 | 53.18 | 56.39 | 59.05 | 60.86 | 64.15 | 64.69 | 64.89 | 65.71 | 66.38 | 67.29 | 67.71 | 67.78 | 68.06 | 67.57 | NPgN | GSP | NG FES - Leading the Way | HPs - Domestic (GWh)
NG FES - Leading the Way | Dem_BB004 | GWh | NPgN | SALH_1 | HPs - Domestic (GWh) | Saltholme | SALTHOLME | 0.03 | 0.05 | 0.11 | 0.17 | 0.25 | 0.41 | 0.58 | 0.78 | 0.98 | 1.19 | 1.51 | 1.74 | 1.95 | 2.16 | 2.39 | 2.78 | 3.02 | 3.17 | 3.29 | 3.36 | 3.5 | 3.49 | 3.46 | 3.48 | 3.49 | 3.52 | 3.53 | 3.52 | 3.53 | 3.5 | NPgN | GSP | NG FES - Leading the Way | HPs - Domestic (GWh)
NG FES - Leading the Way | Dem_BB004 | GWh | NPgN | SSHI_3 | HPs - Domestic (GWh) | South Shields | SOUTH SHIELDS | 0.73 | 1 | 2.21 | 3.37 | 4.85 | 7.85 | 10.9 | 14.77 | 18.5 | 22.42 | 28.86 | 33.54 | 38.28 | 43.04 | 48.72 | 57.81 | 63.56 | 67.75 | 71.3 | 73.82 | 78.25 | 79.26 | 79.83 | 81.11 | 82.13 | 83.38 | 83.97 | 84.15 | 84.59 | 83.95 | NPgN | GSP | NG FES - Leading the Way | HPs - Domestic (GWh)
NG FES - Leading the Way | Dem_BB004 | GWh | NPgN | KIELD01 and SPAD20 | HPs - Domestic (GWh) | 0 | SPADEADAM | 0.16 | 0.2 | 0.51 | 0.94 | 1.48 | 2.1 | 2.75 | 3.67 | 4.5 | 5.34 | 6.44 | 7.21 | 7.9 | 8.5 | 9.08 | 9.81 | 10.25 | 10.54 | 10.78 | 10.93 | 11.25 | 11.26 | 11.22 | 11.26 | 11.3 | 11.37 | 11.4 | 11.4 | 11.43 | 11.36 | NPgN | GSP | NG FES - Leading the Way | HPs - Domestic (GWh)
NG FES - Leading the Way | Dem_BB004 | GWh | NPgN | SPEN_1 | HPs - Domestic (GWh) | Spennymoor | SPENNYMOOR | 6.74 | 8.46 | 15.77 | 23.01 | 32.14 | 47.38 | 62.97 | 82.87 | 101.87 | 121.95 | 153.63 | 176.33 | 198.64 | 220.23 | 245.03 | 284.66 | 309.26 | 326.77 | 341.3 | 351.13 | 369.6 | 372.84 | 373.8 | 378.37 | 382.04 | 387.03 | 389.36 | 390 | 392 | 389.09 | NPgN | GSP | NG FES - Leading the Way | HPs - Domestic (GWh)
NG FES - Leading the Way | Dem_BB004 | GWh | NPgN | STEN_1 | HPs - Domestic (GWh) | Stella North | STELLA NORTH | 2.82 | 3.8 | 8.47 | 13.2 | 19.35 | 30.72 | 42.27 | 56.8 | 70.16 | 84.32 | 107.03 | 123.31 | 139.59 | 155.69 | 174.46 | 204.85 | 223.82 | 237.4 | 248.68 | 256.39 | 270.55 | 273.13 | 274.12 | 277.8 | 280.81 | 284.8 | 286.78 | 287.39 | 288.65 | 286.33 | NPgN | GSP | NG FES - Leading the Way | HPs - Domestic (GWh)
NG FES - Leading the Way | Dem_BB004 | GWh | NPgN | STES_1 | HPs - Domestic (GWh) | Stella South | STELLA SOUTH | 3.01 | 3.86 | 7.72 | 11.6 | 16.52 | 24.86 | 33.38 | 44.15 | 54.5 | 65.47 | 83.05 | 95.99 | 108.89 | 121.53 | 136.41 | 159.86 | 174.75 | 185.65 | 194.95 | 201.63 | 213.39 | 216.37 | 218.08 | 221.62 | 224.46 | 227.84 | 229.49 | 230.06 | 231.34 | 229.77 | NPgN | GSP | NG FES - Leading the Way | HPs - Domestic (GWh)
NG FES - Leading the Way | Dem_BB004 | GWh | NPgN | TYNE_1 | HPs - Domestic (GWh) | Tynemouth 1 | TYNEMOUTH | 2.37 | 3.24 | 7.18 | 10.95 | 15.66 | 25.12 | 34.71 | 47.1 | 58.91 | 71.39 | 91.18 | 105.23 | 119.21 | 133.07 | 149.24 | 175.6 | 191.89 | 203.43 | 212.88 | 219.16 | 230.94 | 232.58 | 232.86 | 235.56 | 237.72 | 240.79 | 242.14 | 242.11 | 242.82 | 240.77 | NPgN | GSP | NG FES - Leading the Way | HPs - Domestic (GWh)
NG FES - Leading the Way | Dem_BB004 | GWh | NPgN | WBOL_6 | HPs - Domestic (GWh) | West Boldon | WEST BOLDON | 3.1 | 4.24 | 9.33 | 14.24 | 20.42 | 32.92 | 45.62 | 61.92 | 77.5 | 94.04 | 120.77 | 140.04 | 159.4 | 178.62 | 201.3 | 237.95 | 260.91 | 277.47 | 291.33 | 300.94 | 318.27 | 321.77 | 323.36 | 328 | 331.72 | 336.47 | 338.67 | 339.1 | 340.54 | 337.81 | NPgN | GSP | NG FES - Leading the Way | HPs - Domestic (GWh)
NG FES - Leading the Way | Dem_BB004 | GWh | NPgN | BRAW_1 | HPs - Domestic (GWh) | Bradford West | BRADFORD WEST | 5.99 | 8.33 | 17.77 | 27.37 | 39.61 | 54.71 | 82.77 | 117.92 | 148.77 | 180.84 | 228.65 | 265.34 | 301.77 | 338.1 | 380.39 | 442.19 | 484.6 | 512.96 | 540.97 | 558.88 | 587.93 | 594.19 | 596.94 | 606.72 | 613.79 | 622.46 | 626.74 | 628.78 | 629.57 | 622.76 | NPgY | GSP | NG FES - Leading the Way | HPs - Domestic (GWh)
NG FES - Leading the Way | Dem_BB004 | GWh | NPgN | CAMB_01 | HPs - Domestic (GWh) | Camblesforth | CAMBLESFORTH | 0.58 | 0.78 | 1.59 | 2.47 | 3.59 | 5.05 | 7.48 | 10.24 | 12.71 | 15.35 | 18.96 | 21.75 | 24.45 | 26.94 | 29.52 | 33.37 | 35.99 | 37.7 | 39.39 | 40.48 | 42.3 | 42.65 | 42.78 | 43.38 | 43.8 | 44.34 | 44.61 | 44.72 | 44.76 | 44.31 | NPgY | GSP | NG FES - Leading the Way | HPs - Domestic (GWh)
NG FES - Leading the Way | Dem_BB004 | GWh | NPgN | CREB_1 | HPs - Domestic (GWh) | Creyke Beck | CREYKE BECK | 10.01 | 12.99 | 24.23 | 35.31 | 49.06 | 66.26 | 96.06 | 129.91 | 159.53 | 190.86 | 236.11 | 270.76 | 304.79 | 337.07 | 373.41 | 426.74 | 463.35 | 487.64 | 511.82 | 527.33 | 552.6 | 558.01 | 560.73 | 569.31 | 575.44 | 582.97 | 586.62 | 588.33 | 588.94 | 582.86 | NPgY | GSP | NG FES - Leading the Way | HPs - Domestic (GWh)
NG FES - Leading the Way | Dem_BB004 | GWh | NPgN | DRAX_YEDL | HPs - Domestic (GWh) | Drax | DRAX | 1.56 | 1.96 | 3.6 | 5.36 | 7.61 | 10.56 | 14.43 | 18.17 | 21.49 | 25.02 | 29.72 | 33.38 | 36.88 | 39.93 | 42.94 | 47.39 | 50.48 | 52.55 | 54.64 | 56.09 | 58.39 | 59.04 | 59.48 | 60.37 | 61.05 | 61.84 | 62.27 | 62.55 | 62.73 | 62.34 | NPgY | GSP | NG FES - Leading the Way | HPs - Domestic (GWh)
NG FES - Leading the Way | Dem_BB004 | GWh | NPgN | ELLA_1 | HPs - Domestic (GWh) | Elland | ELLAND | 4.71 | 6.55 | 13.77 | 20.97 | 30.03 | 41.13 | 62.92 | 90.21 | 114.12 | 139 | 176.02 | 204.26 | 232.28 | 260.16 | 292.69 | 340.3 | 372.86 | 394.49 | 415.85 | 429.3 | 451.28 | 455.6 | 457.25 | 464.41 | 469.51 | 475.92 | 478.99 | 480.33 | 480.68 | 475.25 | NPgY | GSP | NG FES - Leading the Way | HPs - Domestic (GWh)
NG FES - Leading the Way | Dem_BB004 | GWh | NPgN | FERRA2 | HPs - Domestic (GWh) | Ferrybridge A | FERRYBRIDGE A | 2.99 | 3.89 | 7.04 | 10.15 | 14.15 | 19.11 | 26.09 | 34.17 | 41.2 | 48.74 | 59.82 | 68.38 | 76.79 | 84.84 | 94 | 107.38 | 116.6 | 122.75 | 128.88 | 132.82 | 139.23 | 140.67 | 141.5 | 143.77 | 145.44 | 147.49 | 148.57 | 149.17 | 149.5 | 148.17 | NPgY | GSP | NG FES - Leading the Way | HPs - Domestic (GWh)
NG FES - Leading the Way | Dem_BB004 | GWh | NPgN | FERRB9 | HPs - Domestic (GWh) | Ferrybridge B (_M) | FERRYBRIDGE B | 4.13 | 5.66 | 11.79 | 18.16 | 26.4 | 36.67 | 51.96 | 70.02 | 85.94 | 102.91 | 127.42 | 146.32 | 164.92 | 182.85 | 203.14 | 232.83 | 253.25 | 266.89 | 280.42 | 289.16 | 303.25 | 306.39 | 308.05 | 312.99 | 316.63 | 321.07 | 323.42 | 324.69 | 325.36 | 322.4 | NPgY | GSP | NG FES - Leading the Way | HPs - Domestic (GWh)
NG FES - Leading the Way | Dem_BB004 | GWh | NPgN | GRIW_1 | HPs - Domestic (GWh) | Grimsby West | GRIMSBY WEST | 2.77 | 3.7 | 7.08 | 10.3 | 14.26 | 19.16 | 28.92 | 40.85 | 51.3 | 62.35 | 78.54 | 90.86 | 103 | 114.87 | 128.45 | 148.45 | 162.06 | 170.96 | 179.79 | 185.24 | 194.34 | 195.89 | 196.38 | 199.22 | 201.2 | 203.79 | 204.98 | 205.43 | 205.45 | 203.04 | NPgY | GSP | NG FES - Leading the Way | HPs - Domestic (GWh)
NG FES - Leading the Way | Dem_BB004 | GWh | NPgN | JORD_3 | HPs - Domestic (GWh) | Jordanthorpe | JORDANTHORPE | 0.72 | 1.05 | 2.37 | 3.68 | 5.35 | 7.44 | 11.6 | 16.93 | 21.63 | 26.65 | 33.9 | 39.32 | 44.62 | 49.82 | 55.68 | 64.43 | 70.27 | 73.94 | 77.57 | 79.6 | 83.2 | 83.38 | 83.12 | 84.03 | 84.63 | 85.6 | 86.04 | 86.13 | 86.02 | 84.95 | NPgY | GSP | NG FES - Leading the Way | HPs - Domestic (GWh)
NG FES - Leading the Way | Dem_BB004 | GWh | NPgN | KEAD_YEDL | HPs - Domestic (GWh) | Keadby | KEADBY | 5.39 | 6.93 | 13.39 | 20.35 | 29.21 | 40.74 | 58.14 | 76.5 | 92.84 | 110.42 | 134.46 | 153.05 | 170.96 | 186.86 | 203.08 | 227.25 | 243.84 | 254.76 | 265.64 | 272.85 | 284.76 | 287.42 | 288.94 | 293.11 | 296.15 | 299.85 | 301.73 | 302.71 | 303.17 | 300.52 | NPgY | GSP | NG FES - Leading the Way | HPs - Domestic (GWh)
NG FES - Leading the Way | Dem_BB004 | GWh | NPgN | KIRKB1 | HPs - Domestic (GWh) | Kirkstall B | KIRKSTALL B | 2.56 | 3.78 | 8.56 | 13.31 | 19.37 | 26.75 | 39.56 | 55.65 | 69.79 | 84.75 | 106.61 | 123.13 | 139.44 | 155.65 | 174.56 | 202.28 | 221.11 | 233.38 | 245.53 | 252.84 | 264.92 | 266.66 | 266.96 | 270.65 | 273.25 | 276.79 | 278.55 | 279.27 | 279.4 | 276.39 | NPgY | GSP | NG FES - Leading the Way | HPs - Domestic (GWh)
NG FES - Leading the Way | Dem_BB004 | GWh | NPgN | NEEP_3 | HPs - Domestic (GWh) | Neepsend | NEEPSEND | 1.17 | 1.64 | 3.43 | 5.21 | 7.48 | 10.27 | 15.46 | 22.02 | 27.76 | 33.64 | 42.59 | 49.51 | 56.46 | 63.56 | 71.98 | 84.18 | 92.62 | 98.37 | 104.05 | 107.79 | 113.72 | 115.24 | 116.03 | 118.16 | 119.72 | 121.54 | 122.46 | 122.96 | 123.22 | 121.94 | NPgY | GSP | NG FES - Leading the Way | HPs - Domestic (GWh)
NG FES - Leading the Way | Dem_BB004 | GWh | NPgN | NORL_3 | HPs - Domestic (GWh) | Norton Lees | NORTON LEES | 0.93 | 1.37 | 3.04 | 4.69 | 6.8 | 9.39 | 14.64 | 21.46 | 27.44 | 33.58 | 42.78 | 49.72 | 56.63 | 63.69 | 71.96 | 84.1 | 92.34 | 97.74 | 103.05 | 106.27 | 111.59 | 112.39 | 112.47 | 114.07 | 115.2 | 116.72 | 117.46 | 117.74 | 117.77 | 116.41 | NPgY | GSP | NG FES - Leading the Way | HPs - Domestic (GWh)
NG FES - Leading the Way | Dem_BB004 | GWh | NPgN | PITS_BB_B | HPs - Domestic (GWh) | Pitsmoor | PITSMOOR 3/4 | 0.36 | 0.54 | 1.25 | 1.95 | 2.87 | 3.99 | 6.04 | 8.71 | 11.05 | 13.53 | 17.28 | 20.16 | 23.06 | 25.98 | 29.42 | 34.45 | 37.91 | 40.24 | 42.55 | 44.04 | 46.42 | 46.98 | 47.27 | 48.1 | 48.71 | 49.44 | 49.82 | 50.01 | 50.1 | 49.58 | NPgY | GSP | NG FES - Leading the Way | HPs - Domestic (GWh)
NG FES - Leading the Way | Dem_BB004 | GWh | NPgN | SALT_1 | HPs - Domestic (GWh) | Saltend North | SALTEND NORTH | 1.34 | 1.74 | 3.21 | 4.65 | 6.46 | 8.7 | 12.61 | 17.16 | 21.13 | 25.34 | 31.53 | 36.26 | 40.93 | 45.39 | 50.47 | 57.92 | 63.04 | 66.44 | 69.82 | 71.98 | 75.5 | 76.26 | 76.64 | 77.84 | 78.69 | 79.75 | 80.26 | 80.5 | 80.59 | 79.75 | NPgY | GSP | NG FES - Leading the Way | HPs - Domestic (GWh)
NG FES - Leading the Way | Dem_BB004 | GWh | NPgN | SHEC_3 | HPs - Domestic (GWh) | Sheffield City | SHEFFIELD CITY | 0.52 | 0.75 | 1.64 | 2.5 | 3.59 | 4.92 | 7.47 | 10.66 | 13.46 | 16.38 | 20.76 | 24.11 | 27.47 | 30.86 | 34.87 | 40.71 | 44.72 | 47.41 | 50.06 | 51.75 | 54.44 | 55 | 55.25 | 56.15 | 56.8 | 57.61 | 58.02 | 58.21 | 58.29 | 57.67 | NPgY | GSP | NG FES - Leading the Way | HPs - Domestic (GWh)
NG FES - Leading the Way | Dem_BB004 | GWh | NPgN | SKLGB1 | HPs - Domestic (GWh) | Skelton Grange | SKELTON GRANGE | 6.06 | 8.92 | 20.09 | 31.2 | 45.38 | 62.65 | 93.54 | 132.71 | 167.17 | 203.19 | 256.43 | 297.02 | 337.32 | 377.96 | 425.72 | 495.43 | 543.07 | 574.63 | 605.81 | 625.2 | 656.58 | 662.38 | 664.32 | 674.48 | 681.76 | 691.12 | 695.82 | 697.97 | 698.69 | 691.26 | NPgY | GSP | NG FES - Leading the Way | HPs - Domestic (GWh)
NG FES - Leading the Way | Dem_BB004 | GWh | NPgN | TEMP_3 | HPs - Domestic (GWh) | Templeborough | TEMPLEBOROUGH 275/33KV | 0.06 | 0.1 | 0.23 | 0.36 | 0.54 | 0.75 | 1.14 | 1.67 | 2.12 | 2.62 | 3.33 | 3.85 | 4.37 | 4.87 | 5.44 | 6.29 | 6.86 | 7.21 | 7.55 | 7.73 | 8.06 | 8.05 | 8.01 | 8.08 | 8.13 | 8.21 | 8.25 | 8.26 | 8.24 | 8.14 | NPgY | GSP | NG FES - Leading the Way | HPs - Domestic (GWh)
NG FES - Leading the Way | Dem_BB004 | GWh | NPgN | THUR_6 | HPs - Domestic (GWh) | Thurcroft | THURCROFT | 4.51 | 5.91 | 10.82 | 15.52 | 21.37 | 28.55 | 39.96 | 52.98 | 64.3 | 76.4 | 94.24 | 108.04 | 121.68 | 134.69 | 149.76 | 171.67 | 186.84 | 197.08 | 207.29 | 213.99 | 224.64 | 227.32 | 228.97 | 232.82 | 235.64 | 238.95 | 240.62 | 241.52 | 241.99 | 239.66 | NPgY | GSP | NG FES - Leading the Way | HPs - Domestic (GWh)
NG FES - Leading the Way | Dem_BB004 | GWh | NPgN | WMEL_THOM | HPs - Domestic (GWh) | Thorpe Marsh | WEST MELTON / THORPE MARSH | 7.05 | 9.4 | 17.46 | 25.17 | 34.83 | 46.7 | 66.92 | 91.42 | 112.75 | 135.47 | 169.21 | 195.07 | 220.61 | 245.53 | 274.38 | 316.62 | 345.56 | 364.72 | 383.77 | 395.75 | 415.25 | 419.13 | 420.92 | 427.41 | 432.07 | 437.92 | 440.83 | 442.18 | 442.67 | 438.02 | NPgY | GSP | NG FES - Leading the Way | HPs - Domestic (GWh)
NG FES - Leading the Way | Dem_BB004 | GWh | NPgN | WMEL_BB3 | HPs - Domestic (GWh) | West Melton | WEST MELTON SECTION 3 | 6.28 | 8.48 | 16.8 | 25.32 | 36.35 | 49.96 | 70.07 | 94.28 | 115.46 | 137.88 | 171.15 | 196.84 | 222.32 | 247.18 | 275.96 | 317.87 | 346.83 | 366.35 | 385.72 | 398.33 | 418.5 | 423.37 | 426.15 | 433.4 | 438.78 | 445.19 | 448.59 | 450.5 | 451.57 | 447.45 | NPgY | GSP | NG FES - Leading the Way | HPs - Domestic (GWh)
NG FES - Leading the Way | Dem_BB004 | GWh | NPgN | WIBA_3 | HPs - Domestic (GWh) | Wincobank | WINCOBANK | 0.19 | 0.27 | 0.6 | 0.93 | 1.35 | 1.85 | 2.67 | 3.69 | 4.59 | 5.55 | 6.96 | 8.04 | 9.11 | 10.16 | 11.4 | 13.21 | 14.45 | 15.27 | 16.09 | 16.6 | 17.42 | 17.57 | 17.64 | 17.92 | 18.11 | 18.36 | 18.49 | 18.55 | 18.57 | 18.38 | NPgY | GSP | NG FES - Leading the Way | HPs - Domestic (GWh)
NPg Planning Scenario | Dem_BB004 | GWh | NPgN | BLYTB1 | HPs - Domestic (GWh) | Blyth 66kV | BLYTH 66kV | 3.3 | 4.72 | 6.28 | 7.66 | 11.48 | 16.56 | 23.74 | 34.33 | 53.04 | 68.3 | 85.15 | 102 | 123.55 | 145.86 | 168.21 | 190.37 | 211.9 | 233.29 | 255.59 | 275.8 | 296.74 | 315.57 | 333.04 | 347.5 | 361.37 | 373.71 | 386.55 | 399.38 | 399.73 | 398.9 | NPgN | GSP | NPg Planning Scenario | HPs - Domestic (GWh)
NPg Planning Scenario | Dem_BB004 | GWh | NPgN | BLYTH132 | HPs - Domestic (GWh) | Blyth 132kV | BLYTH 132kV | 1.36 | 1.76 | 2.17 | 3.58 | 4.92 | 10.47 | 17.63 | 27.47 | 23.65 | 30.72 | 33.7 | 39.14 | 40.99 | 47.12 | 52.24 | 58.36 | 64.12 | 69.49 | 74.96 | 80.07 | 85.65 | 91.15 | 94.7 | 98.83 | 101.34 | 104.75 | 107.04 | 109.9 | 109.99 | 109.71 | NPgN | GSP | NPg Planning Scenario | HPs - Domestic (GWh)
NPg Planning Scenario | Dem_BB004 | GWh | NPgN | FOUR_1 | HPs - Domestic (GWh) | Fourstones | FOURSTONES | 0.26 | 0.35 | 0.45 | 1.01 | 1.51 | 5.16 | 9.74 | 15.96 | 10.29 | 13.61 | 13.18 | 14.53 | 14.55 | 16.06 | 17.2 | 18.86 | 20.44 | 22.08 | 23.47 | 24.75 | 26.21 | 27.87 | 28.2 | 29.44 | 29.49 | 30.51 | 30.56 | 30.85 | 30.87 | 30.79 | NPgN | GSP | NPg Planning Scenario | HPs - Domestic (GWh)
NPg Planning Scenario | Dem_BB004 | GWh | NPgN | HARM_6 | HPs - Domestic (GWh) | Hart Moor | HARTMOOR | 1.66 | 2.4 | 3.27 | 4.02 | 6.41 | 9.23 | 13.04 | 18.45 | 30.12 | 38.58 | 47.97 | 56.97 | 68.68 | 80.83 | 93.12 | 105.18 | 116.96 | 128.92 | 141.13 | 152.08 | 163.39 | 173.58 | 183.11 | 190.95 | 198.51 | 205.26 | 212.27 | 219.24 | 219.46 | 219.05 | NPgN | GSP | NPg Planning Scenario | HPs - Domestic (GWh)
NPg Planning Scenario | Dem_BB004 | GWh | NPgN | HAWP_6 | HPs - Domestic (GWh) | Hawthorn Pit | HAWTHORN PIT GRID | 1.84 | 2.65 | 3.53 | 4.3 | 6.52 | 9.33 | 13.26 | 19.01 | 33.68 | 43.6 | 55.31 | 66.58 | 81.38 | 96.45 | 111.67 | 126.58 | 141.07 | 155.6 | 170.68 | 184.17 | 198.08 | 210.59 | 222.36 | 232.05 | 241.41 | 249.78 | 258.46 | 267.13 | 267.24 | 266.6 | NPgN | GSP | NPg Planning Scenario | HPs - Domestic (GWh)
NPg Planning Scenario | Dem_BB004 | GWh | NPgN | KNARE_111 | HPs - Domestic (GWh) | Knaresborough | KNARESBOROUGH | 2.07 | 2.74 | 3.54 | 4.61 | 6.85 | 11.77 | 18.58 | 28.7 | 39.35 | 51.75 | 63.26 | 75.16 | 89.95 | 106.22 | 122.39 | 138.67 | 154.43 | 170.46 | 186.49 | 200.56 | 215.14 | 228.57 | 240.46 | 250.85 | 260.17 | 269.2 | 277.85 | 286.6 | 286.22 | 284.99 | NPgN | GSP | NPg Planning Scenario | HPs - Domestic (GWh)
NPg Planning Scenario | Dem_BB004 | GWh | NPgN | LACK_6 | HPs - Domestic (GWh) | Lackenby | LACKENBY | 2.63 | 3.75 | 5.02 | 6.25 | 9.67 | 14.5 | 21.01 | 30.32 | 50.09 | 64.7 | 81.23 | 97.98 | 118.69 | 140.23 | 161.56 | 182.65 | 203.2 | 223.39 | 244.56 | 263.45 | 282.95 | 300.62 | 316.97 | 330.67 | 343.61 | 355.43 | 367.45 | 379.54 | 379.57 | 378.53 | NPgN | GSP | NPg Planning Scenario | HPs - Domestic (GWh)
NPg Planning Scenario | Dem_BB004 | GWh | NPgN | NORT_1 | HPs - Domestic (GWh) | Norton | NORTON | 6.81 | 9.73 | 13.19 | 16.94 | 26.91 | 43.2 | 64.89 | 95.83 | 133.32 | 172.18 | 208.97 | 247.18 | 292.25 | 342.85 | 392.9 | 443.23 | 492.23 | 541.85 | 591.84 | 636.26 | 682.34 | 724.8 | 762.69 | 795.45 | 825.3 | 853.7 | 881.46 | 909.35 | 909.89 | 907.87 | NPgN | GSP | NPg Planning Scenario | HPs - Domestic (GWh)
NPg Planning Scenario | Dem_BB004 | GWh | NPgN | OFFE_3 | HPs - Domestic (GWh) | Offerton | OFFERTON | 0.52 | 0.81 | 1.16 | 1.44 | 2.63 | 3.84 | 5.38 | 7.59 | 16.85 | 21.96 | 28.36 | 32.99 | 41.54 | 49.61 | 58.48 | 66.9 | 75.04 | 83.95 | 92.69 | 100.48 | 108.51 | 115.35 | 122.03 | 127.19 | 132.43 | 136.84 | 141.61 | 146.29 | 146.13 | 145.47 | NPgN | GSP | NPg Planning Scenario | HPs - Domestic (GWh)
NPg Planning Scenario | Dem_BB004 | GWh | NPgN | OSBA_1 | HPs - Domestic (GWh) | Osbaldwick | OSBALDWICK | 4.88 | 6.61 | 8.58 | 10.96 | 16.33 | 25.58 | 38.16 | 56.13 | 78.61 | 101.29 | 124.38 | 146.99 | 176.94 | 208.23 | 239.57 | 270.86 | 301.19 | 331.82 | 363.13 | 391.28 | 420.52 | 446.68 | 470.52 | 490.48 | 509.14 | 526.16 | 543.37 | 560.85 | 560.82 | 559.03 | NPgN | GSP | NPg Planning Scenario | HPs - Domestic (GWh)
NPg Planning Scenario | Dem_BB004 | GWh | NPgN | POPP_3 | HPs - Domestic (GWh) | Poppleton | POPPLETON | 0.64 | 0.94 | 1.3 | 1.62 | 2.75 | 4.02 | 5.69 | 8.06 | 14.04 | 18.08 | 22.62 | 26.6 | 32.06 | 37.8 | 43.66 | 49.4 | 55 | 60.87 | 66.65 | 71.7 | 76.9 | 81.57 | 86.03 | 89.63 | 93.16 | 96.32 | 99.6 | 102.81 | 102.8 | 102.49 | NPgN | GSP | NPg Planning Scenario | HPs - Domestic (GWh)
NPg Planning Scenario | Dem_BB004 | GWh | NPgN | SALH_1 | HPs - Domestic (GWh) | Saltholme | SALTHOLME | 0.03 | 0.04 | 0.06 | 0.08 | 0.15 | 0.22 | 0.3 | 0.43 | 0.84 | 1.08 | 1.37 | 1.66 | 1.97 | 2.32 | 2.65 | 2.98 | 3.3 | 3.62 | 3.94 | 4.21 | 4.48 | 4.74 | 4.99 | 5.21 | 5.41 | 5.61 | 5.8 | 5.99 | 5.99 | 5.98 | NPgN | GSP | NPg Planning Scenario | HPs - Domestic (GWh)
NPg Planning Scenario | Dem_BB004 | GWh | NPgN | SSHI_3 | HPs - Domestic (GWh) | South Shields | SOUTH SHIELDS | 0.65 | 0.96 | 1.33 | 1.63 | 2.81 | 4.07 | 5.75 | 8.19 | 15.51 | 20.09 | 25.44 | 30.12 | 37.33 | 44.28 | 51.63 | 58.68 | 65.52 | 72.67 | 79.88 | 86.34 | 93.01 | 98.85 | 104.4 | 108.83 | 113.18 | 116.95 | 120.93 | 124.87 | 124.8 | 124.35 | NPgN | GSP | NPg Planning Scenario | HPs - Domestic (GWh)
NPg Planning Scenario | Dem_BB004 | GWh | NPgN | KIELD01 and SPAD20 | HPs - Domestic (GWh) | 0 | SPADEADAM | 0.13 | 0.18 | 0.22 | 0.39 | 0.55 | 1.63 | 3 | 4.88 | 3.7 | 4.89 | 5.07 | 5.76 | 6.16 | 6.96 | 7.64 | 8.46 | 9.24 | 10.04 | 10.77 | 11.41 | 12.09 | 12.82 | 13.16 | 13.72 | 13.93 | 14.41 | 14.61 | 14.88 | 14.85 | 14.77 | NPgN | GSP | NPg Planning Scenario | HPs - Domestic (GWh)
NPg Planning Scenario | Dem_BB004 | GWh | NPgN | SPEN_1 | HPs - Domestic (GWh) | Spennymoor | SPENNYMOOR | 6.23 | 8.36 | 10.46 | 12.84 | 16.76 | 25.76 | 38.77 | 57.6 | 80.65 | 104.22 | 128.8 | 154.17 | 186.48 | 219.54 | 251.93 | 284.29 | 315.7 | 346.79 | 379.1 | 407.89 | 437.62 | 464.61 | 489.21 | 510.09 | 529.48 | 547.56 | 565.56 | 583.84 | 583.63 | 581.72 | NPgN | GSP | NPg Planning Scenario | HPs - Domestic (GWh)
NPg Planning Scenario | Dem_BB004 | GWh | NPgN | STEN_1 | HPs - Domestic (GWh) | Stella North | STELLA NORTH | 2.53 | 3.72 | 5.17 | 6.47 | 11.29 | 16.53 | 23.19 | 32.42 | 58.52 | 75.08 | 94.55 | 112.54 | 137.22 | 161.74 | 186.62 | 210.78 | 234.42 | 258.5 | 282.96 | 304.45 | 326.51 | 346.43 | 365.3 | 380.72 | 395.65 | 409.11 | 422.99 | 436.79 | 436.84 | 435.74 | NPgN | GSP | NPg Planning Scenario | HPs - Domestic (GWh)
NPg Planning Scenario | Dem_BB004 | GWh | NPgN | STES_1 | HPs - Domestic (GWh) | Stella South | STELLA SOUTH | 2.67 | 3.74 | 4.93 | 6.15 | 9.05 | 13.95 | 20.69 | 30.36 | 44.28 | 57.13 | 70.86 | 84.39 | 102.71 | 121.31 | 140.11 | 158.77 | 176.85 | 194.89 | 213.73 | 230.91 | 248.76 | 264.51 | 278.96 | 290.93 | 302.27 | 312.35 | 322.76 | 333.26 | 333.27 | 332.18 | NPgN | GSP | NPg Planning Scenario | HPs - Domestic (GWh)
NPg Planning Scenario | Dem_BB004 | GWh | NPgN | TYNE_1 | HPs - Domestic (GWh) | Tynemouth 1 | TYNEMOUTH | 1.98 | 2.95 | 4.16 | 5.11 | 9.03 | 13.15 | 18.61 | 26.68 | 49.01 | 63.56 | 80.04 | 95.37 | 115.63 | 136.68 | 158.07 | 178.95 | 199.32 | 220.3 | 241.24 | 259.46 | 278.17 | 295.24 | 311.36 | 324.59 | 337.41 | 349.03 | 360.95 | 372.62 | 372.45 | 371.31 | NPgN | GSP | NPg Planning Scenario | HPs - Domestic (GWh)
NPg Planning Scenario | Dem_BB004 | GWh | NPgN | WBOL_6 | HPs - Domestic (GWh) | West Boldon | WEST BOLDON | 2.78 | 4.12 | 5.74 | 7.02 | 11.91 | 17.18 | 24.23 | 34.55 | 64.78 | 83.96 | 106.25 | 127.01 | 155.98 | 184.81 | 214.61 | 243.46 | 271.53 | 300.3 | 329.65 | 355.82 | 382.81 | 406.97 | 429.71 | 448.33 | 466.34 | 482.34 | 498.99 | 515.5 | 515.57 | 514.15 | NPgN | GSP | NPg Planning Scenario | HPs - Domestic (GWh)
NPg Planning Scenario | Dem_BB004 | GWh | NPgN | BRAW_1 | HPs - Domestic (GWh) | Bradford West | BRADFORD WEST | 5.15 | 7.5 | 10.31 | 13.38 | 20.27 | 34.56 | 52.57 | 77.46 | 103.09 | 167.97 | 205.98 | 250.42 | 298.85 | 346.14 | 410.59 | 466.68 | 520.85 | 577.09 | 630.93 | 688.23 | 739.62 | 788.97 | 830.02 | 868.11 | 900.62 | 930.17 | 962.68 | 992.27 | 990.89 | 986.52 | NPgY | GSP | NPg Planning Scenario | HPs - Domestic (GWh)
NPg Planning Scenario | Dem_BB004 | GWh | NPgN | CAMB_01 | HPs - Domestic (GWh) | Camblesforth | CAMBLESFORTH | 0.48 | 0.67 | 0.88 | 1.11 | 1.91 | 3.08 | 6.13 | 9.26 | 12.12 | 14.3 | 17.47 | 20.28 | 23.46 | 26.73 | 30.79 | 34.64 | 38.14 | 41.95 | 45.93 | 49.19 | 52.75 | 55.93 | 58.75 | 61.18 | 63.51 | 65.48 | 67.59 | 69.56 | 69.56 | 69.33 | NPgY | GSP | NPg Planning Scenario | HPs - Domestic (GWh)
NPg Planning Scenario | Dem_BB004 | GWh | NPgN | CREB_1 | HPs - Domestic (GWh) | Creyke Beck | CREYKE BECK | 7.62 | 10.35 | 13.56 | 17.04 | 25.62 | 40.78 | 66.8 | 101.01 | 135.79 | 168.81 | 206.67 | 243.16 | 286.85 | 334.34 | 390.33 | 440.38 | 488.71 | 537.45 | 588.41 | 631.58 | 678.67 | 720.99 | 759.52 | 791.85 | 822.27 | 849.38 | 877 | 904.15 | 905.12 | 902.83 | NPgY | GSP | NPg Planning Scenario | HPs - Domestic (GWh)
NPg Planning Scenario | Dem_BB004 | GWh | NPgN | DRAX_YEDL | HPs - Domestic (GWh) | Drax | DRAX | 1.21 | 1.57 | 2 | 2.46 | 4.05 | 6.12 | 11.9 | 17.95 | 23.44 | 21.9 | 26.46 | 29.26 | 33.26 | 37.39 | 42.25 | 46.77 | 50.95 | 55.38 | 60.52 | 63.68 | 68.18 | 71.85 | 75.43 | 78.15 | 81.07 | 83.43 | 85.75 | 88.11 | 88.41 | 88.35 | NPgY | GSP | NPg Planning Scenario | HPs - Domestic (GWh)
NPg Planning Scenario | Dem_BB004 | GWh | NPgN | ELLA_1 | HPs - Domestic (GWh) | Elland | ELLAND | 3.97 | 5.84 | 8.04 | 10.42 | 15.46 | 26.13 | 39.37 | 58.49 | 78.25 | 128.42 | 157.83 | 191.93 | 229.69 | 266.9 | 315.7 | 358.91 | 400.82 | 443.93 | 485.52 | 529.13 | 568.61 | 606.36 | 638.08 | 667.24 | 692.36 | 715.26 | 740.16 | 763.06 | 761.88 | 758.39 | NPgY | GSP | NPg Planning Scenario | HPs - Domestic (GWh)
NPg Planning Scenario | Dem_BB004 | GWh | NPgN | FERRA2 | HPs - Domestic (GWh) | Ferrybridge A | FERRYBRIDGE A | 2.5 | 3.43 | 4.48 | 5.51 | 8.96 | 11.98 | 16.94 | 24.6 | 33.39 | 42.45 | 51.39 | 61.66 | 72.4 | 85.59 | 100.66 | 113.56 | 125.72 | 138.07 | 150.73 | 161.18 | 172.79 | 183.35 | 193.13 | 201.42 | 209.04 | 216.04 | 223.32 | 230.38 | 230.92 | 230.62 | NPgY | GSP | NPg Planning Scenario | HPs - Domestic (GWh)
NPg Planning Scenario | Dem_BB004 | GWh | NPgN | FERRB9 | HPs - Domestic (GWh) | Ferrybridge B (_M) | FERRYBRIDGE B | 3.63 | 5.27 | 7.21 | 9.28 | 14.6 | 23.51 | 35.67 | 51.76 | 68.75 | 94.8 | 115.15 | 137.15 | 161.34 | 188.35 | 219.24 | 247.27 | 274.19 | 301.52 | 329.34 | 354.02 | 379.81 | 403.54 | 424.83 | 443.09 | 459.86 | 475.09 | 490.86 | 506.17 | 506.92 | 505.96 | NPgY | GSP | NPg Planning Scenario | HPs - Domestic (GWh)
NPg Planning Scenario | Dem_BB004 | GWh | NPgN | GRIW_1 | HPs - Domestic (GWh) | Grimsby West | GRIMSBY WEST | 2.16 | 2.99 | 3.97 | 5.02 | 7.52 | 12.37 | 18.4 | 27.54 | 37.83 | 56.37 | 69.3 | 83.98 | 99.98 | 117.23 | 138.12 | 156.88 | 174.77 | 193.13 | 211.43 | 228.67 | 245.67 | 261.54 | 275.49 | 287.77 | 298.89 | 309.08 | 319.7 | 329.91 | 329.87 | 328.81 | NPgY | GSP | NPg Planning Scenario | HPs - Domestic (GWh)
NPg Planning Scenario | Dem_BB004 | GWh | NPgN | JORD_3 | HPs - Domestic (GWh) | Jordanthorpe | JORDANTHORPE | 0.65 | 0.96 | 1.32 | 1.72 | 2.67 | 4.95 | 7.11 | 10.29 | 14.04 | 25.19 | 30.93 | 38.01 | 45.33 | 53.57 | 62.59 | 71.07 | 79.1 | 87.29 | 95.36 | 102.88 | 110.11 | 116.98 | 123.13 | 128.53 | 133.51 | 138.19 | 143 | 147.69 | 147.58 | 147.1 | NPgY | GSP | NPg Planning Scenario | HPs - Domestic (GWh)
NPg Planning Scenario | Dem_BB004 | GWh | NPgN | KEAD_YEDL | HPs - Domestic (GWh) | Keadby | KEADBY | 4.29 | 5.75 | 7.44 | 9.2 | 15.5 | 23.73 | 48.04 | 73.12 | 95.14 | 98.8 | 120.33 | 136.82 | 157.52 | 180.89 | 207.7 | 232.35 | 254.86 | 278.63 | 304.98 | 322.71 | 345.93 | 365.69 | 384.51 | 399.57 | 414.76 | 427.4 | 440.46 | 453.04 | 453.92 | 452.9 | NPgY | GSP | NPg Planning Scenario | HPs - Domestic (GWh)
NPg Planning Scenario | Dem_BB004 | GWh | NPgN | KIRKB1 | HPs - Domestic (GWh) | Kirkstall B | KIRKSTALL B | 2.39 | 3.75 | 5.35 | 7.1 | 10.38 | 18.29 | 23.79 | 33.91 | 46.13 | 79.49 | 97.09 | 118.36 | 141.39 | 166.41 | 193.24 | 218.89 | 243.97 | 269 | 293.76 | 317.75 | 340.67 | 362.38 | 381.6 | 398.41 | 413.66 | 428.03 | 442.61 | 457.05 | 457.1 | 455.95 | NPgY | GSP | NPg Planning Scenario | HPs - Domestic (GWh)
NPg Planning Scenario | Dem_BB004 | GWh | NPgN | NEEP_3 | HPs - Domestic (GWh) | Neepsend | NEEPSEND | 1.02 | 1.49 | 2.03 | 2.63 | 3.97 | 6.7 | 9.18 | 13.29 | 18.06 | 31.31 | 38.36 | 47 | 56.19 | 64.52 | 77.43 | 88.2 | 98.75 | 109.77 | 120.02 | 131.96 | 142.08 | 151.9 | 159.82 | 167.37 | 173.62 | 179.34 | 185.73 | 191.48 | 191.24 | 190.45 | NPgY | GSP | NPg Planning Scenario | HPs - Domestic (GWh)
NPg Planning Scenario | Dem_BB004 | GWh | NPgN | NORL_3 | HPs - Domestic (GWh) | Norton Lees | NORTON LEES | 0.86 | 1.29 | 1.78 | 2.32 | 3.51 | 6.22 | 8.19 | 11.73 | 16.08 | 31.82 | 39.08 | 48.27 | 57.94 | 66.96 | 79.5 | 90.5 | 101.26 | 112.38 | 122.75 | 134.56 | 144.41 | 154.05 | 161.99 | 169.49 | 175.88 | 181.88 | 188.38 | 194.39 | 193.98 | 193.16 | NPgY | GSP | NPg Planning Scenario | HPs - Domestic (GWh)
NPg Planning Scenario | Dem_BB004 | GWh | NPgN | PITS_BB_B | HPs - Domestic (GWh) | Pitsmoor | PITSMOOR 3/4 | 0.35 | 0.54 | 0.76 | 1 | 1.54 | 2.66 | 3.48 | 4.94 | 6.7 | 12.88 | 15.77 | 19.44 | 23.28 | 27.4 | 32.92 | 37.48 | 42.04 | 46.55 | 50.9 | 55.46 | 59.7 | 63.71 | 67.17 | 70.3 | 72.97 | 75.47 | 78.15 | 80.66 | 80.71 | 80.48 | NPgY | GSP | NPg Planning Scenario | HPs - Domestic (GWh)
NPg Planning Scenario | Dem_BB004 | GWh | NPgN | SALT_1 | HPs - Domestic (GWh) | Saltend North | SALTEND NORTH | 1.04 | 1.42 | 1.85 | 2.3 | 3.54 | 5.31 | 8.45 | 12.73 | 17.12 | 22.35 | 27.37 | 32.59 | 38.59 | 45.33 | 53.48 | 60.5 | 67.26 | 74.06 | 81.07 | 87.13 | 93.63 | 99.54 | 104.91 | 109.48 | 113.69 | 117.47 | 121.41 | 125.2 | 125.34 | 125.01 | NPgY | GSP | NPg Planning Scenario | HPs - Domestic (GWh)
NPg Planning Scenario | Dem_BB004 | GWh | NPgN | SHEC_3 | HPs - Domestic (GWh) | Sheffield City | SHEFFIELD CITY | 0.47 | 0.73 | 1.01 | 1.32 | 1.94 | 3.31 | 4.31 | 6.19 | 8.48 | 15.28 | 18.72 | 22.95 | 27.49 | 32.02 | 38.03 | 43.25 | 48.41 | 53.63 | 58.62 | 64.01 | 68.82 | 73.42 | 77.3 | 80.85 | 83.89 | 86.72 | 89.75 | 92.59 | 92.51 | 92.18 | NPgY | GSP | NPg Planning Scenario | HPs - Domestic (GWh)
NPg Planning Scenario | Dem_BB004 | GWh | NPgN | SKLGB1 | HPs - Domestic (GWh) | Skelton Grange | SKELTON GRANGE | 5.62 | 8.86 | 12.64 | 16.73 | 24.56 | 42.78 | 55.6 | 79.17 | 107.63 | 191.43 | 234.03 | 286.43 | 342.43 | 399.05 | 467.51 | 530.8 | 592.6 | 655.62 | 716.23 | 780.19 | 837.68 | 892.94 | 939.83 | 982.51 | 1019.79 | 1054.65 | 1091.33 | 1126.35 | 1125.72 | 1122.2 | NPgY | GSP | NPg Planning Scenario | HPs - Domestic (GWh)
NPg Planning Scenario | Dem_BB004 | GWh | NPgN | TEMP_3 | HPs - Domestic (GWh) | Templeborough | TEMPLEBOROUGH 275/33KV | 0.06 | 0.09 | 0.13 | 0.18 | 0.27 | 0.5 | 0.66 | 0.93 | 1.25 | 2.51 | 3.08 | 3.8 | 4.55 | 5.44 | 6.31 | 7.15 | 7.96 | 8.76 | 9.56 | 10.27 | 10.97 | 11.63 | 12.25 | 12.78 | 13.28 | 13.76 | 14.23 | 14.72 | 14.72 | 14.68 | NPgY | GSP | NPg Planning Scenario | HPs - Domestic (GWh)
NPg Planning Scenario | Dem_BB004 | GWh | NPgN | THUR_6 | HPs - Domestic (GWh) | Thurcroft | THURCROFT | 3.58 | 5.01 | 6.63 | 8.3 | 12.49 | 18.17 | 26.25 | 39.08 | 53.32 | 65.99 | 80.43 | 95.73 | 113.22 | 134.11 | 157.31 | 177.73 | 197.4 | 216.96 | 237.46 | 254.28 | 273.46 | 290.69 | 306.63 | 319.89 | 332.2 | 343.39 | 354.71 | 365.98 | 366.9 | 366.39 | NPgY | GSP | NPg Planning Scenario | HPs - Domestic (GWh)
NPg Planning Scenario | Dem_BB004 | GWh | NPgN | WMEL_THOM | HPs - Domestic (GWh) | Thorpe Marsh | WEST MELTON / THORPE MARSH | 5.84 | 8.27 | 10.96 | 13.64 | 21.28 | 30.1 | 41.27 | 60.57 | 83.27 | 119.91 | 146.46 | 178.15 | 211.67 | 250.78 | 296.52 | 336.35 | 374.42 | 412.87 | 451.52 | 486.38 | 522.37 | 555.68 | 585.72 | 611.82 | 635.35 | 657.12 | 679.85 | 701.77 | 702.64 | 701.14 | NPgY | GSP | NPg Planning Scenario | HPs - Domestic (GWh)
NPg Planning Scenario | Dem_BB004 | GWh | NPgN | WMEL_BB3 | HPs - Domestic (GWh) | West Melton | WEST MELTON SECTION 3 | 5.48 | 7.85 | 10.58 | 13.41 | 21.24 | 31.59 | 45.39 | 65.61 | 87.58 | 124.93 | 151.72 | 182.6 | 215.91 | 253.28 | 298.55 | 337.51 | 375.2 | 413.25 | 451.24 | 486.6 | 522.38 | 555.67 | 585.18 | 611.03 | 633.96 | 654.93 | 677.23 | 698.36 | 699.23 | 697.63 | NPgY | GSP | NPg Planning Scenario | HPs - Domestic (GWh)
NPg Planning Scenario | Dem_BB004 | GWh | NPgN | WIBA_3 | HPs - Domestic (GWh) | Wincobank | WINCOBANK | 0.17 | 0.27 | 0.39 | 0.51 | 0.75 | 1.27 | 1.64 | 2.35 | 3.21 | 5.18 | 6.32 | 7.65 | 9.13 | 10.79 | 12.56 | 14.22 | 15.86 | 17.46 | 19.08 | 20.59 | 22.11 | 23.52 | 24.8 | 25.89 | 26.88 | 27.81 | 28.74 | 29.68 | 29.72 | 29.66 | NPgY | GSP | NPg Planning Scenario | HPs - Domestic (GWh)
NG FES - System Transformation | Dem_BB004 | GWh | NPgN | BLYTB1 | HPs - Domestic (GWh) | Blyth 66kV | BLYTH 66kV | 3.75 | 5.21 | 6.44 | 7.74 | 9.09 | 10.37 | 12.19 | 13.91 | 15.69 | 17.45 | 19.12 | 20.26 | 21.39 | 22.67 | 24.39 | 32.72 | 40.53 | 48.56 | 56.74 | 65.11 | 74.53 | 83.82 | 93.62 | 103.96 | 115.11 | 128.05 | 140.3 | 152.63 | 165.07 | 175.8 | NPgN | GSP | NG FES - System Transformation | HPs - Domestic (GWh)
NG FES - System Transformation | Dem_BB004 | GWh | NPgN | BLYTH132 | HPs - Domestic (GWh) | Blyth 132kV | BLYTH 132kV | 1.6 | 2.01 | 2.32 | 2.65 | 3.11 | 3.76 | 4.74 | 5.91 | 7.14 | 8.42 | 9.69 | 10.69 | 11.71 | 12.4 | 13.29 | 16.9 | 19.91 | 22.88 | 25.83 | 28.49 | 30.68 | 32.94 | 35.39 | 38.08 | 41 | 44.42 | 47.55 | 50.69 | 53.92 | 57.78 | NPgN | GSP | NG FES - System Transformation | HPs - Domestic (GWh)
NG FES - System Transformation | Dem_BB004 | GWh | NPgN | FOUR_1 | HPs - Domestic (GWh) | Fourstones | FOURSTONES | 0.35 | 0.43 | 0.5 | 0.57 | 0.7 | 0.99 | 1.42 | 1.98 | 2.56 | 3.2 | 3.82 | 4.3 | 4.79 | 5.1 | 5.51 | 6.82 | 7.85 | 8.86 | 9.85 | 10.73 | 11.46 | 12.09 | 12.78 | 13.6 | 14.52 | 15.61 | 16.52 | 17.44 | 18.4 | 19.71 | NPgN | GSP | NG FES - System Transformation | HPs - Domestic (GWh)
NG FES - System Transformation | Dem_BB004 | GWh | NPgN | HARM_6 | HPs - Domestic (GWh) | Hart Moor | HARTMOOR | 1.82 | 2.57 | 3.21 | 3.89 | 4.59 | 5.27 | 6.24 | 7.17 | 8.14 | 9.11 | 10.02 | 10.64 | 11.25 | 11.94 | 12.87 | 17.21 | 21.34 | 25.6 | 29.93 | 34.36 | 39.34 | 44.26 | 49.48 | 54.99 | 61 | 67.99 | 74.59 | 81.24 | 87.84 | 93.54 | NPgN | GSP | NG FES - System Transformation | HPs - Domestic (GWh)
NG FES - System Transformation | Dem_BB004 | GWh | NPgN | HAWP_6 | HPs - Domestic (GWh) | Hawthorn Pit | HAWTHORN PIT GRID | 1.95 | 2.76 | 3.44 | 4.16 | 4.9 | 5.61 | 6.62 | 7.58 | 8.58 | 9.56 | 10.49 | 11.13 | 11.75 | 12.5 | 13.5 | 18.49 | 23.23 | 28.12 | 33.1 | 38.19 | 43.9 | 49.67 | 55.78 | 62.26 | 69.25 | 77.38 | 85.16 | 92.99 | 100.87 | 108.14 | NPgN | GSP | NG FES - System Transformation | HPs - Domestic (GWh)
NG FES - System Transformation | Dem_BB004 | GWh | NPgN | KNARE_111 | HPs - Domestic (GWh) | Knaresborough | KNARESBOROUGH | 2.83 | 3.73 | 4.48 | 5.26 | 6.13 | 7.01 | 8.29 | 9.58 | 10.91 | 12.23 | 13.5 | 14.39 | 15.29 | 16.17 | 17.33 | 22.84 | 28.03 | 33.35 | 38.71 | 44.09 | 49.93 | 55.81 | 62.05 | 68.69 | 75.93 | 84.36 | 92.43 | 100.56 | 108.8 | 117.33 | NPgN | GSP | NG FES - System Transformation | HPs - Domestic (GWh)
NG FES - System Transformation | Dem_BB004 | GWh | NPgN | LACK_6 | HPs - Domestic (GWh) | Lackenby | LACKENBY | 2.83 | 3.97 | 4.92 | 5.93 | 7 | 8.05 | 9.57 | 11.05 | 12.59 | 14.13 | 15.59 | 16.59 | 17.59 | 18.7 | 20.2 | 27.29 | 33.86 | 40.61 | 47.49 | 54.52 | 62.37 | 70.28 | 78.69 | 87.75 | 97.53 | 108.91 | 119.78 | 130.72 | 141.59 | 151.91 | NPgN | GSP | NG FES - System Transformation | HPs - Domestic (GWh)
NG FES - System Transformation | Dem_BB004 | GWh | NPgN | NORT_1 | HPs - Domestic (GWh) | Norton | NORTON | 8.12 | 11.26 | 13.93 | 16.76 | 19.79 | 22.92 | 27.42 | 31.93 | 36.6 | 41.32 | 45.81 | 48.98 | 52.15 | 55.22 | 59.31 | 77.64 | 94.74 | 112.22 | 129.91 | 147.76 | 167.35 | 186.68 | 207.24 | 229.17 | 253.19 | 281.18 | 307.59 | 334.17 | 360.82 | 384.55 | NPgN | GSP | NG FES - System Transformation | HPs - Domestic (GWh)
NG FES - System Transformation | Dem_BB004 | GWh | NPgN | OFFE_3 | HPs - Domestic (GWh) | Offerton | OFFERTON | 0.58 | 0.89 | 1.16 | 1.45 | 1.75 | 2.03 | 2.44 | 2.83 | 3.23 | 3.63 | 4.01 | 4.26 | 4.51 | 4.89 | 5.41 | 8.32 | 11.42 | 14.63 | 17.87 | 21.16 | 24.8 | 28.55 | 32.45 | 36.35 | 40.64 | 45.6 | 50.34 | 55.11 | 59.91 | 64.54 | NPgN | GSP | NG FES - System Transformation | HPs - Domestic (GWh)
NG FES - System Transformation | Dem_BB004 | GWh | NPgN | OSBA_1 | HPs - Domestic (GWh) | Osbaldwick | OSBALDWICK | 5.95 | 7.82 | 9.36 | 10.99 | 12.75 | 14.55 | 17.18 | 19.82 | 22.55 | 25.3 | 27.91 | 29.71 | 31.51 | 33.45 | 36.05 | 48.12 | 59.52 | 71.2 | 83.03 | 94.95 | 107.98 | 120.87 | 134.53 | 148.89 | 164.52 | 182.69 | 199.85 | 217.12 | 234.6 | 252.41 | NPgN | GSP | NG FES - System Transformation | HPs - Domestic (GWh)
NG FES - System Transformation | Dem_BB004 | GWh | NPgN | POPP_3 | HPs - Domestic (GWh) | Poppleton | POPPLETON | 0.73 | 1.04 | 1.32 | 1.61 | 1.91 | 2.21 | 2.63 | 3.04 | 3.46 | 3.88 | 4.28 | 4.55 | 4.82 | 5.11 | 5.51 | 7.36 | 9.2 | 11.09 | 12.99 | 14.93 | 17.1 | 19.27 | 21.56 | 23.97 | 26.64 | 29.76 | 32.72 | 35.71 | 38.67 | 41.33 | NPgN | GSP | NG FES - System Transformation | HPs - Domestic (GWh)
NG FES - System Transformation | Dem_BB004 | GWh | NPgN | SALH_1 | HPs - Domestic (GWh) | Saltholme | SALTHOLME | 0.03 | 0.05 | 0.06 | 0.08 | 0.1 | 0.11 | 0.13 | 0.16 | 0.18 | 0.2 | 0.22 | 0.24 | 0.25 | 0.26 | 0.28 | 0.35 | 0.4 | 0.46 | 0.53 | 0.59 | 0.66 | 0.74 | 0.82 | 0.92 | 1.03 | 1.16 | 1.29 | 1.42 | 1.55 | 1.67 | NPgN | GSP | NG FES - System Transformation | HPs - Domestic (GWh)
NG FES - System Transformation | Dem_BB004 | GWh | NPgN | SSHI_3 | HPs - Domestic (GWh) | South Shields | SOUTH SHIELDS | 0.73 | 1.08 | 1.37 | 1.69 | 2.02 | 2.33 | 2.77 | 3.19 | 3.62 | 4.04 | 4.44 | 4.71 | 4.97 | 5.33 | 5.8 | 8.32 | 10.83 | 13.43 | 16.07 | 18.77 | 21.8 | 24.86 | 28.08 | 31.39 | 34.99 | 39.16 | 43.13 | 47.12 | 51.09 | 54.79 | NPgN | GSP | NG FES - System Transformation | HPs - Domestic (GWh)
NG FES - System Transformation | Dem_BB004 | GWh | NPgN | KIELD01 and SPAD20 | HPs - Domestic (GWh) | 0 | SPADEADAM | 0.16 | 0.2 | 0.23 | 0.27 | 0.32 | 0.41 | 0.55 | 0.72 | 0.9 | 1.1 | 1.29 | 1.43 | 1.58 | 1.68 | 1.8 | 2.22 | 2.55 | 2.87 | 3.19 | 3.49 | 3.76 | 4 | 4.27 | 4.59 | 4.96 | 5.39 | 5.77 | 6.16 | 6.56 | 7.08 | NPgN | GSP | NG FES - System Transformation | HPs - Domestic (GWh)
NG FES - System Transformation | Dem_BB004 | GWh | NPgN | SPEN_1 | HPs - Domestic (GWh) | Spennymoor | SPENNYMOOR | 6.74 | 8.8 | 10.42 | 12.13 | 13.95 | 15.78 | 18.45 | 21.08 | 23.81 | 26.54 | 29.11 | 30.84 | 32.55 | 34.44 | 36.95 | 48.13 | 58.4 | 68.92 | 79.6 | 90.5 | 102.67 | 114.59 | 127.35 | 141.14 | 156.1 | 173.55 | 190.14 | 206.84 | 223.76 | 241.43 | NPgN | GSP | NG FES - System Transformation | HPs - Domestic (GWh)
NG FES - System Transformation | Dem_BB004 | GWh | NPgN | STEN_1 | HPs - Domestic (GWh) | Stella North | STELLA NORTH | 2.82 | 4.05 | 5.11 | 6.23 | 7.4 | 8.55 | 10.22 | 11.84 | 13.52 | 15.21 | 16.79 | 17.83 | 18.86 | 20.11 | 21.78 | 29.49 | 36.9 | 44.56 | 52.35 | 60.32 | 69.31 | 78.33 | 87.96 | 98.2 | 109.48 | 122.61 | 135.13 | 147.73 | 160.42 | 172.69 | NPgN | GSP | NG FES - System Transformation | HPs - Domestic (GWh)
NG FES - System Transformation | Dem_BB004 | GWh | NPgN | STES_1 | HPs - Domestic (GWh) | Stella South | STELLA SOUTH | 3.01 | 4.09 | 4.99 | 5.94 | 6.95 | 7.96 | 9.42 | 10.86 | 12.35 | 13.85 | 15.27 | 16.25 | 17.23 | 18.36 | 19.87 | 27.24 | 34.21 | 41.37 | 48.64 | 56.03 | 64.25 | 72.38 | 80.95 | 89.91 | 99.56 | 110.75 | 121.33 | 131.97 | 142.67 | 152.8 | NPgN | GSP | NG FES - System Transformation | HPs - Domestic (GWh)
NG FES - System Transformation | Dem_BB004 | GWh | NPgN | TYNE_1 | HPs - Domestic (GWh) | Tynemouth 1 | TYNEMOUTH | 2.37 | 3.51 | 4.5 | 5.56 | 6.65 | 7.68 | 9.14 | 10.5 | 11.9 | 13.29 | 14.6 | 15.47 | 16.35 | 17.33 | 18.65 | 25.01 | 31.22 | 37.62 | 44.11 | 50.77 | 58.29 | 65.89 | 73.96 | 82.49 | 91.9 | 102.85 | 113.35 | 123.93 | 134.48 | 143.73 | NPgN | GSP | NG FES - System Transformation | HPs - Domestic (GWh)
NG FES - System Transformation | Dem_BB004 | GWh | NPgN | WBOL_6 | HPs - Domestic (GWh) | West Boldon | WEST BOLDON | 3.1 | 4.58 | 5.86 | 7.22 | 8.62 | 9.94 | 11.82 | 13.59 | 15.41 | 17.22 | 18.92 | 20.06 | 21.2 | 22.6 | 24.5 | 34.18 | 43.62 | 53.38 | 63.33 | 73.53 | 85.02 | 96.66 | 108.95 | 121.85 | 135.83 | 152.05 | 167.55 | 183.13 | 198.64 | 212.69 | NPgN | GSP | NG FES - System Transformation | HPs - Domestic (GWh)
NG FES - System Transformation | Dem_BB004 | GWh | NPgN | BRAW_1 | HPs - Domestic (GWh) | Bradford West | BRADFORD WEST | 5.99 | 8.36 | 10.36 | 12.52 | 14.81 | 17.25 | 20.61 | 24.09 | 27.51 | 31.06 | 34.44 | 36.73 | 39.01 | 41.28 | 44.94 | 64.06 | 82.38 | 101.27 | 120.37 | 139.69 | 162.48 | 183.2 | 206.41 | 230.89 | 256.76 | 288.76 | 316.68 | 346.04 | 375.37 | 403.11 | NPgY | GSP | NG FES - System Transformation | HPs - Domestic (GWh)
NG FES - System Transformation | Dem_BB004 | GWh | NPgN | CAMB_01 | HPs - Domestic (GWh) | Camblesforth | CAMBLESFORTH | 0.58 | 0.77 | 0.92 | 1.08 | 1.25 | 1.47 | 1.81 | 2.18 | 2.58 | 3 | 3.41 | 3.73 | 4.05 | 4.38 | 4.72 | 6.35 | 7.77 | 9.21 | 10.64 | 12.09 | 13.6 | 14.85 | 16.31 | 17.87 | 19.55 | 21.62 | 23.42 | 25.31 | 27.19 | 29.05 | NPgY | GSP | NG FES - System Transformation | HPs - Domestic (GWh)
NG FES - System Transformation | Dem_BB004 | GWh | NPgN | CREB_1 | HPs - Domestic (GWh) | Creyke Beck | CREYKE BECK | 10.01 | 12.97 | 15.46 | 18.06 | 20.83 | 23.8 | 27.98 | 32.41 | 36.79 | 41.35 | 45.71 | 48.81 | 51.92 | 55.02 | 59.03 | 78.78 | 96.14 | 113.87 | 131.84 | 150.09 | 171.13 | 189.86 | 210.5 | 232.4 | 256.02 | 284.9 | 310.1 | 336.3 | 362.41 | 386.92 | NPgY | GSP | NG FES - System Transformation | HPs - Domestic (GWh)
NG FES - System Transformation | Dem_BB004 | GWh | NPgN | DRAX_YEDL | HPs - Domestic (GWh) | Drax | DRAX | 1.56 | 1.93 | 2.24 | 2.54 | 2.87 | 3.3 | 3.93 | 4.65 | 5.4 | 6.19 | 6.98 | 7.56 | 8.14 | 8.73 | 9.34 | 11.9 | 13.97 | 16.04 | 18.11 | 20.21 | 22.4 | 24.18 | 26.14 | 28.25 | 30.58 | 33.44 | 35.94 | 38.45 | 40.95 | 43.48 | NPgY | GSP | NG FES - System Transformation | HPs - Domestic (GWh)
NG FES - System Transformation | Dem_BB004 | GWh | NPgN | ELLA_1 | HPs - Domestic (GWh) | Elland | ELLAND | 4.71 | 6.6 | 8.2 | 9.92 | 11.76 | 13.65 | 16.23 | 18.89 | 21.47 | 24.15 | 26.67 | 28.39 | 30.1 | 31.79 | 34.51 | 48.8 | 62.51 | 76.65 | 90.95 | 105.42 | 122.59 | 138.25 | 155.79 | 174.31 | 193.92 | 218.15 | 239.29 | 261.57 | 283.8 | 304.45 | NPgY | GSP | NG FES - System Transformation | HPs - Domestic (GWh)
NG FES - System Transformation | Dem_BB004 | GWh | NPgN | FERRA2 | HPs - Domestic (GWh) | Ferrybridge A | FERRYBRIDGE A | 2.99 | 3.83 | 4.53 | 5.23 | 5.96 | 6.72 | 7.81 | 8.95 | 10.06 | 11.23 | 12.32 | 13.06 | 13.78 | 14.51 | 15.55 | 20.39 | 24.49 | 28.68 | 32.96 | 37.31 | 42.47 | 47.08 | 52.11 | 57.52 | 63.45 | 70.68 | 77 | 83.54 | 90.1 | 96.53 | NPgY | GSP | NG FES - System Transformation | HPs - Domestic (GWh)
NG FES - System Transformation | Dem_BB004 | GWh | NPgN | FERRB9 | HPs - Domestic (GWh) | Ferrybridge B (_M) | FERRYBRIDGE B | 4.13 | 5.65 | 6.93 | 8.29 | 9.74 | 11.33 | 13.55 | 15.89 | 18.24 | 20.68 | 23.04 | 24.67 | 26.31 | 27.94 | 30.15 | 40.61 | 49.8 | 59.21 | 68.76 | 78.46 | 89.73 | 99.77 | 110.95 | 122.93 | 135.94 | 151.88 | 165.8 | 180.24 | 194.67 | 208.02 | NPgY | GSP | NG FES - System Transformation | HPs - Domestic (GWh)
NG FES - System Transformation | Dem_BB004 | GWh | NPgN | GRIW_1 | HPs - Domestic (GWh) | Grimsby West | GRIMSBY WEST | 2.77 | 3.69 | 4.47 | 5.29 | 6.16 | 7.05 | 8.28 | 9.58 | 10.82 | 12.11 | 13.33 | 14.18 | 15.03 | 15.88 | 17.08 | 23.34 | 29.09 | 35 | 40.98 | 47.04 | 54.11 | 60.48 | 67.65 | 75.24 | 83.38 | 93.37 | 102.1 | 111.31 | 120.51 | 129.22 | NPgY | GSP | NG FES - System Transformation | HPs - Domestic (GWh)
NG FES - System Transformation | Dem_BB004 | GWh | NPgN | JORD_3 | HPs - Domestic (GWh) | Jordanthorpe | JORDANTHORPE | 0.72 | 1.05 | 1.32 | 1.61 | 1.93 | 2.26 | 2.73 | 3.22 | 3.7 | 4.19 | 4.66 | 4.99 | 5.3 | 5.62 | 6.07 | 8.26 | 10.26 | 12.32 | 14.4 | 16.51 | 18.98 | 21.18 | 23.79 | 26.64 | 29.75 | 33.6 | 36.97 | 40.57 | 44.18 | 47.69 | NPgY | GSP | NG FES - System Transformation | HPs - Domestic (GWh)
NG FES - System Transformation | Dem_BB004 | GWh | NPgN | KEAD_YEDL | HPs - Domestic (GWh) | Keadby | KEADBY | 5.39 | 6.84 | 8.05 | 9.28 | 10.57 | 12.32 | 14.87 | 17.75 | 20.8 | 23.98 | 27.15 | 29.53 | 31.93 | 34.37 | 36.94 | 48.63 | 58.22 | 67.87 | 77.57 | 87.39 | 97.78 | 106.43 | 116.16 | 126.6 | 138.06 | 152.02 | 164.23 | 176.77 | 189.32 | 201.89 | NPgY | GSP | NG FES - System Transformation | HPs - Domestic (GWh)
NG FES - System Transformation | Dem_BB004 | GWh | NPgN | KIRKB1 | HPs - Domestic (GWh) | Kirkstall B | KIRKSTALL B | 2.56 | 3.84 | 4.93 | 6.12 | 7.4 | 8.66 | 10.35 | 12.05 | 13.68 | 15.37 | 16.95 | 18 | 19.05 | 20.08 | 21.63 | 29.2 | 36.2 | 43.42 | 50.76 | 58.21 | 67.24 | 75.47 | 84.79 | 94.81 | 105.7 | 119.1 | 130.8 | 143.13 | 155.39 | 166.07 | NPgY | GSP | NG FES - System Transformation | HPs - Domestic (GWh)
NG FES - System Transformation | Dem_BB004 | GWh | NPgN | NEEP_3 | HPs - Domestic (GWh) | Neepsend | NEEPSEND | 1.17 | 1.63 | 2.02 | 2.45 | 2.89 | 3.35 | 3.97 | 4.6 | 5.21 | 5.85 | 6.44 | 6.83 | 7.21 | 7.59 | 8.29 | 12.09 | 15.85 | 19.74 | 23.68 | 27.66 | 32.38 | 36.71 | 41.51 | 46.55 | 51.8 | 58.32 | 64 | 69.96 | 75.91 | 81.58 | NPgY | GSP | NG FES - System Transformation | HPs - Domestic (GWh)
NG FES - System Transformation | Dem_BB004 | GWh | NPgN | NORL_3 | HPs - Domestic (GWh) | Norton Lees | NORTON LEES | 0.93 | 1.36 | 1.71 | 2.1 | 2.51 | 2.92 | 3.48 | 4.06 | 4.6 | 5.17 | 5.69 | 6.03 | 6.36 | 6.68 | 7.28 | 10.37 | 13.5 | 16.75 | 20.02 | 23.32 | 27.27 | 30.87 | 35 | 39.39 | 44.04 | 49.84 | 54.9 | 60.28 | 65.62 | 70.8 | NPgY | GSP | NG FES - System Transformation | HPs - Domestic (GWh)
NG FES - System Transformation | Dem_BB004 | GWh | NPgN | PITS_BB_B | HPs - Domestic (GWh) | Pitsmoor | PITSMOOR 3/4 | 0.36 | 0.54 | 0.69 | 0.85 | 1.02 | 1.2 | 1.43 | 1.67 | 1.91 | 2.15 | 2.37 | 2.52 | 2.66 | 2.8 | 3.07 | 4.55 | 5.96 | 7.43 | 8.93 | 10.45 | 12.28 | 13.96 | 15.87 | 17.87 | 20.02 | 22.64 | 24.94 | 27.34 | 29.74 | 32.05 | NPgY | GSP | NG FES - System Transformation | HPs - Domestic (GWh)
NG FES - System Transformation | Dem_BB004 | GWh | NPgN | SALT_1 | HPs - Domestic (GWh) | Saltend North | SALTEND NORTH | 1.34 | 1.73 | 2.05 | 2.39 | 2.74 | 3.12 | 3.65 | 4.21 | 4.76 | 5.33 | 5.87 | 6.25 | 6.63 | 7 | 7.53 | 10.17 | 12.5 | 14.89 | 17.32 | 19.79 | 22.67 | 25.27 | 28.13 | 31.17 | 34.44 | 38.44 | 41.93 | 45.56 | 49.18 | 52.69 | NPgY | GSP | NG FES - System Transformation | HPs - Domestic (GWh)
NG FES - System Transformation | Dem_BB004 | GWh | NPgN | SHEC_3 | HPs - Domestic (GWh) | Sheffield City | SHEFFIELD CITY | 0.52 | 0.76 | 0.95 | 1.17 | 1.4 | 1.62 | 1.93 | 2.24 | 2.53 | 2.84 | 3.12 | 3.3 | 3.48 | 3.66 | 3.98 | 5.68 | 7.32 | 9.03 | 10.76 | 12.51 | 14.62 | 16.55 | 18.71 | 21 | 23.42 | 26.41 | 29.02 | 31.76 | 34.48 | 36.99 | NPgY | GSP | NG FES - System Transformation | HPs - Domestic (GWh)
NG FES - System Transformation | Dem_BB004 | GWh | NPgN | SKLGB1 | HPs - Domestic (GWh) | Skelton Grange | SKELTON GRANGE | 6.06 | 9.06 | 11.59 | 14.38 | 17.36 | 20.28 | 24.24 | 28.22 | 32.02 | 35.97 | 39.66 | 42.12 | 44.55 | 46.97 | 50.82 | 70.53 | 89.43 | 108.97 | 128.76 | 148.79 | 172.86 | 194.85 | 219.62 | 245.95 | 274.06 | 308.83 | 339.19 | 371.12 | 402.87 | 431.01 | NPgY | GSP | NG FES - System Transformation | HPs - Domestic (GWh)
NG FES - System Transformation | Dem_BB004 | GWh | NPgN | TEMP_3 | HPs - Domestic (GWh) | Templeborough | TEMPLEBOROUGH 275/33KV | 0.06 | 0.09 | 0.12 | 0.15 | 0.18 | 0.21 | 0.26 | 0.3 | 0.35 | 0.39 | 0.43 | 0.46 | 0.49 | 0.51 | 0.55 | 0.73 | 0.89 | 1.06 | 1.22 | 1.39 | 1.6 | 1.79 | 2.02 | 2.28 | 2.57 | 2.92 | 3.23 | 3.56 | 3.9 | 4.22 | NPgY | GSP | NG FES - System Transformation | HPs - Domestic (GWh)
NG FES - System Transformation | Dem_BB004 | GWh | NPgN | THUR_6 | HPs - Domestic (GWh) | Thurcroft | THURCROFT | 4.51 | 5.91 | 7.08 | 8.29 | 9.58 | 10.86 | 12.63 | 14.47 | 16.22 | 18.05 | 19.76 | 20.95 | 22.13 | 23.29 | 24.95 | 33.16 | 40.23 | 47.46 | 54.86 | 62.39 | 71.37 | 79.51 | 88.28 | 97.56 | 107.61 | 119.81 | 130.46 | 141.48 | 152.45 | 162.37 | NPgY | GSP | NG FES - System Transformation | HPs - Domestic (GWh)
NG FES - System Transformation | Dem_BB004 | GWh | NPgN | WMEL_THOM | HPs - Domestic (GWh) | Thorpe Marsh | WEST MELTON / THORPE MARSH | 7.05 | 9.32 | 11.22 | 13.16 | 15.2 | 17.23 | 20.04 | 22.96 | 25.73 | 28.62 | 31.3 | 33.11 | 34.9 | 36.66 | 39.39 | 53.05 | 65.21 | 77.71 | 90.44 | 103.4 | 118.87 | 132.92 | 148.44 | 164.95 | 182.8 | 204.62 | 223.67 | 243.64 | 263.51 | 282.34 | NPgY | GSP | NG FES - System Transformation | HPs - Domestic (GWh)
NG FES - System Transformation | Dem_BB004 | GWh | NPgN | WMEL_BB3 | HPs - Domestic (GWh) | West Melton | WEST MELTON SECTION 3 | 6.28 | 8.42 | 10.2 | 12.06 | 14.03 | 16.11 | 19 | 22 | 24.97 | 28.05 | 30.97 | 32.91 | 34.85 | 36.77 | 39.72 | 54.04 | 66.77 | 79.88 | 93.23 | 106.8 | 122.98 | 137.63 | 153.74 | 170.92 | 189.48 | 212.22 | 232.08 | 252.69 | 273.28 | 292.75 | NPgY | GSP | NG FES - System Transformation | HPs - Domestic (GWh)
NG FES - System Transformation | Dem_BB004 | GWh | NPgN | WIBA_3 | HPs - Domestic (GWh) | Wincobank | WINCOBANK | 0.19 | 0.28 | 0.36 | 0.44 | 0.53 | 0.62 | 0.74 | 0.86 | 0.97 | 1.09 | 1.2 | 1.27 | 1.34 | 1.42 | 1.52 | 2.07 | 2.56 | 3.07 | 3.59 | 4.12 | 4.77 | 5.36 | 6.02 | 6.72 | 7.48 | 8.41 | 9.22 | 10.07 | 10.91 | 11.62 | NPgY | GSP | NG FES - System Transformation | HPs - Domestic (GWh)
NG FES - Consumer Transformation | Dem_BB005 | GWh | NPgN | BLYTB1 | HPs - I&C (GWh) | Blyth 66kV | BLYTH 66kV | 3.16 | 4.3 | 4.87 | 5.87 | 6.98 | 9.17 | 11.52 | 13.8 | 16.02 | 18.19 | 20.61 | 23 | 25.4 | 27.79 | 30.15 | 32.93 | 35.22 | 37.22 | 38.84 | 40.37 | 41.74 | 42.88 | 43.94 | 44.93 | 45.88 | 46.7 | 47.59 | 48.45 | 49.33 | 50.21 | NPgN | GSP | NG FES - Consumer Transformation | HPs - I&C (GWh)
NG FES - Consumer Transformation | Dem_BB005 | GWh | NPgN | BLYTH132 | HPs - I&C (GWh) | Blyth 132kV | BLYTH 132kV | 1.69 | 2.31 | 2.62 | 3.15 | 3.75 | 4.92 | 6.19 | 7.41 | 8.6 | 9.77 | 11.07 | 12.35 | 13.64 | 14.93 | 16.19 | 17.68 | 18.92 | 19.99 | 20.86 | 21.68 | 22.41 | 23.03 | 23.59 | 24.12 | 24.63 | 25.07 | 25.55 | 26.01 | 26.48 | 26.95 | NPgN | GSP | NG FES - Consumer Transformation | HPs - I&C (GWh)
NG FES - Consumer Transformation | Dem_BB005 | GWh | NPgN | FOUR_1 | HPs - I&C (GWh) | Fourstones | FOURSTONES | 0.55 | 0.74 | 0.84 | 1.02 | 1.21 | 1.59 | 1.99 | 2.39 | 2.77 | 3.15 | 3.57 | 3.98 | 4.39 | 4.81 | 5.21 | 5.69 | 6.09 | 6.44 | 6.72 | 6.98 | 7.22 | 7.42 | 7.6 | 7.77 | 7.93 | 8.08 | 8.23 | 8.38 | 8.53 | 8.68 | NPgN | GSP | NG FES - Consumer Transformation | HPs - I&C (GWh)
NG FES - Consumer Transformation | Dem_BB005 | GWh | NPgN | HARM_6 | HPs - I&C (GWh) | Hart Moor | HARTMOOR | 2.48 | 3.35 | 3.78 | 4.52 | 5.34 | 6.98 | 8.71 | 10.37 | 11.97 | 13.5 | 15.21 | 16.87 | 18.52 | 20.13 | 21.7 | 23.55 | 25.03 | 26.28 | 27.24 | 28.13 | 28.89 | 29.49 | 30.01 | 30.47 | 30.9 | 31.24 | 31.61 | 31.96 | 32.3 | 32.64 | NPgN | GSP | NG FES - Consumer Transformation | HPs - I&C (GWh)
NG FES - Consumer Transformation | Dem_BB005 | GWh | NPgN | HAWP_6 | HPs - I&C (GWh) | Hawthorn Pit | HAWTHORN PIT GRID | 1.92 | 2.6 | 2.93 | 3.51 | 4.14 | 5.41 | 6.75 | 8.04 | 9.28 | 10.47 | 11.79 | 13.08 | 14.35 | 15.6 | 16.82 | 18.25 | 19.4 | 20.37 | 21.11 | 21.8 | 22.39 | 22.85 | 23.25 | 23.61 | 23.94 | 24.2 | 24.49 | 24.76 | 25.02 | 25.28 | NPgN | GSP | NG FES - Consumer Transformation | HPs - I&C (GWh)
NG FES - Consumer Transformation | Dem_BB005 | GWh | NPgN | KNARE_111 | HPs - I&C (GWh) | Knaresborough | KNARESBOROUGH | 3.68 | 5.03 | 5.72 | 6.91 | 8.24 | 10.86 | 13.69 | 16.45 | 19.16 | 21.81 | 24.8 | 27.75 | 30.74 | 33.74 | 36.71 | 40.23 | 43.18 | 45.79 | 47.94 | 50 | 51.86 | 53.47 | 54.98 | 56.39 | 57.77 | 59 | 60.32 | 61.62 | 62.94 | 64.27 | NPgN | GSP | NG FES - Consumer Transformation | HPs - I&C (GWh)
NG FES - Consumer Transformation | Dem_BB005 | GWh | NPgN | LACK_6 | HPs - I&C (GWh) | Lackenby | LACKENBY | 2.58 | 3.51 | 3.98 | 4.79 | 5.69 | 7.48 | 9.39 | 11.25 | 13.06 | 14.82 | 16.8 | 18.73 | 20.69 | 22.62 | 24.53 | 26.79 | 28.65 | 30.27 | 31.58 | 32.82 | 33.92 | 34.85 | 35.7 | 36.49 | 37.25 | 37.91 | 38.61 | 39.31 | 40 | 40.7 | NPgN | GSP | NG FES - Consumer Transformation | HPs - I&C (GWh)
NG FES - Consumer Transformation | Dem_BB005 | GWh | NPgN | NORT_1 | HPs - I&C (GWh) | Norton | NORTON | 8.75 | 11.91 | 13.49 | 16.23 | 19.28 | 25.29 | 31.74 | 37.98 | 44.05 | 49.94 | 56.55 | 63.01 | 69.52 | 75.97 | 82.32 | 89.82 | 95.98 | 101.32 | 105.62 | 109.67 | 113.26 | 116.25 | 119 | 121.52 | 123.94 | 126.04 | 128.28 | 130.47 | 132.66 | 134.88 | NPgN | GSP | NG FES - Consumer Transformation | HPs - I&C (GWh)
NG FES - Consumer Transformation | Dem_BB005 | GWh | NPgN | OFFE_3 | HPs - I&C (GWh) | Offerton | OFFERTON | 1 | 1.36 | 1.53 | 1.84 | 2.17 | 2.83 | 3.54 | 4.22 | 4.87 | 5.49 | 6.19 | 6.87 | 7.54 | 8.2 | 8.84 | 9.6 | 10.21 | 10.73 | 11.12 | 11.49 | 11.81 | 12.06 | 12.28 | 12.47 | 12.65 | 12.8 | 12.96 | 13.1 | 13.25 | 13.4 | NPgN | GSP | NG FES - Consumer Transformation | HPs - I&C (GWh)
NG FES - Consumer Transformation | Dem_BB005 | GWh | NPgN | OSBA_1 | HPs - I&C (GWh) | Osbaldwick | OSBALDWICK | 8.01 | 10.88 | 12.29 | 14.77 | 17.51 | 22.93 | 28.73 | 34.32 | 39.74 | 44.99 | 50.86 | 56.58 | 62.32 | 67.99 | 73.54 | 80.11 | 85.46 | 90.05 | 93.7 | 97.12 | 100.11 | 102.57 | 104.8 | 106.84 | 108.78 | 110.42 | 112.19 | 113.9 | 115.61 | 117.33 | NPgN | GSP | NG FES - Consumer Transformation | HPs - I&C (GWh)
NG FES - Consumer Transformation | Dem_BB005 | GWh | NPgN | POPP_3 | HPs - I&C (GWh) | Poppleton | POPPLETON | 0.96 | 1.3 | 1.47 | 1.76 | 2.08 | 2.71 | 3.39 | 4.04 | 4.66 | 5.26 | 5.93 | 6.57 | 7.22 | 7.85 | 8.46 | 9.19 | 9.77 | 10.26 | 10.64 | 10.99 | 11.29 | 11.53 | 11.74 | 11.93 | 12.1 | 12.24 | 12.38 | 12.53 | 12.67 | 12.81 | NPgN | GSP | NG FES - Consumer Transformation | HPs - I&C (GWh)
NG FES - Consumer Transformation | Dem_BB005 | GWh | NPgN | SALH_1 | HPs - I&C (GWh) | Saltholme | SALTHOLME | 0.49 | 0.66 | 0.75 | 0.9 | 1.07 | 1.39 | 1.75 | 2.08 | 2.41 | 2.72 | 3.07 | 3.42 | 3.76 | 4.09 | 4.42 | 4.81 | 5.13 | 5.4 | 5.61 | 5.8 | 5.98 | 6.11 | 6.24 | 6.35 | 6.46 | 6.54 | 6.64 | 6.73 | 6.82 | 6.91 | NPgN | GSP | NG FES - Consumer Transformation | HPs - I&C (GWh)
NG FES - Consumer Transformation | Dem_BB005 | GWh | NPgN | SSHI_3 | HPs - I&C (GWh) | South Shields | SOUTH SHIELDS | 1.09 | 1.48 | 1.66 | 1.99 | 2.35 | 3.07 | 3.83 | 4.56 | 5.26 | 5.93 | 6.68 | 7.4 | 8.12 | 8.83 | 9.51 | 10.32 | 10.96 | 11.51 | 11.92 | 12.31 | 12.64 | 12.89 | 13.11 | 13.31 | 13.49 | 13.63 | 13.79 | 13.94 | 14.08 | 14.22 | NPgN | GSP | NG FES - Consumer Transformation | HPs - I&C (GWh)
NG FES - Consumer Transformation | Dem_BB005 | GWh | NPgN | KIELD01 and SPAD20 | HPs - I&C (GWh) | 0 | SPADEADAM | 0.24 | 0.32 | 0.36 | 0.44 | 0.52 | 0.68 | 0.86 | 1.03 | 1.19 | 1.35 | 1.54 | 1.71 | 1.89 | 2.07 | 2.24 | 2.45 | 2.62 | 2.77 | 2.89 | 3.01 | 3.11 | 3.19 | 3.27 | 3.34 | 3.42 | 3.48 | 3.54 | 3.61 | 3.67 | 3.74 | NPgN | GSP | NG FES - Consumer Transformation | HPs - I&C (GWh)
NG FES - Consumer Transformation | Dem_BB005 | GWh | NPgN | SPEN_1 | HPs - I&C (GWh) | Spennymoor | SPENNYMOOR | 5.03 | 6.81 | 7.67 | 9.19 | 10.86 | 14.17 | 17.69 | 21.06 | 24.31 | 27.42 | 30.89 | 34.24 | 37.59 | 40.86 | 44.04 | 47.79 | 50.8 | 53.33 | 55.28 | 57.08 | 58.61 | 59.81 | 60.87 | 61.8 | 62.67 | 63.35 | 64.09 | 64.79 | 65.48 | 66.16 | NPgN | GSP | NG FES - Consumer Transformation | HPs - I&C (GWh)
NG FES - Consumer Transformation | Dem_BB005 | GWh | NPgN | STEN_1 | HPs - I&C (GWh) | Stella North | STELLA NORTH | 4.99 | 6.78 | 7.66 | 9.2 | 10.91 | 14.29 | 17.91 | 21.39 | 24.77 | 28.04 | 31.7 | 35.27 | 38.85 | 42.37 | 45.83 | 49.92 | 53.24 | 56.09 | 58.35 | 60.46 | 62.31 | 63.83 | 65.2 | 66.44 | 67.62 | 68.62 | 69.69 | 70.73 | 71.77 | 72.81 | NPgN | GSP | NG FES - Consumer Transformation | HPs - I&C (GWh)
NG FES - Consumer Transformation | Dem_BB005 | GWh | NPgN | STES_1 | HPs - I&C (GWh) | Stella South | STELLA SOUTH | 3.12 | 4.24 | 4.78 | 5.73 | 6.79 | 8.87 | 11.1 | 13.23 | 15.3 | 17.29 | 19.51 | 21.67 | 23.82 | 25.95 | 28.01 | 30.46 | 32.43 | 34.12 | 35.43 | 36.66 | 37.71 | 38.57 | 39.33 | 40.01 | 40.66 | 41.18 | 41.76 | 42.31 | 42.85 | 43.4 | NPgN | GSP | NG FES - Consumer Transformation | HPs - I&C (GWh)
NG FES - Consumer Transformation | Dem_BB005 | GWh | NPgN | TYNE_1 | HPs - I&C (GWh) | Tynemouth 1 | TYNEMOUTH | 2.66 | 3.62 | 4.1 | 4.94 | 5.87 | 7.71 | 9.69 | 11.61 | 13.48 | 15.31 | 17.36 | 19.36 | 21.39 | 23.41 | 25.39 | 27.74 | 29.68 | 31.37 | 32.74 | 34.03 | 35.19 | 36.16 | 37.06 | 37.9 | 38.71 | 39.42 | 40.17 | 40.91 | 41.66 | 42.41 | NPgN | GSP | NG FES - Consumer Transformation | HPs - I&C (GWh)
NG FES - Consumer Transformation | Dem_BB005 | GWh | NPgN | WBOL_6 | HPs - I&C (GWh) | West Boldon | WEST BOLDON | 3.65 | 4.95 | 5.58 | 6.68 | 7.91 | 10.33 | 12.91 | 15.39 | 17.78 | 20.08 | 22.65 | 25.13 | 27.62 | 30.06 | 32.43 | 35.24 | 37.49 | 39.41 | 40.9 | 42.28 | 43.46 | 44.41 | 45.25 | 46 | 46.71 | 47.27 | 47.89 | 48.48 | 49.06 | 49.64 | NPgN | GSP | NG FES - Consumer Transformation | HPs - I&C (GWh)
NG FES - Consumer Transformation | Dem_BB005 | GWh | NPgN | BRAW_1 | HPs - I&C (GWh) | Bradford West | BRADFORD WEST | 10.65 | 14.02 | 15.56 | 18.28 | 21.27 | 28.49 | 35.18 | 41.94 | 48.46 | 54.75 | 62.13 | 68.97 | 75.81 | 82.52 | 89.06 | 96.8 | 103.02 | 108.31 | 112.43 | 116.25 | 119.85 | 122.49 | 124.84 | 126.92 | 128.88 | 130.75 | 132.48 | 134.12 | 135.75 | 137.37 | NPgY | GSP | NG FES - Consumer Transformation | HPs - I&C (GWh)
NG FES - Consumer Transformation | Dem_BB005 | GWh | NPgN | CAMB_01 | HPs - I&C (GWh) | Camblesforth | CAMBLESFORTH | 0.92 | 1.21 | 1.36 | 1.61 | 1.88 | 2.54 | 3.15 | 3.78 | 4.4 | 5.01 | 5.72 | 6.39 | 7.07 | 7.75 | 8.42 | 9.22 | 9.88 | 10.46 | 10.93 | 11.39 | 11.83 | 12.17 | 12.5 | 12.8 | 13.1 | 13.39 | 13.67 | 13.94 | 14.22 | 14.51 | NPgY | GSP | NG FES - Consumer Transformation | HPs - I&C (GWh)
NG FES - Consumer Transformation | Dem_BB005 | GWh | NPgN | CREB_1 | HPs - I&C (GWh) | Creyke Beck | CREYKE BECK | 12.04 | 15.92 | 17.74 | 20.91 | 24.43 | 32.86 | 40.74 | 48.76 | 56.56 | 64.15 | 73.08 | 81.45 | 89.89 | 98.25 | 106.47 | 116.21 | 124.2 | 131.13 | 136.7 | 141.96 | 147.01 | 150.92 | 154.5 | 157.79 | 160.97 | 164.07 | 167.01 | 169.89 | 172.78 | 175.69 | NPgY | GSP | NG FES - Consumer Transformation | HPs - I&C (GWh)
NG FES - Consumer Transformation | Dem_BB005 | GWh | NPgN | DRAX_YEDL | HPs - I&C (GWh) | Drax | DRAX | 1.27 | 1.69 | 1.89 | 2.23 | 2.62 | 3.53 | 4.39 | 5.28 | 6.15 | 6.99 | 8 | 8.94 | 9.91 | 10.87 | 11.82 | 12.94 | 13.88 | 14.71 | 15.39 | 16.04 | 16.68 | 17.18 | 17.66 | 18.1 | 18.54 | 18.97 | 19.39 | 19.8 | 20.22 | 20.64 | NPgY | GSP | NG FES - Consumer Transformation | HPs - I&C (GWh)
NG FES - Consumer Transformation | Dem_BB005 | GWh | NPgN | ELLA_1 | HPs - I&C (GWh) | Elland | ELLAND | 8.22 | 10.82 | 12.01 | 14.1 | 16.41 | 21.97 | 27.13 | 32.33 | 37.36 | 42.19 | 47.87 | 53.13 | 58.39 | 63.55 | 68.57 | 74.51 | 79.29 | 83.34 | 86.49 | 89.41 | 92.17 | 94.18 | 95.96 | 97.55 | 99.03 | 100.45 | 101.75 | 102.99 | 104.22 | 105.44 | NPgY | GSP | NG FES - Consumer Transformation | HPs - I&C (GWh)
NG FES - Consumer Transformation | Dem_BB005 | GWh | NPgN | FERRA2 | HPs - I&C (GWh) | Ferrybridge A | FERRYBRIDGE A | 2.07 | 2.73 | 3.05 | 3.6 | 4.21 | 5.67 | 7.04 | 8.44 | 9.8 | 11.14 | 12.71 | 14.18 | 15.68 | 17.17 | 18.63 | 20.37 | 21.81 | 23.07 | 24.09 | 25.07 | 26.01 | 26.75 | 27.43 | 28.08 | 28.7 | 29.32 | 29.91 | 30.49 | 31.08 | 31.67 | NPgY | GSP | NG FES - Consumer Transformation | HPs - I&C (GWh)
NG FES - Consumer Transformation | Dem_BB005 | GWh | NPgN | FERRB9 | HPs - I&C (GWh) | Ferrybridge B (_M) | FERRYBRIDGE B | 6.51 | 8.61 | 9.59 | 11.31 | 13.21 | 17.76 | 22.01 | 26.34 | 30.56 | 34.65 | 39.48 | 44 | 48.56 | 53.08 | 57.52 | 62.79 | 67.11 | 70.86 | 73.88 | 76.73 | 79.47 | 81.59 | 83.54 | 85.35 | 87.09 | 88.79 | 90.41 | 92 | 93.59 | 95.2 | NPgY | GSP | NG FES - Consumer Transformation | HPs - I&C (GWh)
NG FES - Consumer Transformation | Dem_BB005 | GWh | NPgN | GRIW_1 | HPs - I&C (GWh) | Grimsby West | GRIMSBY WEST | 3.9 | 5.13 | 5.7 | 6.69 | 7.79 | 10.44 | 12.9 | 15.39 | 17.78 | 20.1 | 22.82 | 25.34 | 27.86 | 30.34 | 32.76 | 35.62 | 37.93 | 39.9 | 41.43 | 42.86 | 44.21 | 45.2 | 46.09 | 46.88 | 47.63 | 48.35 | 49.01 | 49.64 | 50.27 | 50.9 | NPgY | GSP | NG FES - Consumer Transformation | HPs - I&C (GWh)
NG FES - Consumer Transformation | Dem_BB005 | GWh | NPgN | JORD_3 | HPs - I&C (GWh) | Jordanthorpe | JORDANTHORPE | 0.81 | 1.07 | 1.19 | 1.4 | 1.64 | 2.2 | 2.72 | 3.25 | 3.77 | 4.27 | 4.86 | 5.4 | 5.96 | 6.5 | 7.03 | 7.67 | 8.18 | 8.62 | 8.98 | 9.31 | 9.63 | 9.87 | 10.09 | 10.29 | 10.48 | 10.67 | 10.84 | 11.01 | 11.18 | 11.35 | NPgY | GSP | NG FES - Consumer Transformation | HPs - I&C (GWh)
NG FES - Consumer Transformation | Dem_BB005 | GWh | NPgN | KEAD_YEDL | HPs - I&C (GWh) | Keadby | KEADBY | 6.48 | 8.58 | 9.59 | 11.33 | 13.26 | 17.87 | 22.2 | 26.63 | 30.96 | 35.19 | 40.18 | 44.87 | 49.63 | 54.37 | 59.05 | 64.59 | 69.19 | 73.21 | 76.5 | 79.62 | 82.64 | 85.04 | 87.26 | 89.33 | 91.34 | 93.33 | 95.23 | 97.1 | 98.99 | 100.9 | NPgY | GSP | NG FES - Consumer Transformation | HPs - I&C (GWh)
NG FES - Consumer Transformation | Dem_BB005 | GWh | NPgN | KIRKB1 | HPs - I&C (GWh) | Kirkstall B | KIRKSTALL B | 4.95 | 6.52 | 7.23 | 8.48 | 9.87 | 13.21 | 16.31 | 19.43 | 22.44 | 25.34 | 28.74 | 31.89 | 35.03 | 38.12 | 41.11 | 44.66 | 47.51 | 49.92 | 51.78 | 53.51 | 55.14 | 56.32 | 57.36 | 58.28 | 59.14 | 59.96 | 60.71 | 61.43 | 62.13 | 62.83 | NPgY | GSP | NG FES - Consumer Transformation | HPs - I&C (GWh)
NG FES - Consumer Transformation | Dem_BB005 | GWh | NPgN | NEEP_3 | HPs - I&C (GWh) | Neepsend | NEEPSEND | 2.01 | 2.65 | 2.94 | 3.45 | 4.01 | 5.37 | 6.63 | 7.9 | 9.12 | 10.3 | 11.68 | 12.96 | 14.24 | 15.5 | 16.71 | 18.16 | 19.31 | 20.29 | 21.05 | 21.76 | 22.42 | 22.9 | 23.32 | 23.69 | 24.04 | 24.38 | 24.68 | 24.97 | 25.26 | 25.54 | NPgY | GSP | NG FES - Consumer Transformation | HPs - I&C (GWh)
NG FES - Consumer Transformation | Dem_BB005 | GWh | NPgN | NORL_3 | HPs - I&C (GWh) | Norton Lees | NORTON LEES | 0.97 | 1.28 | 1.42 | 1.67 | 1.94 | 2.6 | 3.21 | 3.82 | 4.41 | 4.98 | 5.65 | 6.27 | 6.89 | 7.5 | 8.09 | 8.79 | 9.34 | 9.82 | 10.19 | 10.53 | 10.85 | 11.08 | 11.28 | 11.46 | 11.63 | 11.8 | 11.94 | 12.08 | 12.22 | 12.36 | NPgY | GSP | NG FES - Consumer Transformation | HPs - I&C (GWh)
NG FES - Consumer Transformation | Dem_BB005 | GWh | NPgN | PITS_BB_B | HPs - I&C (GWh) | Pitsmoor | PITSMOOR 3/4 | 1.2 | 1.58 | 1.75 | 2.06 | 2.39 | 3.2 | 3.95 | 4.71 | 5.44 | 6.14 | 6.97 | 7.73 | 8.49 | 9.24 | 9.97 | 10.83 | 11.52 | 12.1 | 12.55 | 12.97 | 13.37 | 13.66 | 13.91 | 14.13 | 14.34 | 14.54 | 14.73 | 14.9 | 15.07 | 15.24 | NPgY | GSP | NG FES - Consumer Transformation | HPs - I&C (GWh)
NG FES - Consumer Transformation | Dem_BB005 | GWh | NPgN | SALT_1 | HPs - I&C (GWh) | Saltend North | SALTEND NORTH | 1.53 | 2.03 | 2.26 | 2.66 | 3.11 | 4.18 | 5.19 | 6.21 | 7.21 | 8.18 | 9.32 | 10.38 | 11.46 | 12.53 | 13.58 | 14.83 | 15.85 | 16.74 | 17.45 | 18.13 | 18.78 | 19.28 | 19.75 | 20.17 | 20.58 | 20.98 | 21.36 | 21.74 | 22.11 | 22.49 | NPgY | GSP | NG FES - Consumer Transformation | HPs - I&C (GWh)
NG FES - Consumer Transformation | Dem_BB005 | GWh | NPgN | SHEC_3 | HPs - I&C (GWh) | Sheffield City | SHEFFIELD CITY | 1.96 | 2.57 | 2.85 | 3.35 | 3.9 | 5.22 | 6.44 | 7.67 | 8.86 | 10 | 11.35 | 12.59 | 13.83 | 15.05 | 16.23 | 17.63 | 18.76 | 19.71 | 20.45 | 21.13 | 21.77 | 22.24 | 22.65 | 23.01 | 23.35 | 23.68 | 23.97 | 24.25 | 24.53 | 24.81 | NPgY | GSP | NG FES - Consumer Transformation | HPs - I&C (GWh)
NG FES - Consumer Transformation | Dem_BB005 | GWh | NPgN | SKLGB1 | HPs - I&C (GWh) | Skelton Grange | SKELTON GRANGE | 12.45 | 16.39 | 18.2 | 21.37 | 24.87 | 33.31 | 41.13 | 49.04 | 56.67 | 64.01 | 72.65 | 80.65 | 88.65 | 96.51 | 104.16 | 113.22 | 120.5 | 126.7 | 131.52 | 136 | 140.23 | 143.32 | 146.08 | 148.53 | 150.84 | 153.05 | 155.08 | 157.02 | 158.94 | 160.85 | NPgY | GSP | NG FES - Consumer Transformation | HPs - I&C (GWh)
NG FES - Consumer Transformation | Dem_BB005 | GWh | NPgN | TEMP_3 | HPs - I&C (GWh) | Templeborough | TEMPLEBOROUGH 275/33KV | 0.16 | 0.21 | 0.23 | 0.28 | 0.33 | 0.44 | 0.54 | 0.65 | 0.76 | 0.86 | 0.99 | 1.1 | 1.22 | 1.34 | 1.45 | 1.59 | 1.7 | 1.8 | 1.89 | 1.96 | 2.04 | 2.1 | 2.16 | 2.21 | 2.26 | 2.31 | 2.36 | 2.41 | 2.46 | 2.51 | NPgY | GSP | NG FES - Consumer Transformation | HPs - I&C (GWh)
NG FES - Consumer Transformation | Dem_BB005 | GWh | NPgN | THUR_6 | HPs - I&C (GWh) | Thurcroft | THURCROFT | 3.1 | 4.1 | 4.58 | 5.4 | 6.32 | 8.51 | 10.57 | 12.67 | 14.71 | 16.71 | 19.07 | 21.29 | 23.53 | 25.76 | 27.96 | 30.57 | 32.73 | 34.62 | 36.15 | 37.61 | 39.02 | 40.14 | 41.17 | 42.13 | 43.06 | 43.97 | 44.85 | 45.72 | 46.59 | 47.47 | NPgY | GSP | NG FES - Consumer Transformation | HPs - I&C (GWh)
NG FES - Consumer Transformation | Dem_BB005 | GWh | NPgN | WMEL_THOM | HPs - I&C (GWh) | Thorpe Marsh | WEST MELTON / THORPE MARSH | 9.29 | 12.29 | 13.71 | 16.19 | 18.93 | 25.49 | 31.63 | 37.9 | 44.01 | 49.97 | 57 | 63.61 | 70.29 | 76.93 | 83.48 | 91.24 | 97.65 | 103.25 | 107.79 | 112.1 | 116.26 | 119.53 | 122.56 | 125.38 | 128.1 | 130.78 | 133.35 | 135.87 | 138.41 | 140.98 | NPgY | GSP | NG FES - Consumer Transformation | HPs - I&C (GWh)
NG FES - Consumer Transformation | Dem_BB005 | GWh | NPgN | WMEL_BB3 | HPs - I&C (GWh) | West Melton | WEST MELTON SECTION 3 | 7.37 | 9.75 | 10.88 | 12.84 | 15.03 | 20.23 | 25.12 | 30.1 | 34.97 | 39.72 | 45.31 | 50.58 | 55.91 | 61.2 | 66.43 | 72.63 | 77.75 | 82.24 | 85.88 | 89.35 | 92.69 | 95.33 | 97.77 | 100.06 | 102.27 | 104.45 | 106.54 | 108.6 | 110.68 | 112.78 | NPgY | GSP | NG FES - Consumer Transformation | HPs - I&C (GWh)
NG FES - Consumer Transformation | Dem_BB005 | GWh | NPgN | WIBA_3 | HPs - I&C (GWh) | Wincobank | WINCOBANK | 1.14 | 1.51 | 1.68 | 1.97 | 2.3 | 3.08 | 3.81 | 4.55 | 5.27 | 5.96 | 6.77 | 7.53 | 8.29 | 9.04 | 9.77 | 10.63 | 11.34 | 11.94 | 12.42 | 12.86 | 13.28 | 13.6 | 13.89 | 14.15 | 14.39 | 14.63 | 14.86 | 15.07 | 15.29 | 15.5 | NPgY | GSP | NG FES - Consumer Transformation | HPs - I&C (GWh)
NG FES - Falling Short | Dem_BB005 | GWh | NPgN | BLYTB1 | HPs - I&C (GWh) | Blyth 66kV | BLYTH 66kV | 3.2 | 3.04 | 3.13 | 3.19 | 3.22 | 3.24 | 3.69 | 4.19 | 4.69 | 5.21 | 5.88 | 6.44 | 7 | 7.56 | 8.12 | 8.89 | 9.58 | 10.36 | 11.23 | 12.19 | 13.35 | 14.18 | 15.03 | 15.88 | 16.77 | 17.65 | 18.46 | 19.29 | 20.13 | 20.98 | NPgN | GSP | NG FES - Falling Short | HPs - I&C (GWh)
NG FES - Falling Short | Dem_BB005 | GWh | NPgN | BLYTH132 | HPs - I&C (GWh) | Blyth 132kV | BLYTH 132kV | 1.72 | 1.63 | 1.68 | 1.72 | 1.73 | 1.74 | 1.98 | 2.25 | 2.52 | 2.8 | 3.16 | 3.46 | 3.76 | 4.06 | 4.36 | 4.77 | 5.14 | 5.56 | 6.03 | 6.55 | 7.17 | 7.62 | 8.07 | 8.53 | 9 | 9.48 | 9.91 | 10.35 | 10.8 | 11.26 | NPgN | GSP | NG FES - Falling Short | HPs - I&C (GWh)
NG FES - Falling Short | Dem_BB005 | GWh | NPgN | FOUR_1 | HPs - I&C (GWh) | Fourstones | FOURSTONES | 0.55 | 0.53 | 0.54 | 0.55 | 0.56 | 0.56 | 0.64 | 0.72 | 0.81 | 0.9 | 1.02 | 1.11 | 1.21 | 1.31 | 1.41 | 1.54 | 1.66 | 1.79 | 1.94 | 2.11 | 2.31 | 2.45 | 2.6 | 2.75 | 2.9 | 3.05 | 3.19 | 3.33 | 3.48 | 3.63 | NPgN | GSP | NG FES - Falling Short | HPs - I&C (GWh)
NG FES - Falling Short | Dem_BB005 | GWh | NPgN | HARM_6 | HPs - I&C (GWh) | Hart Moor | HARTMOOR | 2.51 | 2.37 | 2.43 | 2.46 | 2.47 | 2.47 | 2.79 | 3.15 | 3.51 | 3.87 | 4.34 | 4.73 | 5.1 | 5.48 | 5.85 | 6.36 | 6.81 | 7.31 | 7.87 | 8.49 | 9.24 | 9.75 | 10.26 | 10.77 | 11.3 | 11.81 | 12.26 | 12.72 | 13.18 | 13.64 | NPgN | GSP | NG FES - Falling Short | HPs - I&C (GWh)
NG FES - Falling Short | Dem_BB005 | GWh | NPgN | HAWP_6 | HPs - I&C (GWh) | Hawthorn Pit | HAWTHORN PIT GRID | 1.95 | 1.84 | 1.88 | 1.91 | 1.91 | 1.91 | 2.16 | 2.44 | 2.72 | 3 | 3.36 | 3.66 | 3.96 | 4.25 | 4.53 | 4.93 | 5.28 | 5.67 | 6.1 | 6.58 | 7.16 | 7.56 | 7.95 | 8.35 | 8.75 | 9.15 | 9.5 | 9.85 | 10.21 | 10.56 | NPgN | GSP | NG FES - Falling Short | HPs - I&C (GWh)
NG FES - Falling Short | Dem_BB005 | GWh | NPgN | KNARE_111 | HPs - I&C (GWh) | Knaresborough | KNARESBOROUGH | 3.73 | 3.56 | 3.67 | 3.76 | 3.81 | 3.84 | 4.38 | 4.99 | 5.61 | 6.24 | 7.07 | 7.77 | 8.48 | 9.18 | 9.9 | 10.86 | 11.74 | 12.74 | 13.85 | 15.09 | 16.58 | 17.69 | 18.8 | 19.93 | 21.12 | 22.3 | 23.4 | 24.53 | 25.68 | 26.85 | NPgN | GSP | NG FES - Falling Short | HPs - I&C (GWh)
NG FES - Falling Short | Dem_BB005 | GWh | NPgN | LACK_6 | HPs - I&C (GWh) | Lackenby | LACKENBY | 2.62 | 2.48 | 2.55 | 2.61 | 2.63 | 2.64 | 3.01 | 3.42 | 3.83 | 4.24 | 4.79 | 5.25 | 5.7 | 6.16 | 6.61 | 7.23 | 7.79 | 8.42 | 9.13 | 9.91 | 10.85 | 11.53 | 12.21 | 12.9 | 13.62 | 14.33 | 14.98 | 15.65 | 16.32 | 17.01 | NPgN | GSP | NG FES - Falling Short | HPs - I&C (GWh)
NG FES - Falling Short | Dem_BB005 | GWh | NPgN | NORT_1 | HPs - I&C (GWh) | Norton | NORTON | 8.89 | 8.43 | 8.66 | 8.83 | 8.9 | 8.94 | 10.17 | 11.53 | 12.91 | 14.3 | 16.12 | 17.65 | 19.17 | 20.67 | 22.19 | 24.25 | 26.1 | 28.19 | 30.52 | 33.11 | 36.22 | 38.45 | 40.69 | 42.96 | 45.31 | 47.64 | 49.77 | 51.93 | 54.13 | 56.35 | NPgN | GSP | NG FES - Falling Short | HPs - I&C (GWh)
NG FES - Falling Short | Dem_BB005 | GWh | NPgN | OFFE_3 | HPs - I&C (GWh) | Offerton | OFFERTON | 1.02 | 0.96 | 0.98 | 1 | 1 | 1 | 1.13 | 1.28 | 1.43 | 1.57 | 1.76 | 1.92 | 2.08 | 2.23 | 2.38 | 2.59 | 2.78 | 2.98 | 3.21 | 3.47 | 3.78 | 3.99 | 4.2 | 4.41 | 4.63 | 4.84 | 5.03 | 5.22 | 5.41 | 5.6 | NPgN | GSP | NG FES - Falling Short | HPs - I&C (GWh)
NG FES - Falling Short | Dem_BB005 | GWh | NPgN | OSBA_1 | HPs - I&C (GWh) | Osbaldwick | OSBALDWICK | 8.13 | 7.7 | 7.89 | 8.03 | 8.09 | 8.1 | 9.2 | 10.42 | 11.65 | 12.88 | 14.5 | 15.85 | 17.18 | 18.5 | 19.82 | 21.63 | 23.24 | 25.05 | 27.08 | 29.32 | 32.02 | 33.93 | 35.83 | 37.77 | 39.77 | 41.73 | 43.53 | 45.34 | 47.17 | 49.02 | NPgN | GSP | NG FES - Falling Short | HPs - I&C (GWh)
NG FES - Falling Short | Dem_BB005 | GWh | NPgN | POPP_3 | HPs - I&C (GWh) | Poppleton | POPPLETON | 0.98 | 0.92 | 0.94 | 0.96 | 0.96 | 0.96 | 1.09 | 1.23 | 1.37 | 1.51 | 1.69 | 1.84 | 1.99 | 2.14 | 2.28 | 2.48 | 2.66 | 2.86 | 3.08 | 3.32 | 3.61 | 3.81 | 4.01 | 4.22 | 4.42 | 4.62 | 4.81 | 4.99 | 5.17 | 5.35 | NPgN | GSP | NG FES - Falling Short | HPs - I&C (GWh)
NG FES - Falling Short | Dem_BB005 | GWh | NPgN | SALH_1 | HPs - I&C (GWh) | Saltholme | SALTHOLME | 0.5 | 0.47 | 0.48 | 0.49 | 0.49 | 0.49 | 0.56 | 0.63 | 0.71 | 0.78 | 0.88 | 0.96 | 1.04 | 1.11 | 1.19 | 1.3 | 1.39 | 1.5 | 1.62 | 1.75 | 1.91 | 2.02 | 2.13 | 2.25 | 2.36 | 2.47 | 2.58 | 2.68 | 2.78 | 2.89 | NPgN | GSP | NG FES - Falling Short | HPs - I&C (GWh)
NG FES - Falling Short | Dem_BB005 | GWh | NPgN | SSHI_3 | HPs - I&C (GWh) | South Shields | SOUTH SHIELDS | 1.11 | 1.04 | 1.07 | 1.08 | 1.09 | 1.08 | 1.23 | 1.38 | 1.54 | 1.7 | 1.9 | 2.07 | 2.24 | 2.4 | 2.56 | 2.79 | 2.98 | 3.2 | 3.45 | 3.72 | 4.04 | 4.26 | 4.48 | 4.71 | 4.93 | 5.15 | 5.35 | 5.55 | 5.74 | 5.94 | NPgN | GSP | NG FES - Falling Short | HPs - I&C (GWh)
NG FES - Falling Short | Dem_BB005 | GWh | NPgN | KIELD01 and SPAD20 | HPs - I&C (GWh) | 0 | SPADEADAM | 0.24 | 0.23 | 0.23 | 0.24 | 0.24 | 0.24 | 0.27 | 0.31 | 0.35 | 0.39 | 0.44 | 0.48 | 0.52 | 0.56 | 0.6 | 0.66 | 0.71 | 0.77 | 0.84 | 0.91 | 0.99 | 1.06 | 1.12 | 1.18 | 1.25 | 1.31 | 1.37 | 1.44 | 1.5 | 1.56 | NPgN | GSP | NG FES - Falling Short | HPs - I&C (GWh)
NG FES - Falling Short | Dem_BB005 | GWh | NPgN | SPEN_1 | HPs - I&C (GWh) | Spennymoor | SPENNYMOOR | 5.11 | 4.82 | 4.93 | 5 | 5.01 | 5.01 | 5.67 | 6.39 | 7.12 | 7.85 | 8.8 | 9.59 | 10.36 | 11.12 | 11.87 | 12.9 | 13.81 | 14.84 | 15.98 | 17.23 | 18.74 | 19.78 | 20.81 | 21.85 | 22.91 | 23.94 | 24.87 | 25.79 | 26.71 | 27.64 | NPgN | GSP | NG FES - Falling Short | HPs - I&C (GWh)
NG FES - Falling Short | Dem_BB005 | GWh | NPgN | STEN_1 | HPs - I&C (GWh) | Stella North | STELLA NORTH | 5.07 | 4.8 | 4.92 | 5.01 | 5.04 | 5.05 | 5.74 | 6.49 | 7.26 | 8.03 | 9.04 | 9.88 | 10.71 | 11.53 | 12.35 | 13.48 | 14.48 | 15.6 | 16.86 | 18.25 | 19.93 | 21.11 | 22.29 | 23.49 | 24.72 | 25.94 | 27.04 | 28.16 | 29.28 | 30.42 | NPgN | GSP | NG FES - Falling Short | HPs - I&C (GWh)
NG FES - Falling Short | Dem_BB005 | GWh | NPgN | STES_1 | HPs - I&C (GWh) | Stella South | STELLA SOUTH | 3.17 | 3 | 3.07 | 3.12 | 3.13 | 3.14 | 3.55 | 4.02 | 4.48 | 4.95 | 5.56 | 6.07 | 6.57 | 7.06 | 7.55 | 8.22 | 8.82 | 9.49 | 10.24 | 11.07 | 12.06 | 12.76 | 13.45 | 14.15 | 14.86 | 15.57 | 16.2 | 16.84 | 17.48 | 18.13 | NPgN | GSP | NG FES - Falling Short | HPs - I&C (GWh)
NG FES - Falling Short | Dem_BB005 | GWh | NPgN | TYNE_1 | HPs - I&C (GWh) | Tynemouth 1 | TYNEMOUTH | 2.7 | 2.56 | 2.63 | 2.69 | 2.71 | 2.73 | 3.1 | 3.52 | 3.95 | 4.38 | 4.95 | 5.42 | 5.9 | 6.37 | 6.84 | 7.49 | 8.07 | 8.73 | 9.46 | 10.27 | 11.25 | 11.96 | 12.67 | 13.4 | 14.15 | 14.9 | 15.59 | 16.29 | 17 | 17.72 | NPgN | GSP | NG FES - Falling Short | HPs - I&C (GWh)
NG FES - Falling Short | Dem_BB005 | GWh | NPgN | WBOL_6 | HPs - I&C (GWh) | West Boldon | WEST BOLDON | 3.71 | 3.5 | 3.58 | 3.64 | 3.65 | 3.65 | 4.14 | 4.67 | 5.21 | 5.75 | 6.45 | 7.04 | 7.61 | 8.18 | 8.74 | 9.51 | 10.2 | 10.96 | 11.82 | 12.76 | 13.9 | 14.69 | 15.47 | 16.26 | 17.07 | 17.87 | 18.58 | 19.3 | 20.02 | 20.74 | NPgN | GSP | NG FES - Falling Short | HPs - I&C (GWh)
NG FES - Falling Short | Dem_BB005 | GWh | NPgN | BRAW_1 | HPs - I&C (GWh) | Bradford West | BRADFORD WEST | 10.81 | 10.6 | 10.81 | 10.96 | 11 | 11.02 | 11.11 | 12.56 | 14 | 15.46 | 17.38 | 18.96 | 20.51 | 22.03 | 23.55 | 25.81 | 27.67 | 29.76 | 32.09 | 34.66 | 37.82 | 39.98 | 42.12 | 44.28 | 46.49 | 48.84 | 50.8 | 52.76 | 54.73 | 56.72 | NPgY | GSP | NG FES - Falling Short | HPs - I&C (GWh)
NG FES - Falling Short | Dem_BB005 | GWh | NPgN | CAMB_01 | HPs - I&C (GWh) | Camblesforth | CAMBLESFORTH | 0.93 | 0.92 | 0.94 | 0.96 | 0.97 | 0.98 | 1 | 1.13 | 1.27 | 1.41 | 1.6 | 1.76 | 1.91 | 2.07 | 2.23 | 2.46 | 2.65 | 2.87 | 3.12 | 3.4 | 3.73 | 3.97 | 4.22 | 4.47 | 4.72 | 5 | 5.24 | 5.49 | 5.73 | 5.99 | NPgY | GSP | NG FES - Falling Short | HPs - I&C (GWh)
NG FES - Falling Short | Dem_BB005 | GWh | NPgN | CREB_1 | HPs - I&C (GWh) | Creyke Beck | CREYKE BECK | 12.23 | 12.03 | 12.32 | 12.54 | 12.63 | 12.7 | 12.87 | 14.6 | 16.34 | 18.11 | 20.44 | 22.39 | 24.32 | 26.23 | 28.16 | 30.98 | 33.35 | 36.03 | 39.01 | 42.33 | 46.39 | 49.26 | 52.13 | 55.05 | 58.06 | 61.28 | 64.04 | 66.83 | 69.66 | 72.54 | NPgY | GSP | NG FES - Falling Short | HPs - I&C (GWh)
NG FES - Falling Short | Dem_BB005 | GWh | NPgN | DRAX_YEDL | HPs - I&C (GWh) | Drax | DRAX | 1.29 | 1.28 | 1.31 | 1.34 | 1.35 | 1.37 | 1.39 | 1.58 | 1.78 | 1.97 | 2.24 | 2.46 | 2.68 | 2.9 | 3.13 | 3.45 | 3.73 | 4.04 | 4.39 | 4.78 | 5.26 | 5.61 | 5.96 | 6.32 | 6.69 | 7.09 | 7.43 | 7.79 | 8.15 | 8.52 | NPgY | GSP | NG FES - Falling Short | HPs - I&C (GWh)
NG FES - Falling Short | Dem_BB005 | GWh | NPgN | ELLA_1 | HPs - I&C (GWh) | Elland | ELLAND | 8.35 | 8.18 | 8.34 | 8.45 | 8.48 | 8.5 | 8.57 | 9.68 | 10.79 | 11.91 | 13.39 | 14.6 | 15.8 | 16.97 | 18.13 | 19.87 | 21.29 | 22.9 | 24.69 | 26.66 | 29.08 | 30.74 | 32.38 | 34.03 | 35.72 | 37.52 | 39.02 | 40.51 | 42.02 | 43.53 | NPgY | GSP | NG FES - Falling Short | HPs - I&C (GWh)
NG FES - Falling Short | Dem_BB005 | GWh | NPgN | FERRA2 | HPs - I&C (GWh) | Ferrybridge A | FERRYBRIDGE A | 2.1 | 2.07 | 2.12 | 2.16 | 2.18 | 2.19 | 2.22 | 2.53 | 2.83 | 3.14 | 3.55 | 3.9 | 4.24 | 4.58 | 4.93 | 5.43 | 5.86 | 6.34 | 6.88 | 7.47 | 8.21 | 8.73 | 9.26 | 9.8 | 10.35 | 10.95 | 11.47 | 11.99 | 12.53 | 13.08 | NPgY | GSP | NG FES - Falling Short | HPs - I&C (GWh)
NG FES - Falling Short | Dem_BB005 | GWh | NPgN | FERRB9 | HPs - I&C (GWh) | Ferrybridge B (_M) | FERRYBRIDGE B | 6.61 | 6.51 | 6.66 | 6.78 | 6.83 | 6.87 | 6.95 | 7.89 | 8.83 | 9.78 | 11.04 | 12.09 | 13.14 | 14.17 | 15.21 | 16.74 | 18.02 | 19.47 | 21.09 | 22.88 | 25.08 | 26.63 | 28.19 | 29.78 | 31.41 | 33.17 | 34.67 | 36.19 | 37.73 | 39.31 | NPgY | GSP | NG FES - Falling Short | HPs - I&C (GWh)
NG FES - Falling Short | Dem_BB005 | GWh | NPgN | GRIW_1 | HPs - I&C (GWh) | Grimsby West | GRIMSBY WEST | 3.96 | 3.88 | 3.96 | 4.01 | 4.03 | 4.04 | 4.07 | 4.61 | 5.14 | 5.67 | 6.38 | 6.96 | 7.54 | 8.1 | 8.66 | 9.5 | 10.19 | 10.96 | 11.82 | 12.78 | 13.95 | 14.75 | 15.55 | 16.35 | 17.18 | 18.06 | 18.79 | 19.53 | 20.27 | 21.01 | NPgY | GSP | NG FES - Falling Short | HPs - I&C (GWh)
NG FES - Falling Short | Dem_BB005 | GWh | NPgN | JORD_3 | HPs - I&C (GWh) | Jordanthorpe | JORDANTHORPE | 0.82 | 0.81 | 0.83 | 0.84 | 0.85 | 0.85 | 0.86 | 0.97 | 1.09 | 1.21 | 1.36 | 1.49 | 1.61 | 1.74 | 1.86 | 2.04 | 2.2 | 2.37 | 2.56 | 2.78 | 3.04 | 3.22 | 3.4 | 3.59 | 3.78 | 3.98 | 4.16 | 4.33 | 4.51 | 4.69 | NPgY | GSP | NG FES - Falling Short | HPs - I&C (GWh)
NG FES - Falling Short | Dem_BB005 | GWh | NPgN | KEAD_YEDL | HPs - I&C (GWh) | Keadby | KEADBY | 6.58 | 6.49 | 6.66 | 6.79 | 6.86 | 6.91 | 7.01 | 7.97 | 8.95 | 9.94 | 11.24 | 12.33 | 13.43 | 14.52 | 15.62 | 17.22 | 18.58 | 20.12 | 21.83 | 23.74 | 26.08 | 27.75 | 29.44 | 31.16 | 32.95 | 34.86 | 36.51 | 38.2 | 39.91 | 41.66 | NPgY | GSP | NG FES - Falling Short | HPs - I&C (GWh)
NG FES - Falling Short | Dem_BB005 | GWh | NPgN | KIRKB1 | HPs - I&C (GWh) | Kirkstall B | KIRKSTALL B | 5.03 | 4.93 | 5.02 | 5.09 | 5.1 | 5.11 | 5.15 | 5.82 | 6.48 | 7.15 | 8.04 | 8.77 | 9.48 | 10.18 | 10.87 | 11.91 | 12.76 | 13.71 | 14.78 | 15.95 | 17.4 | 18.38 | 19.35 | 20.33 | 21.33 | 22.4 | 23.28 | 24.16 | 25.05 | 25.94 | NPgY | GSP | NG FES - Falling Short | HPs - I&C (GWh)
NG FES - Falling Short | Dem_BB005 | GWh | NPgN | NEEP_3 | HPs - I&C (GWh) | Neepsend | NEEPSEND | 2.04 | 2 | 2.04 | 2.07 | 2.07 | 2.08 | 2.09 | 2.36 | 2.64 | 2.91 | 3.27 | 3.56 | 3.85 | 4.14 | 4.42 | 4.84 | 5.19 | 5.58 | 6.01 | 6.49 | 7.07 | 7.47 | 7.87 | 8.27 | 8.67 | 9.11 | 9.46 | 9.82 | 10.18 | 10.55 | NPgY | GSP | NG FES - Falling Short | HPs - I&C (GWh)
NG FES - Falling Short | Dem_BB005 | GWh | NPgN | NORL_3 | HPs - I&C (GWh) | Norton Lees | NORTON LEES | 0.99 | 0.97 | 0.99 | 1 | 1 | 1 | 1.01 | 1.14 | 1.28 | 1.41 | 1.58 | 1.72 | 1.86 | 2 | 2.14 | 2.34 | 2.51 | 2.7 | 2.91 | 3.14 | 3.42 | 3.62 | 3.81 | 4 | 4.2 | 4.41 | 4.58 | 4.75 | 4.93 | 5.1 | NPgY | GSP | NG FES - Falling Short | HPs - I&C (GWh)
NG FES - Falling Short | Dem_BB005 | GWh | NPgN | PITS_BB_B | HPs - I&C (GWh) | Pitsmoor | PITSMOOR 3/4 | 1.22 | 1.19 | 1.22 | 1.23 | 1.24 | 1.24 | 1.25 | 1.41 | 1.57 | 1.73 | 1.95 | 2.12 | 2.3 | 2.47 | 2.64 | 2.89 | 3.09 | 3.32 | 3.58 | 3.87 | 4.22 | 4.46 | 4.69 | 4.93 | 5.17 | 5.43 | 5.65 | 5.86 | 6.08 | 6.29 | NPgY | GSP | NG FES - Falling Short | HPs - I&C (GWh)
NG FES - Falling Short | Dem_BB005 | GWh | NPgN | SALT_1 | HPs - I&C (GWh) | Saltend North | SALTEND NORTH | 1.56 | 1.53 | 1.57 | 1.6 | 1.61 | 1.62 | 1.64 | 1.86 | 2.08 | 2.31 | 2.61 | 2.85 | 3.1 | 3.35 | 3.59 | 3.95 | 4.26 | 4.6 | 4.98 | 5.41 | 5.93 | 6.29 | 6.66 | 7.04 | 7.42 | 7.84 | 8.19 | 8.55 | 8.91 | 9.28 | NPgY | GSP | NG FES - Falling Short | HPs - I&C (GWh)
NG FES - Falling Short | Dem_BB005 | GWh | NPgN | SHEC_3 | HPs - I&C (GWh) | Sheffield City | SHEFFIELD CITY | 1.98 | 1.94 | 1.98 | 2.01 | 2.01 | 2.02 | 2.03 | 2.3 | 2.56 | 2.82 | 3.17 | 3.46 | 3.74 | 4.02 | 4.29 | 4.7 | 5.04 | 5.42 | 5.84 | 6.3 | 6.87 | 7.26 | 7.64 | 8.03 | 8.42 | 8.84 | 9.19 | 9.54 | 9.89 | 10.24 | NPgY | GSP | NG FES - Falling Short | HPs - I&C (GWh)
NG FES - Falling Short | Dem_BB005 | GWh | NPgN | SKLGB1 | HPs - I&C (GWh) | Skelton Grange | SKELTON GRANGE | 12.64 | 12.39 | 12.63 | 12.81 | 12.86 | 12.88 | 12.99 | 14.68 | 16.37 | 18.07 | 20.32 | 22.17 | 23.98 | 25.77 | 27.55 | 30.18 | 32.36 | 34.81 | 37.54 | 40.55 | 44.25 | 46.78 | 49.29 | 51.82 | 54.41 | 57.16 | 59.46 | 61.77 | 64.08 | 66.41 | NPgY | GSP | NG FES - Falling Short | HPs - I&C (GWh)
NG FES - Falling Short | Dem_BB005 | GWh | NPgN | TEMP_3 | HPs - I&C (GWh) | Templeborough | TEMPLEBOROUGH 275/33KV | 0.16 | 0.16 | 0.16 | 0.17 | 0.17 | 0.17 | 0.17 | 0.2 | 0.22 | 0.24 | 0.28 | 0.3 | 0.33 | 0.36 | 0.38 | 0.42 | 0.46 | 0.5 | 0.54 | 0.59 | 0.64 | 0.69 | 0.73 | 0.77 | 0.82 | 0.86 | 0.91 | 0.95 | 0.99 | 1.04 | NPgY | GSP | NG FES - Falling Short | HPs - I&C (GWh)
NG FES - Falling Short | Dem_BB005 | GWh | NPgN | THUR_6 | HPs - I&C (GWh) | Thurcroft | THURCROFT | 3.15 | 3.1 | 3.18 | 3.24 | 3.27 | 3.29 | 3.34 | 3.79 | 4.25 | 4.72 | 5.33 | 5.85 | 6.37 | 6.88 | 7.39 | 8.15 | 8.79 | 9.51 | 10.32 | 11.21 | 12.31 | 13.1 | 13.89 | 14.7 | 15.53 | 16.43 | 17.2 | 17.98 | 18.79 | 19.6 | NPgY | GSP | NG FES - Falling Short | HPs - I&C (GWh)
NG FES - Falling Short | Dem_BB005 | GWh | NPgN | WMEL_THOM | HPs - I&C (GWh) | Thorpe Marsh | WEST MELTON / THORPE MARSH | 9.43 | 9.29 | 9.52 | 9.7 | 9.79 | 9.85 | 9.99 | 11.35 | 12.72 | 14.11 | 15.94 | 17.49 | 19.02 | 20.54 | 22.08 | 24.32 | 26.22 | 28.37 | 30.76 | 33.42 | 36.69 | 39.01 | 41.35 | 43.74 | 46.21 | 48.85 | 51.13 | 53.45 | 55.8 | 58.21 | NPgY | GSP | NG FES - Falling Short | HPs - I&C (GWh)
NG FES - Falling Short | Dem_BB005 | GWh | NPgN | WMEL_BB3 | HPs - I&C (GWh) | West Melton | WEST MELTON SECTION 3 | 7.48 | 7.37 | 7.56 | 7.7 | 7.77 | 7.82 | 7.93 | 9.01 | 10.1 | 11.21 | 12.67 | 13.9 | 15.12 | 16.34 | 17.57 | 19.36 | 20.88 | 22.59 | 24.51 | 26.64 | 29.25 | 31.11 | 32.99 | 34.91 | 36.89 | 39.01 | 40.85 | 42.72 | 44.62 | 46.56 | NPgY | GSP | NG FES - Falling Short | HPs - I&C (GWh)
NG FES - Falling Short | Dem_BB005 | GWh | NPgN | WIBA_3 | HPs - I&C (GWh) | Wincobank | WINCOBANK | 1.16 | 1.14 | 1.16 | 1.18 | 1.19 | 1.19 | 1.2 | 1.36 | 1.52 | 1.68 | 1.89 | 2.07 | 2.24 | 2.41 | 2.58 | 2.84 | 3.04 | 3.28 | 3.54 | 3.83 | 4.19 | 4.44 | 4.69 | 4.94 | 5.19 | 5.47 | 5.7 | 5.93 | 6.16 | 6.4 | NPgY | GSP | NG FES - Falling Short | HPs - I&C (GWh)
NG FES - Leading the Way | Dem_BB005 | GWh | NPgN | BLYTB1 | HPs - I&C (GWh) | Blyth 66kV | BLYTH 66kV | 3.14 | 3.68 | 4.25 | 4.95 | 5.74 | 6.92 | 8.72 | 10.57 | 12.4 | 14.16 | 16.92 | 18.92 | 20.9 | 22.88 | 24.84 | 28.03 | 29.89 | 31.71 | 33.48 | 35.07 | 37.11 | 37.95 | 38.72 | 39.39 | 39.94 | 40.68 | 41.22 | 41.75 | 42.31 | 42.88 | NPgN | GSP | NG FES - Leading the Way | HPs - I&C (GWh)
NG FES - Leading the Way | Dem_BB005 | GWh | NPgN | BLYTH132 | HPs - I&C (GWh) | Blyth 132kV | BLYTH 132kV | 1.68 | 1.98 | 2.28 | 2.66 | 3.08 | 3.72 | 4.68 | 5.68 | 6.66 | 7.6 | 9.09 | 10.16 | 11.23 | 12.29 | 13.34 | 15.06 | 16.05 | 17.03 | 17.98 | 18.83 | 19.93 | 20.38 | 20.79 | 21.15 | 21.44 | 21.84 | 22.13 | 22.42 | 22.72 | 23.02 | NPgN | GSP | NG FES - Leading the Way | HPs - I&C (GWh)
NG FES - Leading the Way | Dem_BB005 | GWh | NPgN | FOUR_1 | HPs - I&C (GWh) | Fourstones | FOURSTONES | 0.54 | 0.64 | 0.73 | 0.86 | 0.99 | 1.2 | 1.51 | 1.83 | 2.14 | 2.45 | 2.93 | 3.27 | 3.62 | 3.96 | 4.3 | 4.85 | 5.17 | 5.48 | 5.79 | 6.06 | 6.42 | 6.56 | 6.7 | 6.81 | 6.91 | 7.03 | 7.13 | 7.22 | 7.32 | 7.41 | NPgN | GSP | NG FES - Leading the Way | HPs - I&C (GWh)
NG FES - Leading the Way | Dem_BB005 | GWh | NPgN | HARM_6 | HPs - I&C (GWh) | Hart Moor | HARTMOOR | 2.46 | 2.87 | 3.29 | 3.82 | 4.4 | 5.26 | 6.59 | 7.95 | 9.26 | 10.51 | 12.49 | 13.88 | 15.24 | 16.57 | 17.88 | 20.05 | 21.24 | 22.39 | 23.48 | 24.44 | 25.69 | 26.09 | 26.45 | 26.71 | 26.9 | 27.21 | 27.38 | 27.54 | 27.71 | 27.88 | NPgN | GSP | NG FES - Leading the Way | HPs - I&C (GWh)
NG FES - Leading the Way | Dem_BB005 | GWh | NPgN | HAWP_6 | HPs - I&C (GWh) | Hawthorn Pit | HAWTHORN PIT GRID | 1.91 | 2.23 | 2.55 | 2.96 | 3.41 | 4.08 | 5.11 | 6.16 | 7.18 | 8.15 | 9.68 | 10.76 | 11.81 | 12.84 | 13.86 | 15.54 | 16.46 | 17.35 | 18.2 | 18.94 | 19.91 | 20.22 | 20.49 | 20.7 | 20.84 | 21.08 | 21.21 | 21.33 | 21.46 | 21.59 | NPgN | GSP | NG FES - Leading the Way | HPs - I&C (GWh)
NG FES - Leading the Way | Dem_BB005 | GWh | NPgN | KNARE_111 | HPs - I&C (GWh) | Knaresborough | KNARESBOROUGH | 3.66 | 4.31 | 4.98 | 5.83 | 6.78 | 8.2 | 10.36 | 12.6 | 14.82 | 16.98 | 20.36 | 22.82 | 25.3 | 27.77 | 30.25 | 34.25 | 36.63 | 39 | 41.31 | 43.43 | 46.11 | 47.31 | 48.45 | 49.43 | 50.29 | 51.4 | 52.25 | 53.1 | 53.99 | 54.89 | NPgN | GSP | NG FES - Leading the Way | HPs - I&C (GWh)
NG FES - Leading the Way | Dem_BB005 | GWh | NPgN | LACK_6 | HPs - I&C (GWh) | Lackenby | LACKENBY | 2.56 | 3.01 | 3.46 | 4.04 | 4.68 | 5.64 | 7.11 | 8.62 | 10.11 | 11.54 | 13.79 | 15.41 | 17.02 | 18.62 | 20.22 | 22.81 | 24.31 | 25.79 | 27.22 | 28.51 | 30.16 | 30.83 | 31.46 | 31.98 | 32.43 | 33.02 | 33.45 | 33.87 | 34.31 | 34.76 | NPgN | GSP | NG FES - Leading the Way | HPs - I&C (GWh)
NG FES - Leading the Way | Dem_BB005 | GWh | NPgN | NORT_1 | HPs - I&C (GWh) | Norton | NORTON | 8.7 | 10.2 | 11.75 | 13.69 | 15.85 | 19.08 | 24.02 | 29.09 | 34.08 | 38.88 | 46.42 | 51.83 | 57.2 | 62.54 | 67.83 | 76.47 | 81.43 | 86.31 | 91.03 | 95.26 | 100.7 | 102.87 | 104.87 | 106.53 | 107.9 | 109.79 | 111.12 | 112.43 | 113.8 | 115.19 | NPgN | GSP | NG FES - Leading the Way | HPs - I&C (GWh)
NG FES - Leading the Way | Dem_BB005 | GWh | NPgN | OFFE_3 | HPs - I&C (GWh) | Offerton | OFFERTON | 1 | 1.16 | 1.33 | 1.55 | 1.78 | 2.14 | 2.68 | 3.23 | 3.77 | 4.28 | 5.08 | 5.65 | 6.2 | 6.75 | 7.29 | 8.18 | 8.66 | 9.14 | 9.59 | 9.98 | 10.5 | 10.67 | 10.82 | 10.93 | 11.02 | 11.15 | 11.22 | 11.29 | 11.37 | 11.44 | NPgN | GSP | NG FES - Leading the Way | HPs - I&C (GWh)
NG FES - Leading the Way | Dem_BB005 | GWh | NPgN | OSBA_1 | HPs - I&C (GWh) | Osbaldwick | OSBALDWICK | 7.96 | 9.32 | 10.71 | 12.46 | 14.4 | 17.3 | 21.75 | 26.29 | 30.75 | 35.02 | 41.75 | 46.54 | 51.28 | 55.97 | 60.6 | 68.2 | 72.5 | 76.71 | 80.76 | 84.36 | 89.02 | 90.76 | 92.36 | 93.66 | 94.7 | 96.19 | 97.18 | 98.15 | 99.17 | 100.21 | NPgN | GSP | NG FES - Leading the Way | HPs - I&C (GWh)
NG FES - Leading the Way | Dem_BB005 | GWh | NPgN | POPP_3 | HPs - I&C (GWh) | Poppleton | POPPLETON | 0.96 | 1.12 | 1.28 | 1.48 | 1.71 | 2.05 | 2.57 | 3.09 | 3.61 | 4.09 | 4.87 | 5.41 | 5.94 | 6.46 | 6.97 | 7.82 | 8.29 | 8.74 | 9.17 | 9.55 | 10.04 | 10.2 | 10.35 | 10.45 | 10.53 | 10.66 | 10.73 | 10.79 | 10.87 | 10.94 | NPgN | GSP | NG FES - Leading the Way | HPs - I&C (GWh)
NG FES - Leading the Way | Dem_BB005 | GWh | NPgN | SALH_1 | HPs - I&C (GWh) | Saltholme | SALTHOLME | 0.49 | 0.57 | 0.65 | 0.76 | 0.88 | 1.05 | 1.32 | 1.6 | 1.86 | 2.12 | 2.52 | 2.81 | 3.09 | 3.37 | 3.64 | 4.1 | 4.35 | 4.6 | 4.83 | 5.04 | 5.31 | 5.41 | 5.5 | 5.57 | 5.62 | 5.7 | 5.75 | 5.8 | 5.85 | 5.9 | NPgN | GSP | NG FES - Leading the Way | HPs - I&C (GWh)
NG FES - Leading the Way | Dem_BB005 | GWh | NPgN | SSHI_3 | HPs - I&C (GWh) | South Shields | SOUTH SHIELDS | 1.08 | 1.26 | 1.45 | 1.68 | 1.93 | 2.31 | 2.9 | 3.49 | 4.07 | 4.62 | 5.48 | 6.09 | 6.68 | 7.27 | 7.84 | 8.79 | 9.3 | 9.8 | 10.28 | 10.69 | 11.23 | 11.41 | 11.56 | 11.67 | 11.75 | 11.88 | 11.94 | 12.01 | 12.08 | 12.15 | NPgN | GSP | NG FES - Leading the Way | HPs - I&C (GWh)
NG FES - Leading the Way | Dem_BB005 | GWh | NPgN | KIELD01 and SPAD20 | HPs - I&C (GWh) | 0 | SPADEADAM | 0.23 | 0.27 | 0.32 | 0.37 | 0.43 | 0.52 | 0.65 | 0.79 | 0.92 | 1.05 | 1.26 | 1.41 | 1.56 | 1.7 | 1.85 | 2.09 | 2.23 | 2.36 | 2.49 | 2.61 | 2.76 | 2.83 | 2.88 | 2.93 | 2.97 | 3.03 | 3.07 | 3.11 | 3.15 | 3.19 | NPgN | GSP | NG FES - Leading the Way | HPs - I&C (GWh)
NG FES - Leading the Way | Dem_BB005 | GWh | NPgN | SPEN_1 | HPs - I&C (GWh) | Spennymoor | SPENNYMOOR | 5 | 5.84 | 6.69 | 7.75 | 8.93 | 10.69 | 13.39 | 16.13 | 18.81 | 21.35 | 25.36 | 28.17 | 30.93 | 33.63 | 36.29 | 40.69 | 43.1 | 45.43 | 47.64 | 49.58 | 52.11 | 52.93 | 53.64 | 54.18 | 54.56 | 55.18 | 55.51 | 55.83 | 56.17 | 56.51 | NPgN | GSP | NG FES - Leading the Way | HPs - I&C (GWh)
NG FES - Leading the Way | Dem_BB005 | GWh | NPgN | STEN_1 | HPs - I&C (GWh) | Stella North | STELLA NORTH | 4.96 | 5.81 | 6.68 | 7.77 | 8.98 | 10.78 | 13.55 | 16.39 | 19.17 | 21.83 | 26.02 | 29.01 | 31.96 | 34.88 | 37.77 | 42.5 | 45.17 | 47.78 | 50.29 | 52.52 | 55.4 | 56.48 | 57.46 | 58.24 | 58.87 | 59.78 | 60.37 | 60.95 | 61.56 | 62.18 | NPgN | GSP | NG FES - Leading the Way | HPs - I&C (GWh)
NG FES - Leading the Way | Dem_BB005 | GWh | NPgN | STES_1 | HPs - I&C (GWh) | Stella South | STELLA SOUTH | 3.11 | 3.63 | 4.16 | 4.84 | 5.58 | 6.69 | 8.4 | 10.14 | 11.84 | 13.46 | 16.02 | 17.82 | 19.6 | 21.36 | 23.08 | 25.93 | 27.52 | 29.06 | 30.54 | 31.84 | 33.53 | 34.13 | 34.66 | 35.08 | 35.4 | 35.88 | 36.17 | 36.46 | 36.76 | 37.06 | NPgN | GSP | NG FES - Leading the Way | HPs - I&C (GWh)
NG FES - Leading the Way | Dem_BB005 | GWh | NPgN | TYNE_1 | HPs - I&C (GWh) | Tynemouth 1 | TYNEMOUTH | 2.64 | 3.1 | 3.57 | 4.17 | 4.83 | 5.82 | 7.34 | 8.89 | 10.43 | 11.92 | 14.25 | 15.93 | 17.6 | 19.27 | 20.92 | 23.62 | 25.18 | 26.72 | 28.21 | 29.56 | 31.29 | 32 | 32.66 | 33.23 | 33.7 | 34.34 | 34.8 | 35.26 | 35.74 | 36.22 | NPgN | GSP | NG FES - Leading the Way | HPs - I&C (GWh)
NG FES - Leading the Way | Dem_BB005 | GWh | NPgN | WBOL_6 | HPs - I&C (GWh) | West Boldon | WEST BOLDON | 3.63 | 4.24 | 4.86 | 5.64 | 6.5 | 7.8 | 9.77 | 11.79 | 13.76 | 15.63 | 18.59 | 20.67 | 22.72 | 24.74 | 26.72 | 30 | 31.81 | 33.57 | 35.25 | 36.72 | 38.65 | 39.3 | 39.88 | 40.33 | 40.66 | 41.18 | 41.48 | 41.78 | 42.08 | 42.4 | NPgN | GSP | NG FES - Leading the Way | HPs - I&C (GWh)
NG FES - Leading the Way | Dem_BB005 | GWh | NPgN | BRAW_1 | HPs - I&C (GWh) | Bradford West | BRADFORD WEST | 10.59 | 12.39 | 13.91 | 15.81 | 17.9 | 21 | 26.63 | 32.13 | 37.51 | 42.63 | 50.21 | 55.85 | 61.41 | 66.87 | 72.25 | 80.16 | 85.02 | 89.74 | 94.25 | 98.21 | 102.9 | 104.66 | 106.23 | 107.44 | 108.35 | 109.72 | 110.53 | 111.33 | 112.16 | 113.01 | NPgY | GSP | NG FES - Leading the Way | HPs - I&C (GWh)
NG FES - Leading the Way | Dem_BB005 | GWh | NPgN | CAMB_01 | HPs - I&C (GWh) | Camblesforth | CAMBLESFORTH | 0.91 | 1.07 | 1.21 | 1.39 | 1.58 | 1.87 | 2.39 | 2.9 | 3.41 | 3.9 | 4.62 | 5.18 | 5.73 | 6.28 | 6.83 | 7.63 | 8.15 | 8.67 | 9.17 | 9.62 | 10.15 | 10.4 | 10.64 | 10.84 | 11.01 | 11.23 | 11.4 | 11.58 | 11.75 | 11.93 | NPgY | GSP | NG FES - Leading the Way | HPs - I&C (GWh)
NG FES - Leading the Way | Dem_BB005 | GWh | NPgN | CREB_1 | HPs - I&C (GWh) | Creyke Beck | CREYKE BECK | 11.97 | 14.06 | 15.85 | 18.09 | 20.57 | 24.22 | 30.84 | 37.36 | 43.78 | 49.95 | 59.07 | 65.96 | 72.82 | 79.62 | 86.38 | 96.23 | 102.49 | 108.64 | 114.59 | 119.93 | 126.22 | 128.95 | 131.48 | 133.57 | 135.32 | 137.67 | 139.35 | 141.02 | 142.76 | 144.53 | NPgY | GSP | NG FES - Leading the Way | HPs - I&C (GWh)
NG FES - Leading the Way | Dem_BB005 | GWh | NPgN | DRAX_YEDL | HPs - I&C (GWh) | Drax | DRAX | 1.26 | 1.49 | 1.69 | 1.93 | 2.2 | 2.6 | 3.33 | 4.04 | 4.76 | 5.45 | 6.46 | 7.24 | 8.02 | 8.81 | 9.59 | 10.72 | 11.46 | 12.19 | 12.9 | 13.55 | 14.32 | 14.68 | 15.02 | 15.33 | 15.59 | 15.92 | 16.18 | 16.43 | 16.7 | 16.98 | NPgY | GSP | NG FES - Leading the Way | HPs - I&C (GWh)
NG FES - Leading the Way | Dem_BB005 | GWh | NPgN | ELLA_1 | HPs - I&C (GWh) | Elland | ELLAND | 8.17 | 9.56 | 10.73 | 12.2 | 13.81 | 16.2 | 20.54 | 24.77 | 28.91 | 32.85 | 38.69 | 43.03 | 47.3 | 51.5 | 55.63 | 61.71 | 65.43 | 69.05 | 72.51 | 75.54 | 79.14 | 80.47 | 81.66 | 82.57 | 83.25 | 84.29 | 84.9 | 85.49 | 86.11 | 86.74 | NPgY | GSP | NG FES - Leading the Way | HPs - I&C (GWh)
NG FES - Leading the Way | Dem_BB005 | GWh | NPgN | FERRA2 | HPs - I&C (GWh) | Ferrybridge A | FERRYBRIDGE A | 2.05 | 2.41 | 2.73 | 3.11 | 3.55 | 4.18 | 5.33 | 6.47 | 7.59 | 8.67 | 10.27 | 11.49 | 12.7 | 13.91 | 15.12 | 16.87 | 18 | 19.11 | 20.2 | 21.18 | 22.33 | 22.85 | 23.34 | 23.77 | 24.13 | 24.6 | 24.95 | 25.31 | 25.68 | 26.05 | NPgY | GSP | NG FES - Leading the Way | HPs - I&C (GWh)
NG FES - Leading the Way | Dem_BB005 | GWh | NPgN | FERRB9 | HPs - I&C (GWh) | Ferrybridge B (_M) | FERRYBRIDGE B | 6.48 | 7.6 | 8.57 | 9.78 | 11.12 | 13.09 | 16.66 | 20.18 | 23.65 | 26.98 | 31.91 | 35.63 | 39.34 | 43.01 | 46.66 | 51.99 | 55.38 | 58.71 | 61.93 | 64.83 | 68.23 | 69.72 | 71.09 | 72.25 | 73.22 | 74.51 | 75.44 | 76.36 | 77.33 | 78.32 | NPgY | GSP | NG FES - Leading the Way | HPs - I&C (GWh)
NG FES - Leading the Way | Dem_BB005 | GWh | NPgN | GRIW_1 | HPs - I&C (GWh) | Grimsby West | GRIMSBY WEST | 3.87 | 4.53 | 5.09 | 5.79 | 6.56 | 7.7 | 9.77 | 11.79 | 13.76 | 15.65 | 18.44 | 20.52 | 22.57 | 24.59 | 26.58 | 29.5 | 31.3 | 33.05 | 34.73 | 36.21 | 37.96 | 38.62 | 39.22 | 39.69 | 40.04 | 40.57 | 40.89 | 41.2 | 41.54 | 41.87 | NPgY | GSP | NG FES - Leading the Way | HPs - I&C (GWh)
NG FES - Leading the Way | Dem_BB005 | GWh | NPgN | JORD_3 | HPs - I&C (GWh) | Jordanthorpe | JORDANTHORPE | 0.81 | 0.95 | 1.07 | 1.21 | 1.38 | 1.62 | 2.06 | 2.49 | 2.92 | 3.32 | 3.92 | 4.38 | 4.82 | 5.27 | 5.71 | 6.35 | 6.75 | 7.15 | 7.53 | 7.87 | 8.27 | 8.43 | 8.58 | 8.71 | 8.81 | 8.95 | 9.04 | 9.14 | 9.24 | 9.34 | NPgY | GSP | NG FES - Leading the Way | HPs - I&C (GWh)
NG FES - Leading the Way | Dem_BB005 | GWh | NPgN | KEAD_YEDL | HPs - I&C (GWh) | Keadby | KEADBY | 6.44 | 7.58 | 8.57 | 9.8 | 11.16 | 13.17 | 16.81 | 20.4 | 23.96 | 27.4 | 32.47 | 36.34 | 40.21 | 44.06 | 47.9 | 53.49 | 57.09 | 60.66 | 64.13 | 67.27 | 70.96 | 72.66 | 74.26 | 75.62 | 76.79 | 78.31 | 79.45 | 80.6 | 81.79 | 83.01 | NPgY | GSP | NG FES - Leading the Way | HPs - I&C (GWh)
NG FES - Leading the Way | Dem_BB005 | GWh | NPgN | KIRKB1 | HPs - I&C (GWh) | Kirkstall B | KIRKSTALL B | 4.92 | 5.76 | 6.46 | 7.34 | 8.31 | 9.74 | 12.35 | 14.89 | 17.37 | 19.73 | 23.23 | 25.83 | 28.38 | 30.89 | 33.35 | 36.99 | 39.2 | 41.36 | 43.41 | 45.21 | 47.34 | 48.12 | 48.81 | 49.34 | 49.72 | 50.32 | 50.66 | 50.99 | 51.33 | 51.68 | NPgY | GSP | NG FES - Leading the Way | HPs - I&C (GWh)
NG FES - Leading the Way | Dem_BB005 | GWh | NPgN | NEEP_3 | HPs - I&C (GWh) | Neepsend | NEEPSEND | 2 | 2.34 | 2.63 | 2.98 | 3.38 | 3.96 | 5.02 | 6.05 | 7.06 | 8.02 | 9.44 | 10.5 | 11.54 | 12.56 | 13.56 | 15.04 | 15.94 | 16.81 | 17.65 | 18.38 | 19.25 | 19.56 | 19.84 | 20.06 | 20.21 | 20.46 | 20.59 | 20.73 | 20.87 | 21.01 | NPgY | GSP | NG FES - Leading the Way | HPs - I&C (GWh)
NG FES - Leading the Way | Dem_BB005 | GWh | NPgN | NORL_3 | HPs - I&C (GWh) | Norton Lees | NORTON LEES | 0.97 | 1.13 | 1.27 | 1.44 | 1.63 | 1.92 | 2.43 | 2.93 | 3.42 | 3.88 | 4.57 | 5.08 | 5.58 | 6.08 | 6.56 | 7.28 | 7.71 | 8.14 | 8.54 | 8.89 | 9.31 | 9.47 | 9.6 | 9.7 | 9.78 | 9.9 | 9.96 | 10.03 | 10.1 | 10.17 | NPgY | GSP | NG FES - Leading the Way | HPs - I&C (GWh)
NG FES - Leading the Way | Dem_BB005 | GWh | NPgN | PITS_BB_B | HPs - I&C (GWh) | Pitsmoor | PITSMOOR 3/4 | 1.19 | 1.39 | 1.57 | 1.78 | 2.01 | 2.36 | 2.99 | 3.61 | 4.21 | 4.78 | 5.63 | 6.26 | 6.88 | 7.49 | 8.08 | 8.97 | 9.5 | 10.03 | 10.52 | 10.96 | 11.48 | 11.67 | 11.84 | 11.96 | 12.06 | 12.2 | 12.29 | 12.37 | 12.45 | 12.54 | NPgY | GSP | NG FES - Leading the Way | HPs - I&C (GWh)
NG FES - Leading the Way | Dem_BB005 | GWh | NPgN | SALT_1 | HPs - I&C (GWh) | Saltend North | SALTEND NORTH | 1.52 | 1.79 | 2.02 | 2.3 | 2.62 | 3.08 | 3.93 | 4.76 | 5.58 | 6.37 | 7.53 | 8.41 | 9.29 | 10.16 | 11.02 | 12.28 | 13.08 | 13.87 | 14.63 | 15.32 | 16.12 | 16.48 | 16.8 | 17.07 | 17.3 | 17.61 | 17.82 | 18.04 | 18.27 | 18.5 | NPgY | GSP | NG FES - Leading the Way | HPs - I&C (GWh)
NG FES - Leading the Way | Dem_BB005 | GWh | NPgN | SHEC_3 | HPs - I&C (GWh) | Sheffield City | SHEFFIELD CITY | 1.94 | 2.27 | 2.55 | 2.9 | 3.28 | 3.85 | 4.87 | 5.88 | 6.86 | 7.79 | 9.17 | 10.2 | 11.21 | 12.2 | 13.17 | 14.6 | 15.48 | 16.33 | 17.14 | 17.85 | 18.69 | 19 | 19.27 | 19.48 | 19.63 | 19.87 | 20 | 20.13 | 20.27 | 20.41 | NPgY | GSP | NG FES - Leading the Way | HPs - I&C (GWh)
NG FES - Leading the Way | Dem_BB005 | GWh | NPgN | SKLGB1 | HPs - I&C (GWh) | Skelton Grange | SKELTON GRANGE | 12.38 | 14.48 | 16.26 | 18.48 | 20.93 | 24.55 | 31.14 | 37.57 | 43.86 | 49.85 | 58.72 | 65.31 | 71.81 | 78.21 | 84.5 | 93.76 | 99.44 | 104.97 | 110.25 | 114.9 | 120.4 | 122.46 | 124.31 | 125.74 | 126.81 | 128.42 | 129.39 | 130.33 | 131.33 | 132.33 | NPgY | GSP | NG FES - Leading the Way | HPs - I&C (GWh)
NG FES - Leading the Way | Dem_BB005 | GWh | NPgN | TEMP_3 | HPs - I&C (GWh) | Templeborough | TEMPLEBOROUGH 275/33KV | 0.16 | 0.19 | 0.21 | 0.24 | 0.27 | 0.32 | 0.41 | 0.5 | 0.59 | 0.67 | 0.8 | 0.89 | 0.99 | 1.08 | 1.18 | 1.32 | 1.41 | 1.49 | 1.58 | 1.66 | 1.75 | 1.8 | 1.84 | 1.87 | 1.9 | 1.94 | 1.97 | 2 | 2.03 | 2.06 | NPgY | GSP | NG FES - Leading the Way | HPs - I&C (GWh)
NG FES - Leading the Way | Dem_BB005 | GWh | NPgN | THUR_6 | HPs - I&C (GWh) | Thurcroft | THURCROFT | 3.08 | 3.62 | 4.09 | 4.67 | 5.32 | 6.27 | 8 | 9.7 | 11.39 | 13.01 | 15.41 | 17.24 | 19.06 | 20.88 | 22.68 | 25.32 | 27.01 | 28.68 | 30.31 | 31.78 | 33.51 | 34.29 | 35.03 | 35.66 | 36.2 | 36.9 | 37.42 | 37.95 | 38.5 | 39.06 | NPgY | GSP | NG FES - Leading the Way | HPs - I&C (GWh)
NG FES - Leading the Way | Dem_BB005 | GWh | NPgN | WMEL_THOM | HPs - I&C (GWh) | Thorpe Marsh | WEST MELTON / THORPE MARSH | 9.24 | 10.86 | 12.26 | 14 | 15.93 | 18.79 | 23.95 | 29.04 | 34.07 | 38.91 | 46.07 | 51.52 | 56.94 | 62.34 | 67.72 | 75.55 | 80.58 | 85.54 | 90.36 | 94.71 | 99.82 | 102.14 | 104.3 | 106.13 | 107.69 | 109.74 | 111.26 | 112.78 | 114.36 | 115.98 | NPgY | GSP | NG FES - Leading the Way | HPs - I&C (GWh)
NG FES - Leading the Way | Dem_BB005 | GWh | NPgN | WMEL_BB3 | HPs - I&C (GWh) | West Melton | WEST MELTON SECTION 3 | 7.33 | 8.61 | 9.73 | 11.11 | 12.65 | 14.92 | 19.02 | 23.06 | 27.07 | 30.93 | 36.62 | 40.96 | 45.29 | 49.6 | 53.89 | 60.14 | 64.17 | 68.13 | 72 | 75.49 | 79.58 | 81.45 | 83.2 | 84.7 | 85.98 | 87.65 | 88.89 | 90.14 | 91.45 | 92.78 | NPgY | GSP | NG FES - Leading the Way | HPs - I&C (GWh)
NG FES - Leading the Way | Dem_BB005 | GWh | NPgN | WIBA_3 | HPs - I&C (GWh) | Wincobank | WINCOBANK | 1.14 | 1.33 | 1.5 | 1.71 | 1.93 | 2.27 | 2.89 | 3.49 | 4.08 | 4.64 | 5.47 | 6.1 | 6.71 | 7.32 | 7.92 | 8.81 | 9.36 | 9.89 | 10.41 | 10.87 | 11.41 | 11.62 | 11.82 | 11.98 | 12.1 | 12.28 | 12.4 | 12.51 | 12.63 | 12.75 | NPgY | GSP | NG FES - Leading the Way | HPs - I&C (GWh)
NPg Planning Scenario | Dem_BB005 | GWh | NPgN | BLYTB1 | HPs - I&C (GWh) | Blyth 66kV | BLYTH 66kV | 3.14 | 3.39 | 3.83 | 4.4 | 5.06 | 5.8 | 6.6 | 7.42 | 8.89 | 10.63 | 12.66 | 14.47 | 16.48 | 18.58 | 20.72 | 22.92 | 25.34 | 28.14 | 31.33 | 34.71 | 38.1 | 41.61 | 45.17 | 48.75 | 52.37 | 56.03 | 59.56 | 62.91 | 65.34 | 66.59 | NPgN | GSP | NPg Planning Scenario | HPs - I&C (GWh)
NPg Planning Scenario | Dem_BB005 | GWh | NPgN | BLYTH132 | HPs - I&C (GWh) | Blyth 132kV | BLYTH 132kV | 1.68 | 1.82 | 2.05 | 2.36 | 2.71 | 3.11 | 3.54 | 3.98 | 4.76 | 5.7 | 6.79 | 7.75 | 8.83 | 9.96 | 11.1 | 12.28 | 13.57 | 15.07 | 16.78 | 18.59 | 20.4 | 22.28 | 24.19 | 26.1 | 28.03 | 29.99 | 31.88 | 33.67 | 34.97 | 35.63 | NPgN | GSP | NPg Planning Scenario | HPs - I&C (GWh)
NPg Planning Scenario | Dem_BB005 | GWh | NPgN | FOUR_1 | HPs - I&C (GWh) | Fourstones | FOURSTONES | 0.54 | 0.59 | 0.66 | 0.76 | 0.87 | 1 | 1.14 | 1.28 | 1.53 | 1.83 | 2.18 | 2.5 | 2.84 | 3.2 | 3.57 | 3.95 | 4.37 | 4.85 | 5.4 | 5.98 | 6.57 | 7.17 | 7.78 | 8.4 | 9.02 | 9.65 | 10.26 | 10.83 | 11.25 | 11.47 | NPgN | GSP | NPg Planning Scenario | HPs - I&C (GWh)
NPg Planning Scenario | Dem_BB005 | GWh | NPgN | HARM_6 | HPs - I&C (GWh) | Hart Moor | HARTMOOR | 2.49 | 2.67 | 3 | 3.43 | 3.93 | 4.48 | 5.07 | 5.68 | 6.77 | 8.06 | 9.56 | 10.86 | 12.32 | 13.81 | 15.33 | 16.87 | 18.56 | 20.5 | 22.7 | 25.01 | 27.31 | 29.66 | 32.03 | 34.37 | 36.71 | 39.05 | 41.27 | 43.35 | 44.75 | 45.34 | NPgN | GSP | NPg Planning Scenario | HPs - I&C (GWh)
NPg Planning Scenario | Dem_BB005 | GWh | NPgN | HAWP_6 | HPs - I&C (GWh) | Hawthorn Pit | HAWTHORN PIT GRID | 1.93 | 2.08 | 2.33 | 2.67 | 3.06 | 3.49 | 3.94 | 4.42 | 5.26 | 6.26 | 7.43 | 8.44 | 9.57 | 10.73 | 11.91 | 13.11 | 14.42 | 15.93 | 17.64 | 19.43 | 21.22 | 23.04 | 24.88 | 26.7 | 28.52 | 30.33 | 32.06 | 33.67 | 34.76 | 35.21 | NPgN | GSP | NPg Planning Scenario | HPs - I&C (GWh)
NPg Planning Scenario | Dem_BB005 | GWh | NPgN | KNARE_111 | HPs - I&C (GWh) | Knaresborough | KNARESBOROUGH | 3.65 | 3.95 | 4.47 | 5.15 | 5.94 | 6.82 | 7.78 | 8.77 | 10.53 | 12.62 | 15.08 | 17.27 | 19.72 | 22.29 | 24.92 | 27.64 | 30.64 | 34.12 | 38.1 | 42.32 | 46.59 | 51.03 | 55.57 | 60.12 | 64.77 | 69.49 | 74.08 | 78.48 | 81.74 | 83.54 | NPgN | GSP | NPg Planning Scenario | HPs - I&C (GWh)
NPg Planning Scenario | Dem_BB005 | GWh | NPgN | LACK_6 | HPs - I&C (GWh) | Lackenby | LACKENBY | 2.57 | 2.78 | 3.14 | 3.6 | 4.15 | 4.75 | 5.4 | 6.08 | 7.28 | 8.7 | 10.36 | 11.84 | 13.48 | 15.19 | 16.94 | 18.73 | 20.71 | 22.99 | 25.59 | 28.34 | 31.1 | 33.96 | 36.86 | 39.77 | 42.71 | 45.68 | 48.55 | 51.27 | 53.23 | 54.23 | NPgN | GSP | NPg Planning Scenario | HPs - I&C (GWh)
NPg Planning Scenario | Dem_BB005 | GWh | NPgN | NORT_1 | HPs - I&C (GWh) | Norton | NORTON | 8.66 | 9.35 | 10.54 | 12.1 | 13.92 | 15.94 | 18.11 | 20.36 | 24.36 | 29.1 | 34.64 | 39.55 | 45.01 | 50.7 | 56.48 | 62.43 | 68.98 | 76.53 | 85.13 | 94.23 | 103.36 | 112.79 | 122.35 | 131.9 | 141.56 | 151.32 | 160.71 | 169.61 | 175.99 | 179.18 | NPgN | GSP | NPg Planning Scenario | HPs - I&C (GWh)
NPg Planning Scenario | Dem_BB005 | GWh | NPgN | OFFE_3 | HPs - I&C (GWh) | Offerton | OFFERTON | 1.01 | 1.08 | 1.22 | 1.39 | 1.6 | 1.82 | 2.06 | 2.31 | 2.75 | 3.28 | 3.89 | 4.42 | 5.01 | 5.62 | 6.24 | 6.87 | 7.56 | 8.36 | 9.26 | 10.2 | 11.15 | 12.11 | 13.08 | 14.04 | 15 | 15.97 | 16.88 | 17.74 | 18.32 | 18.57 | NPgN | GSP | NPg Planning Scenario | HPs - I&C (GWh)
NPg Planning Scenario | Dem_BB005 | GWh | NPgN | OSBA_1 | HPs - I&C (GWh) | Osbaldwick | OSBALDWICK | 8.01 | 8.64 | 9.72 | 11.14 | 12.8 | 14.64 | 16.61 | 18.64 | 22.28 | 26.58 | 31.59 | 36.02 | 40.94 | 46.05 | 51.23 | 56.54 | 62.37 | 69.1 | 76.75 | 84.81 | 92.89 | 101.2 | 109.61 | 117.99 | 126.44 | 134.94 | 143.09 | 150.78 | 156.21 | 158.79 | NPgN | GSP | NPg Planning Scenario | HPs - I&C (GWh)
NPg Planning Scenario | Dem_BB005 | GWh | NPgN | POPP_3 | HPs - I&C (GWh) | Poppleton | POPPLETON | 0.96 | 1.04 | 1.17 | 1.33 | 1.53 | 1.74 | 1.97 | 2.21 | 2.63 | 3.14 | 3.72 | 4.23 | 4.79 | 5.38 | 5.97 | 6.57 | 7.23 | 7.99 | 8.85 | 9.76 | 10.65 | 11.58 | 12.5 | 13.42 | 14.34 | 15.26 | 16.13 | 16.95 | 17.5 | 17.74 | NPgN | GSP | NPg Planning Scenario | HPs - I&C (GWh)
NPg Planning Scenario | Dem_BB005 | GWh | NPgN | SALH_1 | HPs - I&C (GWh) | Saltholme | SALTHOLME | 0.49 | 0.53 | 0.59 | 0.68 | 0.78 | 0.89 | 1.01 | 1.13 | 1.35 | 1.61 | 1.91 | 2.17 | 2.47 | 2.77 | 3.08 | 3.4 | 3.75 | 4.15 | 4.6 | 5.08 | 5.56 | 6.05 | 6.55 | 7.04 | 7.53 | 8.03 | 8.51 | 8.95 | 9.26 | 9.41 | NPgN | GSP | NPg Planning Scenario | HPs - I&C (GWh)
NPg Planning Scenario | Dem_BB005 | GWh | NPgN | SSHI_3 | HPs - I&C (GWh) | South Shields | SOUTH SHIELDS | 1.09 | 1.18 | 1.32 | 1.51 | 1.73 | 1.97 | 2.23 | 2.5 | 2.98 | 3.54 | 4.2 | 4.77 | 5.4 | 6.06 | 6.72 | 7.39 | 8.13 | 8.98 | 9.94 | 10.95 | 11.95 | 12.98 | 14.01 | 15.02 | 16.04 | 17.06 | 18.02 | 18.92 | 19.52 | 19.77 | NPgN | GSP | NPg Planning Scenario | HPs - I&C (GWh)
NPg Planning Scenario | Dem_BB005 | GWh | NPgN | KIELD01 and SPAD20 | HPs - I&C (GWh) | 0 | SPADEADAM | 0.23 | 0.25 | 0.28 | 0.33 | 0.38 | 0.43 | 0.49 | 0.55 | 0.66 | 0.79 | 0.94 | 1.07 | 1.22 | 1.38 | 1.54 | 1.7 | 1.88 | 2.09 | 2.32 | 2.57 | 2.83 | 3.09 | 3.35 | 3.62 | 3.88 | 4.15 | 4.42 | 4.66 | 4.84 | 4.94 | NPgN | GSP | NPg Planning Scenario | HPs - I&C (GWh)
NPg Planning Scenario | Dem_BB005 | GWh | NPgN | SPEN_1 | HPs - I&C (GWh) | Spennymoor | SPENNYMOOR | 5.06 | 5.45 | 6.12 | 6.99 | 8.01 | 9.14 | 10.34 | 11.57 | 13.8 | 16.41 | 19.46 | 22.12 | 25.08 | 28.13 | 31.2 | 34.34 | 37.77 | 41.73 | 46.2 | 50.91 | 55.58 | 60.37 | 65.18 | 69.93 | 74.7 | 79.45 | 83.97 | 88.18 | 91.04 | 92.21 | NPgN | GSP | NPg Planning Scenario | HPs - I&C (GWh)
NPg Planning Scenario | Dem_BB005 | GWh | NPgN | STEN_1 | HPs - I&C (GWh) | Stella North | STELLA NORTH | 5.01 | 5.4 | 6.08 | 6.97 | 8 | 9.15 | 10.38 | 11.65 | 13.93 | 16.62 | 19.75 | 22.52 | 25.6 | 28.79 | 32.02 | 35.34 | 38.98 | 43.18 | 47.94 | 52.97 | 58.01 | 63.19 | 68.43 | 73.63 | 78.88 | 84.16 | 89.22 | 93.99 | 97.34 | 98.92 | NPgN | GSP | NPg Planning Scenario | HPs - I&C (GWh)
NPg Planning Scenario | Dem_BB005 | GWh | NPgN | STES_1 | HPs - I&C (GWh) | Stella South | STELLA SOUTH | 3.13 | 3.38 | 3.79 | 4.34 | 4.98 | 5.69 | 6.45 | 7.23 | 8.63 | 10.28 | 12.2 | 13.9 | 15.77 | 17.72 | 19.68 | 21.69 | 23.9 | 26.44 | 29.32 | 32.35 | 35.38 | 38.49 | 41.62 | 44.73 | 47.86 | 50.99 | 53.98 | 56.79 | 58.73 | 59.6 | NPgN | GSP | NPg Planning Scenario | HPs - I&C (GWh)
NPg Planning Scenario | Dem_BB005 | GWh | NPgN | TYNE_1 | HPs - I&C (GWh) | Tynemouth 1 | TYNEMOUTH | 2.65 | 2.86 | 3.23 | 3.71 | 4.27 | 4.9 | 5.57 | 6.26 | 7.5 | 8.97 | 10.69 | 12.22 | 13.92 | 15.69 | 17.5 | 19.36 | 21.41 | 23.77 | 26.47 | 29.32 | 32.2 | 35.17 | 38.19 | 41.21 | 44.28 | 47.38 | 50.38 | 53.22 | 55.29 | 56.36 | NPgN | GSP | NPg Planning Scenario | HPs - I&C (GWh)
NPg Planning Scenario | Dem_BB005 | GWh | NPgN | WBOL_6 | HPs - I&C (GWh) | West Boldon | WEST BOLDON | 3.66 | 3.95 | 4.43 | 5.07 | 5.82 | 6.64 | 7.52 | 8.42 | 10.05 | 11.96 | 14.2 | 16.16 | 18.33 | 20.57 | 22.84 | 25.16 | 27.7 | 30.63 | 33.95 | 37.44 | 40.92 | 44.48 | 48.07 | 51.63 | 55.2 | 58.78 | 62.18 | 65.37 | 67.56 | 68.51 | NPgN | GSP | NPg Planning Scenario | HPs - I&C (GWh)
NPg Planning Scenario | Dem_BB005 | GWh | NPgN | BRAW_1 | HPs - I&C (GWh) | Bradford West | BRADFORD WEST | 11 | 11.69 | 12.92 | 14.54 | 16.4 | 18.47 | 20.71 | 23.02 | 26.6 | 30.85 | 35.78 | 40.44 | 45.63 | 50.99 | 56.41 | 61.96 | 70 | 79.25 | 89.73 | 98.96 | 108.13 | 117.5 | 126.94 | 136.28 | 145.66 | 155.05 | 164.02 | 172.46 | 178.19 | 180.59 | NPgY | GSP | NPg Planning Scenario | HPs - I&C (GWh)
NPg Planning Scenario | Dem_BB005 | GWh | NPgN | CAMB_01 | HPs - I&C (GWh) | Camblesforth | CAMBLESFORTH | 0.92 | 0.98 | 1.09 | 1.24 | 1.4 | 1.59 | 1.79 | 2 | 2.32 | 2.71 | 3.16 | 3.59 | 4.07 | 4.58 | 5.09 | 5.63 | 6.39 | 7.28 | 8.29 | 9.2 | 10.11 | 11.06 | 12.02 | 12.98 | 13.96 | 14.96 | 15.93 | 16.85 | 17.53 | 17.88 | NPgY | GSP | NPg Planning Scenario | HPs - I&C (GWh)
NPg Planning Scenario | Dem_BB005 | GWh | NPgN | CREB_1 | HPs - I&C (GWh) | Creyke Beck | CREYKE BECK | 12.24 | 13.05 | 14.47 | 16.33 | 18.48 | 20.87 | 23.48 | 26.19 | 30.34 | 35.31 | 41.08 | 46.58 | 52.72 | 59.11 | 65.61 | 72.31 | 81.97 | 93.12 | 105.8 | 117.1 | 128.41 | 140.06 | 151.87 | 163.64 | 175.57 | 187.61 | 199.23 | 210.3 | 218.16 | 221.99 | NPgY | GSP | NPg Planning Scenario | HPs - I&C (GWh)
NPg Planning Scenario | Dem_BB005 | GWh | NPgN | DRAX_YEDL | HPs - I&C (GWh) | Drax | DRAX | 1.25 | 1.34 | 1.49 | 1.69 | 1.91 | 2.17 | 2.45 | 2.74 | 3.18 | 3.71 | 4.33 | 4.93 | 5.59 | 6.29 | 7.01 | 7.74 | 8.81 | 10.04 | 11.44 | 12.71 | 13.98 | 15.3 | 16.64 | 18 | 19.38 | 20.78 | 22.15 | 23.46 | 24.43 | 24.95 | NPgY | GSP | NPg Planning Scenario | HPs - I&C (GWh)
NPg Planning Scenario | Dem_BB005 | GWh | NPgN | ELLA_1 | HPs - I&C (GWh) | Elland | ELLAND | 8.47 | 9 | 9.95 | 11.19 | 12.62 | 14.21 | 15.93 | 17.71 | 20.45 | 23.72 | 27.51 | 31.09 | 35.08 | 39.19 | 43.35 | 47.61 | 53.78 | 60.89 | 68.92 | 76.01 | 83.04 | 90.22 | 97.45 | 104.61 | 111.8 | 118.99 | 125.86 | 132.31 | 136.68 | 138.51 | NPgY | GSP | NPg Planning Scenario | HPs - I&C (GWh)
NPg Planning Scenario | Dem_BB005 | GWh | NPgN | FERRA2 | HPs - I&C (GWh) | Ferrybridge A | FERRYBRIDGE A | 2.08 | 2.22 | 2.46 | 2.78 | 3.15 | 3.56 | 4.01 | 4.48 | 5.2 | 6.05 | 7.05 | 8.01 | 9.08 | 10.19 | 11.33 | 12.5 | 14.19 | 16.15 | 18.38 | 20.37 | 22.37 | 24.44 | 26.54 | 28.66 | 30.8 | 32.97 | 35.08 | 37.1 | 38.56 | 39.31 | NPgY | GSP | NPg Planning Scenario | HPs - I&C (GWh)
NPg Planning Scenario | Dem_BB005 | GWh | NPgN | FERRB9 | HPs - I&C (GWh) | Ferrybridge B (_M) | FERRYBRIDGE B | 6.59 | 7.02 | 7.79 | 8.79 | 9.95 | 11.23 | 12.64 | 14.09 | 16.33 | 19 | 22.11 | 25.07 | 28.38 | 31.82 | 35.32 | 38.92 | 44.13 | 50.14 | 56.97 | 63.07 | 69.17 | 75.45 | 81.82 | 88.19 | 94.64 | 101.16 | 107.45 | 113.45 | 117.72 | 119.83 | NPgY | GSP | NPg Planning Scenario | HPs - I&C (GWh)
NPg Planning Scenario | Dem_BB005 | GWh | NPgN | GRIW_1 | HPs - I&C (GWh) | Grimsby West | GRIMSBY WEST | 4 | 4.25 | 4.7 | 5.29 | 5.97 | 6.73 | 7.54 | 8.39 | 9.7 | 11.25 | 13.06 | 14.76 | 16.66 | 18.63 | 20.61 | 22.65 | 25.6 | 29 | 32.84 | 36.24 | 39.61 | 43.06 | 46.54 | 49.99 | 53.45 | 56.92 | 60.24 | 63.37 | 65.51 | 66.42 | NPgY | GSP | NPg Planning Scenario | HPs - I&C (GWh)
NPg Planning Scenario | Dem_BB005 | GWh | NPgN | JORD_3 | HPs - I&C (GWh) | Jordanthorpe | JORDANTHORPE | 0.83 | 0.88 | 0.98 | 1.1 | 1.25 | 1.41 | 1.58 | 1.76 | 2.04 | 2.37 | 2.76 | 3.12 | 3.53 | 3.95 | 4.38 | 4.82 | 5.46 | 6.19 | 7.03 | 7.77 | 8.51 | 9.27 | 10.04 | 10.81 | 11.58 | 12.36 | 13.11 | 13.82 | 14.31 | 14.55 | NPgY | GSP | NPg Planning Scenario | HPs - I&C (GWh)
NPg Planning Scenario | Dem_BB005 | GWh | NPgN | KEAD_YEDL | HPs - I&C (GWh) | Keadby | KEADBY | 6.57 | 7.02 | 7.79 | 8.81 | 9.99 | 11.3 | 12.74 | 14.23 | 16.52 | 19.25 | 22.44 | 25.49 | 28.9 | 32.46 | 36.1 | 39.85 | 45.26 | 51.52 | 58.64 | 65.03 | 71.45 | 78.07 | 84.82 | 91.59 | 98.45 | 105.42 | 112.18 | 118.65 | 123.34 | 125.77 | NPgY | GSP | NPg Planning Scenario | HPs - I&C (GWh)
NPg Planning Scenario | Dem_BB005 | GWh | NPgN | KIRKB1 | HPs - I&C (GWh) | Kirkstall B | KIRKSTALL B | 5.11 | 5.43 | 6 | 6.75 | 7.62 | 8.57 | 9.61 | 10.68 | 12.33 | 14.29 | 16.57 | 18.73 | 21.12 | 23.59 | 26.09 | 28.64 | 32.35 | 36.61 | 41.43 | 45.67 | 49.88 | 54.18 | 58.5 | 62.78 | 67.07 | 71.36 | 75.45 | 79.29 | 81.88 | 82.94 | NPgY | GSP | NPg Planning Scenario | HPs - I&C (GWh)
NPg Planning Scenario | Dem_BB005 | GWh | NPgN | NEEP_3 | HPs - I&C (GWh) | Neepsend | NEEPSEND | 2.07 | 2.2 | 2.43 | 2.73 | 3.08 | 3.47 | 3.89 | 4.32 | 4.99 | 5.79 | 6.71 | 7.58 | 8.55 | 9.55 | 10.56 | 11.6 | 13.1 | 14.82 | 16.77 | 18.49 | 20.2 | 21.94 | 23.69 | 25.42 | 27.16 | 28.89 | 30.55 | 32.1 | 33.15 | 33.58 | NPgY | GSP | NPg Planning Scenario | HPs - I&C (GWh)
NPg Planning Scenario | Dem_BB005 | GWh | NPgN | NORL_3 | HPs - I&C (GWh) | Norton Lees | NORTON LEES | 1 | 1.06 | 1.18 | 1.32 | 1.49 | 1.68 | 1.88 | 2.09 | 2.41 | 2.8 | 3.25 | 3.67 | 4.14 | 4.62 | 5.11 | 5.61 | 6.34 | 7.17 | 8.12 | 8.95 | 9.77 | 10.61 | 11.46 | 12.3 | 13.14 | 13.98 | 14.78 | 15.53 | 16.04 | 16.25 | NPgY | GSP | NPg Planning Scenario | HPs - I&C (GWh)
NPg Planning Scenario | Dem_BB005 | GWh | NPgN | PITS_BB_B | HPs - I&C (GWh) | Pitsmoor | PITSMOOR 3/4 | 1.23 | 1.31 | 1.45 | 1.63 | 1.84 | 2.07 | 2.32 | 2.58 | 2.98 | 3.45 | 4 | 4.52 | 5.1 | 5.7 | 6.3 | 6.92 | 7.81 | 8.84 | 10.01 | 11.03 | 12.05 | 13.09 | 14.14 | 15.17 | 16.21 | 17.25 | 18.24 | 19.17 | 19.8 | 20.05 | NPgY | GSP | NPg Planning Scenario | HPs - I&C (GWh)
NPg Planning Scenario | Dem_BB005 | GWh | NPgN | SALT_1 | HPs - I&C (GWh) | Saltend North | SALTEND NORTH | 1.56 | 1.66 | 1.84 | 2.08 | 2.35 | 2.65 | 2.99 | 3.33 | 3.86 | 4.49 | 5.23 | 5.93 | 6.71 | 7.53 | 8.36 | 9.21 | 10.44 | 11.86 | 13.48 | 14.92 | 16.37 | 17.86 | 19.37 | 20.87 | 22.4 | 23.94 | 25.42 | 26.84 | 27.85 | 28.34 | NPgY | GSP | NPg Planning Scenario | HPs - I&C (GWh)
NPg Planning Scenario | Dem_BB005 | GWh | NPgN | SHEC_3 | HPs - I&C (GWh) | Sheffield City | SHEFFIELD CITY | 2.01 | 2.14 | 2.36 | 2.66 | 2.99 | 3.37 | 3.78 | 4.2 | 4.85 | 5.62 | 6.52 | 7.36 | 8.3 | 9.28 | 10.26 | 11.26 | 12.72 | 14.39 | 16.29 | 17.96 | 19.61 | 21.3 | 23 | 24.68 | 26.37 | 28.05 | 29.66 | 31.17 | 32.19 | 32.61 | NPgY | GSP | NPg Planning Scenario | HPs - I&C (GWh)
NPg Planning Scenario | Dem_BB005 | GWh | NPgN | SKLGB1 | HPs - I&C (GWh) | Skelton Grange | SKELTON GRANGE | 12.83 | 13.64 | 15.08 | 16.97 | 19.14 | 21.55 | 24.16 | 26.87 | 31.04 | 36 | 41.76 | 47.21 | 53.26 | 59.53 | 65.86 | 72.34 | 81.73 | 92.55 | 104.79 | 115.58 | 126.29 | 137.26 | 148.29 | 159.22 | 170.19 | 181.19 | 191.69 | 201.57 | 208.29 | 211.12 | NPgY | GSP | NPg Planning Scenario | HPs - I&C (GWh)
NPg Planning Scenario | Dem_BB005 | GWh | NPgN | TEMP_3 | HPs - I&C (GWh) | Templeborough | TEMPLEBOROUGH 275/33KV | 0.16 | 0.17 | 0.19 | 0.22 | 0.24 | 0.28 | 0.31 | 0.35 | 0.4 | 0.47 | 0.55 | 0.63 | 0.71 | 0.8 | 0.89 | 0.98 | 1.11 | 1.27 | 1.44 | 1.6 | 1.76 | 1.92 | 2.09 | 2.26 | 2.43 | 2.61 | 2.78 | 2.94 | 3.06 | 3.12 | NPgY | GSP | NPg Planning Scenario | HPs - I&C (GWh)
NPg Planning Scenario | Dem_BB005 | GWh | NPgN | THUR_6 | HPs - I&C (GWh) | Thurcroft | THURCROFT | 3.13 | 3.34 | 3.71 | 4.19 | 4.75 | 5.37 | 6.04 | 6.75 | 7.83 | 9.12 | 10.63 | 12.06 | 13.67 | 15.35 | 17.06 | 18.83 | 21.38 | 24.32 | 27.67 | 30.68 | 33.69 | 36.81 | 39.97 | 43.14 | 46.37 | 49.63 | 52.79 | 55.82 | 58.01 | 59.14 | NPgY | GSP | NPg Planning Scenario | HPs - I&C (GWh)
NPg Planning Scenario | Dem_BB005 | GWh | NPgN | WMEL_THOM | HPs - I&C (GWh) | Thorpe Marsh | WEST MELTON / THORPE MARSH | 9.37 | 9.99 | 11.09 | 12.53 | 14.19 | 16.04 | 18.06 | 20.16 | 23.39 | 27.24 | 31.73 | 36.02 | 40.81 | 45.81 | 50.91 | 56.16 | 63.75 | 72.52 | 82.49 | 91.42 | 100.38 | 109.63 | 119.03 | 128.45 | 138 | 147.68 | 157.05 | 166.02 | 172.48 | 175.78 | NPgY | GSP | NPg Planning Scenario | HPs - I&C (GWh)
NPg Planning Scenario | Dem_BB005 | GWh | NPgN | WMEL_BB3 | HPs - I&C (GWh) | West Melton | WEST MELTON SECTION 3 | 7.47 | 7.97 | 8.85 | 10 | 11.32 | 12.8 | 14.41 | 16.09 | 18.67 | 21.75 | 25.33 | 28.76 | 32.59 | 36.59 | 40.67 | 44.88 | 50.94 | 57.96 | 65.95 | 73.1 | 80.28 | 87.69 | 95.22 | 102.79 | 110.46 | 118.23 | 125.77 | 132.99 | 138.2 | 140.88 | NPgY | GSP | NPg Planning Scenario | HPs - I&C (GWh)
NPg Planning Scenario | Dem_BB005 | GWh | NPgN | WIBA_3 | HPs - I&C (GWh) | Wincobank | WINCOBANK | 1.17 | 1.25 | 1.38 | 1.56 | 1.76 | 1.98 | 2.22 | 2.47 | 2.86 | 3.32 | 3.86 | 4.37 | 4.93 | 5.52 | 6.12 | 6.73 | 7.61 | 8.63 | 9.79 | 10.81 | 11.83 | 12.88 | 13.93 | 14.98 | 16.04 | 17.1 | 18.12 | 19.09 | 19.76 | 20.06 | NPgY | GSP | NPg Planning Scenario | HPs - I&C (GWh)
NG FES - System Transformation | Dem_BB005 | GWh | NPgN | BLYTB1 | HPs - I&C (GWh) | Blyth 66kV | BLYTH 66kV | 3.17 | 3.33 | 3.55 | 3.84 | 4.74 | 5.93 | 7.37 | 8.98 | 10.77 | 12.64 | 14.57 | 16.54 | 18.55 | 20.59 | 22.68 | 25.42 | 27.71 | 29.96 | 32.13 | 34.25 | 36.51 | 38.2 | 39.73 | 41.09 | 42.33 | 43.84 | 44.91 | 45.92 | 46.88 | 47.78 | NPgN | GSP | NG FES - System Transformation | HPs - I&C (GWh)
NG FES - System Transformation | Dem_BB005 | GWh | NPgN | BLYTH132 | HPs - I&C (GWh) | Blyth 132kV | BLYTH 132kV | 1.71 | 1.79 | 1.9 | 2.06 | 2.55 | 3.19 | 3.96 | 4.83 | 5.78 | 6.79 | 7.82 | 8.89 | 9.96 | 11.06 | 12.18 | 13.65 | 14.88 | 16.09 | 17.26 | 18.39 | 19.6 | 20.51 | 21.34 | 22.06 | 22.73 | 23.54 | 24.11 | 24.65 | 25.17 | 25.65 | NPgN | GSP | NG FES - System Transformation | HPs - I&C (GWh)
NG FES - System Transformation | Dem_BB005 | GWh | NPgN | FOUR_1 | HPs - I&C (GWh) | Fourstones | FOURSTONES | 0.55 | 0.58 | 0.61 | 0.66 | 0.82 | 1.03 | 1.28 | 1.55 | 1.86 | 2.19 | 2.52 | 2.86 | 3.21 | 3.56 | 3.92 | 4.4 | 4.79 | 5.18 | 5.56 | 5.92 | 6.31 | 6.61 | 6.87 | 7.11 | 7.32 | 7.58 | 7.76 | 7.94 | 8.11 | 8.26 | NPgN | GSP | NG FES - System Transformation | HPs - I&C (GWh)
NG FES - System Transformation | Dem_BB005 | GWh | NPgN | HARM_6 | HPs - I&C (GWh) | Hart Moor | HARTMOOR | 2.49 | 2.59 | 2.75 | 2.96 | 3.63 | 4.51 | 5.58 | 6.75 | 8.05 | 9.39 | 10.75 | 12.14 | 13.52 | 14.91 | 16.33 | 18.18 | 19.69 | 21.15 | 22.54 | 23.87 | 25.27 | 26.27 | 27.14 | 27.87 | 28.51 | 29.32 | 29.83 | 30.29 | 30.7 | 31.06 | NPgN | GSP | NG FES - System Transformation | HPs - I&C (GWh)
NG FES - System Transformation | Dem_BB005 | GWh | NPgN | HAWP_6 | HPs - I&C (GWh) | Hawthorn Pit | HAWTHORN PIT GRID | 1.93 | 2.01 | 2.13 | 2.29 | 2.81 | 3.5 | 4.32 | 5.24 | 6.24 | 7.28 | 8.33 | 9.41 | 10.48 | 11.56 | 12.65 | 14.09 | 15.26 | 16.39 | 17.47 | 18.5 | 19.58 | 20.35 | 21.03 | 21.59 | 22.09 | 22.72 | 23.11 | 23.46 | 23.78 | 24.06 | NPgN | GSP | NG FES - System Transformation | HPs - I&C (GWh)
NG FES - System Transformation | Dem_BB005 | GWh | NPgN | KNARE_111 | HPs - I&C (GWh) | Knaresborough | KNARESBOROUGH | 3.7 | 3.89 | 4.16 | 4.52 | 5.6 | 7.03 | 8.76 | 10.71 | 12.87 | 15.16 | 17.52 | 19.96 | 22.45 | 24.99 | 27.63 | 31.06 | 33.97 | 36.85 | 39.66 | 42.41 | 45.36 | 47.63 | 49.71 | 51.57 | 53.3 | 55.38 | 56.92 | 58.4 | 59.82 | 61.16 | NPgN | GSP | NG FES - System Transformation | HPs - I&C (GWh)
NG FES - System Transformation | Dem_BB005 | GWh | NPgN | LACK_6 | HPs - I&C (GWh) | Lackenby | LACKENBY | 2.59 | 2.71 | 2.89 | 3.13 | 3.87 | 4.84 | 6.01 | 7.33 | 8.78 | 10.3 | 11.87 | 13.48 | 15.1 | 16.76 | 18.46 | 20.68 | 22.54 | 24.37 | 26.13 | 27.84 | 29.67 | 31.04 | 32.28 | 33.37 | 34.36 | 35.58 | 36.44 | 37.25 | 38.02 | 38.73 | NPgN | GSP | NG FES - System Transformation | HPs - I&C (GWh)
NG FES - System Transformation | Dem_BB005 | GWh | NPgN | NORT_1 | HPs - I&C (GWh) | Norton | NORTON | 8.81 | 9.21 | 9.81 | 10.61 | 13.09 | 16.36 | 20.31 | 24.73 | 29.6 | 34.71 | 39.96 | 45.33 | 50.77 | 56.27 | 61.94 | 69.33 | 75.51 | 81.55 | 87.38 | 93.04 | 99.06 | 103.56 | 107.6 | 111.14 | 114.36 | 118.3 | 121.06 | 123.65 | 126.09 | 128.35 | NPgN | GSP | NG FES - System Transformation | HPs - I&C (GWh)
NG FES - System Transformation | Dem_BB005 | GWh | NPgN | OFFE_3 | HPs - I&C (GWh) | Offerton | OFFERTON | 1.01 | 1.05 | 1.11 | 1.2 | 1.47 | 1.83 | 2.27 | 2.75 | 3.27 | 3.82 | 4.38 | 4.94 | 5.51 | 6.08 | 6.65 | 7.41 | 8.03 | 8.63 | 9.2 | 9.75 | 10.33 | 10.74 | 11.1 | 11.41 | 11.67 | 12.01 | 12.23 | 12.42 | 12.6 | 12.75 | NPgN | GSP | NG FES - System Transformation | HPs - I&C (GWh)
NG FES - System Transformation | Dem_BB005 | GWh | NPgN | OSBA_1 | HPs - I&C (GWh) | Osbaldwick | OSBALDWICK | 8.05 | 8.41 | 8.94 | 9.66 | 11.89 | 14.83 | 18.39 | 22.35 | 26.71 | 31.27 | 35.94 | 40.7 | 45.51 | 50.36 | 55.34 | 61.84 | 67.23 | 72.48 | 77.52 | 82.39 | 87.57 | 91.37 | 94.76 | 97.72 | 100.37 | 103.64 | 105.87 | 107.94 | 109.88 | 111.65 | NPgN | GSP | NG FES - System Transformation | HPs - I&C (GWh)
NG FES - System Transformation | Dem_BB005 | GWh | NPgN | POPP_3 | HPs - I&C (GWh) | Poppleton | POPPLETON | 0.97 | 1.01 | 1.07 | 1.15 | 1.41 | 1.76 | 2.17 | 2.63 | 3.13 | 3.66 | 4.19 | 4.73 | 5.27 | 5.81 | 6.37 | 7.09 | 7.69 | 8.26 | 8.8 | 9.33 | 9.88 | 10.27 | 10.62 | 10.91 | 11.16 | 11.48 | 11.69 | 11.87 | 12.04 | 12.19 | NPgN | GSP | NG FES - System Transformation | HPs - I&C (GWh)
NG FES - System Transformation | Dem_BB005 | GWh | NPgN | SALH_1 | HPs - I&C (GWh) | Saltholme | SALTHOLME | 0.49 | 0.51 | 0.55 | 0.59 | 0.72 | 0.9 | 1.12 | 1.36 | 1.62 | 1.89 | 2.17 | 2.46 | 2.74 | 3.03 | 3.33 | 3.71 | 4.03 | 4.34 | 4.64 | 4.92 | 5.23 | 5.45 | 5.64 | 5.81 | 5.96 | 6.14 | 6.27 | 6.38 | 6.48 | 6.58 | NPgN | GSP | NG FES - System Transformation | HPs - I&C (GWh)
NG FES - System Transformation | Dem_BB005 | GWh | NPgN | SSHI_3 | HPs - I&C (GWh) | South Shields | SOUTH SHIELDS | 1.1 | 1.14 | 1.21 | 1.3 | 1.6 | 1.98 | 2.45 | 2.97 | 3.53 | 4.12 | 4.72 | 5.32 | 5.93 | 6.54 | 7.16 | 7.97 | 8.63 | 9.26 | 9.87 | 10.44 | 11.05 | 11.48 | 11.86 | 12.17 | 12.45 | 12.8 | 13.01 | 13.21 | 13.38 | 13.53 | NPgN | GSP | NG FES - System Transformation | HPs - I&C (GWh)
NG FES - System Transformation | Dem_BB005 | GWh | NPgN | KIELD01 and SPAD20 | HPs - I&C (GWh) | 0 | SPADEADAM | 0.24 | 0.25 | 0.26 | 0.29 | 0.35 | 0.44 | 0.55 | 0.67 | 0.8 | 0.94 | 1.08 | 1.23 | 1.38 | 1.53 | 1.69 | 1.89 | 2.06 | 2.23 | 2.39 | 2.55 | 2.72 | 2.84 | 2.96 | 3.06 | 3.15 | 3.26 | 3.34 | 3.42 | 3.49 | 3.56 | NPgN | GSP | NG FES - System Transformation | HPs - I&C (GWh)
NG FES - System Transformation | Dem_BB005 | GWh | NPgN | SPEN_1 | HPs - I&C (GWh) | Spennymoor | SPENNYMOOR | 5.06 | 5.27 | 5.58 | 6.01 | 7.37 | 9.17 | 11.32 | 13.72 | 16.34 | 19.06 | 21.83 | 24.64 | 27.45 | 30.27 | 33.14 | 36.89 | 39.96 | 42.92 | 45.73 | 48.42 | 51.26 | 53.28 | 55.04 | 56.52 | 57.82 | 59.46 | 60.48 | 61.4 | 62.24 | 62.96 | NPgN | GSP | NG FES - System Transformation | HPs - I&C (GWh)
NG FES - System Transformation | Dem_BB005 | GWh | NPgN | STEN_1 | HPs - I&C (GWh) | Stella North | STELLA NORTH | 5.02 | 5.25 | 5.58 | 6.02 | 7.41 | 9.25 | 11.46 | 13.93 | 16.65 | 19.49 | 22.4 | 25.37 | 28.37 | 31.39 | 34.49 | 38.53 | 41.88 | 45.14 | 48.27 | 51.29 | 54.5 | 56.86 | 58.96 | 60.77 | 62.39 | 64.41 | 65.77 | 67.04 | 68.21 | 69.28 | NPgN | GSP | NG FES - System Transformation | HPs - I&C (GWh)
NG FES - System Transformation | Dem_BB005 | GWh | NPgN | STES_1 | HPs - I&C (GWh) | Stella South | STELLA SOUTH | 3.14 | 3.28 | 3.48 | 3.75 | 4.61 | 5.74 | 7.1 | 8.62 | 10.28 | 12.02 | 13.79 | 15.59 | 17.4 | 19.22 | 21.08 | 23.51 | 25.52 | 27.46 | 29.31 | 31.1 | 32.99 | 34.35 | 35.56 | 36.59 | 37.51 | 38.66 | 39.41 | 40.09 | 40.73 | 41.29 | NPgN | GSP | NG FES - System Transformation | HPs - I&C (GWh)
NG FES - System Transformation | Dem_BB005 | GWh | NPgN | TYNE_1 | HPs - I&C (GWh) | Tynemouth 1 | TYNEMOUTH | 2.67 | 2.8 | 2.98 | 3.23 | 3.99 | 4.99 | 6.2 | 7.56 | 9.06 | 10.64 | 12.26 | 13.93 | 15.62 | 17.34 | 19.11 | 21.41 | 23.35 | 25.25 | 27.08 | 28.87 | 30.78 | 32.22 | 33.52 | 34.66 | 35.72 | 37 | 37.91 | 38.77 | 39.6 | 40.36 | NPgN | GSP | NG FES - System Transformation | HPs - I&C (GWh)
NG FES - System Transformation | Dem_BB005 | GWh | NPgN | WBOL_6 | HPs - I&C (GWh) | West Boldon | WEST BOLDON | 3.67 | 3.83 | 4.06 | 4.37 | 5.37 | 6.68 | 8.27 | 10.02 | 11.95 | 13.96 | 16 | 18.08 | 20.17 | 22.26 | 24.4 | 27.2 | 29.49 | 31.72 | 33.83 | 35.87 | 38.02 | 39.56 | 40.92 | 42.07 | 43.09 | 44.37 | 45.19 | 45.94 | 46.63 | 47.24 | NPgN | GSP | NG FES - System Transformation | HPs - I&C (GWh)
NG FES - System Transformation | Dem_BB005 | GWh | NPgN | BRAW_1 | HPs - I&C (GWh) | Bradford West | BRADFORD WEST | 10.71 | 11.36 | 11.95 | 12.73 | 14 | 17.55 | 21.71 | 26.33 | 31.4 | 36.68 | 42.23 | 47.73 | 53.24 | 58.79 | 64.46 | 73.1 | 79.29 | 85.28 | 91 | 96.48 | 103.12 | 107.33 | 111.04 | 114.18 | 116.97 | 121.07 | 123.33 | 125.39 | 127.28 | 128.95 | NPgY | GSP | NG FES - System Transformation | HPs - I&C (GWh)
NG FES - System Transformation | Dem_BB005 | GWh | NPgN | CAMB_01 | HPs - I&C (GWh) | Camblesforth | CAMBLESFORTH | 0.92 | 0.98 | 1.04 | 1.12 | 1.24 | 1.56 | 1.95 | 2.38 | 2.85 | 3.35 | 3.89 | 4.42 | 4.97 | 5.52 | 6.1 | 6.96 | 7.6 | 8.24 | 8.85 | 9.45 | 10.17 | 10.67 | 11.12 | 11.52 | 11.89 | 12.4 | 12.73 | 13.04 | 13.34 | 13.62 | NPgY | GSP | NG FES - System Transformation | HPs - I&C (GWh)
NG FES - System Transformation | Dem_BB005 | GWh | NPgN | CREB_1 | HPs - I&C (GWh) | Creyke Beck | CREYKE BECK | 12.11 | 12.9 | 13.62 | 14.57 | 16.09 | 20.24 | 25.14 | 30.61 | 36.65 | 42.98 | 49.67 | 56.36 | 63.14 | 70 | 77.06 | 87.76 | 95.58 | 103.25 | 110.64 | 117.82 | 126.48 | 132.24 | 137.43 | 141.95 | 146.09 | 151.92 | 155.48 | 158.83 | 162 | 164.92 | NPgY | GSP | NG FES - System Transformation | HPs - I&C (GWh)
NG FES - System Transformation | Dem_BB005 | GWh | NPgN | DRAX_YEDL | HPs - I&C (GWh) | Drax | DRAX | 1.28 | 1.37 | 1.45 | 1.56 | 1.72 | 2.18 | 2.71 | 3.31 | 3.98 | 4.69 | 5.44 | 6.19 | 6.96 | 7.74 | 8.55 | 9.77 | 10.68 | 11.58 | 12.46 | 13.32 | 14.35 | 15.06 | 15.7 | 16.29 | 16.83 | 17.57 | 18.05 | 18.51 | 18.96 | 19.38 | NPgY | GSP | NG FES - System Transformation | HPs - I&C (GWh)
NG FES - System Transformation | Dem_BB005 | GWh | NPgN | ELLA_1 | HPs - I&C (GWh) | Elland | ELLAND | 8.27 | 8.77 | 9.22 | 9.82 | 10.8 | 13.53 | 16.74 | 20.3 | 24.2 | 28.27 | 32.54 | 36.77 | 41.01 | 45.28 | 49.63 | 56.27 | 61.02 | 65.62 | 70.01 | 74.21 | 79.3 | 82.52 | 85.35 | 87.75 | 89.88 | 93.01 | 94.73 | 96.29 | 97.72 | 98.98 | NPgY | GSP | NG FES - System Transformation | HPs - I&C (GWh)
NG FES - System Transformation | Dem_BB005 | GWh | NPgN | FERRA2 | HPs - I&C (GWh) | Ferrybridge A | FERRYBRIDGE A | 2.08 | 2.21 | 2.34 | 2.51 | 2.77 | 3.49 | 4.34 | 5.3 | 6.35 | 7.46 | 8.64 | 9.82 | 11.01 | 12.23 | 13.49 | 15.38 | 16.79 | 18.16 | 19.5 | 20.8 | 22.37 | 23.44 | 24.4 | 25.26 | 26.05 | 27.15 | 27.84 | 28.5 | 29.14 | 29.73 | NPgY | GSP | NG FES - System Transformation | HPs - I&C (GWh)
NG FES - System Transformation | Dem_BB005 | GWh | NPgN | FERRB9 | HPs - I&C (GWh) | Ferrybridge B (_M) | FERRYBRIDGE B | 6.55 | 6.97 | 7.36 | 7.88 | 8.7 | 10.94 | 13.58 | 16.54 | 19.8 | 23.22 | 26.83 | 30.45 | 34.11 | 37.82 | 41.63 | 47.42 | 51.65 | 55.8 | 59.8 | 63.69 | 68.37 | 71.49 | 74.31 | 76.79 | 79.04 | 82.22 | 84.17 | 86.01 | 87.75 | 89.37 | NPgY | GSP | NG FES - System Transformation | HPs - I&C (GWh)
NG FES - System Transformation | Dem_BB005 | GWh | NPgN | GRIW_1 | HPs - I&C (GWh) | Grimsby West | GRIMSBY WEST | 3.92 | 4.16 | 4.37 | 4.66 | 5.13 | 6.43 | 7.96 | 9.66 | 11.52 | 13.47 | 15.51 | 17.53 | 19.57 | 21.62 | 23.71 | 26.9 | 29.19 | 31.41 | 33.53 | 35.57 | 38.03 | 39.61 | 40.99 | 42.18 | 43.23 | 44.77 | 45.62 | 46.41 | 47.13 | 47.78 | NPgY | GSP | NG FES - System Transformation | HPs - I&C (GWh)
NG FES - System Transformation | Dem_BB005 | GWh | NPgN | JORD_3 | HPs - I&C (GWh) | Jordanthorpe | JORDANTHORPE | 0.82 | 0.87 | 0.92 | 0.98 | 1.08 | 1.35 | 1.68 | 2.04 | 2.44 | 2.86 | 3.3 | 3.74 | 4.18 | 4.63 | 5.09 | 5.79 | 6.3 | 6.79 | 7.27 | 7.73 | 8.28 | 8.65 | 8.97 | 9.26 | 9.51 | 9.88 | 10.09 | 10.29 | 10.48 | 10.66 | NPgY | GSP | NG FES - System Transformation | HPs - I&C (GWh)
NG FES - System Transformation | Dem_BB005 | GWh | NPgN | KEAD_YEDL | HPs - I&C (GWh) | Keadby | KEADBY | 6.52 | 6.95 | 7.36 | 7.89 | 8.73 | 11.01 | 13.7 | 16.72 | 20.06 | 23.58 | 27.31 | 31.05 | 34.86 | 38.74 | 42.74 | 48.78 | 53.25 | 57.65 | 61.92 | 66.09 | 71.1 | 74.51 | 77.61 | 80.37 | 82.9 | 86.41 | 88.65 | 90.78 | 92.81 | 94.72 | NPgY | GSP | NG FES - System Transformation | HPs - I&C (GWh)
NG FES - System Transformation | Dem_BB005 | GWh | NPgN | KIRKB1 | HPs - I&C (GWh) | Kirkstall B | KIRKSTALL B | 4.98 | 5.28 | 5.55 | 5.91 | 6.5 | 8.14 | 10.06 | 12.2 | 14.54 | 16.98 | 19.54 | 22.07 | 24.61 | 27.16 | 29.76 | 33.73 | 36.56 | 39.3 | 41.91 | 44.41 | 47.44 | 49.35 | 51.02 | 52.43 | 53.68 | 55.52 | 56.52 | 57.43 | 58.25 | 58.98 | NPgY | GSP | NG FES - System Transformation | HPs - I&C (GWh)
NG FES - System Transformation | Dem_BB005 | GWh | NPgN | NEEP_3 | HPs - I&C (GWh) | Neepsend | NEEPSEND | 2.02 | 2.15 | 2.26 | 2.4 | 2.64 | 3.31 | 4.09 | 4.96 | 5.91 | 6.9 | 7.94 | 8.97 | 10 | 11.04 | 12.1 | 13.71 | 14.86 | 15.98 | 17.04 | 18.06 | 19.29 | 20.06 | 20.74 | 21.32 | 21.82 | 22.57 | 22.98 | 23.35 | 23.68 | 23.98 | NPgY | GSP | NG FES - System Transformation | HPs - I&C (GWh)
NG FES - System Transformation | Dem_BB005 | GWh | NPgN | NORL_3 | HPs - I&C (GWh) | Norton Lees | NORTON LEES | 0.98 | 1.04 | 1.09 | 1.16 | 1.28 | 1.6 | 1.98 | 2.4 | 2.86 | 3.34 | 3.84 | 4.34 | 4.84 | 5.34 | 5.85 | 6.63 | 7.19 | 7.73 | 8.24 | 8.74 | 9.33 | 9.71 | 10.04 | 10.31 | 10.56 | 10.92 | 11.12 | 11.3 | 11.46 | 11.6 | NPgY | GSP | NG FES - System Transformation | HPs - I&C (GWh)
NG FES - System Transformation | Dem_BB005 | GWh | NPgN | PITS_BB_B | HPs - I&C (GWh) | Pitsmoor | PITSMOOR 3/4 | 1.21 | 1.28 | 1.34 | 1.43 | 1.57 | 1.97 | 2.44 | 2.96 | 3.52 | 4.11 | 4.73 | 5.35 | 5.96 | 6.58 | 7.21 | 8.18 | 8.86 | 9.53 | 10.16 | 10.77 | 11.5 | 11.97 | 12.37 | 12.72 | 13.02 | 13.47 | 13.71 | 13.93 | 14.13 | 14.31 | NPgY | GSP | NG FES - System Transformation | HPs - I&C (GWh)
NG FES - System Transformation | Dem_BB005 | GWh | NPgN | SALT_1 | HPs - I&C (GWh) | Saltend North | SALTEND NORTH | 1.54 | 1.64 | 1.73 | 1.85 | 2.05 | 2.58 | 3.2 | 3.9 | 4.67 | 5.48 | 6.33 | 7.19 | 8.05 | 8.93 | 9.83 | 11.2 | 12.2 | 13.18 | 14.13 | 15.05 | 16.16 | 16.9 | 17.56 | 18.15 | 18.68 | 19.43 | 19.89 | 20.32 | 20.73 | 21.11 | NPgY | GSP | NG FES - System Transformation | HPs - I&C (GWh)
NG FES - System Transformation | Dem_BB005 | GWh | NPgN | SHEC_3 | HPs - I&C (GWh) | Sheffield City | SHEFFIELD CITY | 1.97 | 2.08 | 2.19 | 2.33 | 2.57 | 3.21 | 3.97 | 4.82 | 5.74 | 6.7 | 7.71 | 8.71 | 9.72 | 10.72 | 11.75 | 13.32 | 14.44 | 15.52 | 16.55 | 17.54 | 18.73 | 19.48 | 20.14 | 20.7 | 21.19 | 21.92 | 22.32 | 22.68 | 23 | 23.29 | NPgY | GSP | NG FES - System Transformation | HPs - I&C (GWh)
NG FES - System Transformation | Dem_BB005 | GWh | NPgN | SKLGB1 | HPs - I&C (GWh) | Skelton Grange | SKELTON GRANGE | 12.53 | 13.28 | 13.97 | 14.89 | 16.37 | 20.52 | 25.38 | 30.78 | 36.72 | 42.89 | 49.38 | 55.81 | 62.27 | 68.76 | 75.39 | 85.5 | 92.74 | 99.76 | 106.45 | 112.88 | 120.65 | 125.58 | 129.93 | 133.63 | 136.9 | 141.71 | 144.37 | 146.8 | 149.03 | 151 | NPgY | GSP | NG FES - System Transformation | HPs - I&C (GWh)
NG FES - System Transformation | Dem_BB005 | GWh | NPgN | TEMP_3 | HPs - I&C (GWh) | Templeborough | TEMPLEBOROUGH 275/33KV | 0.16 | 0.17 | 0.18 | 0.19 | 0.21 | 0.27 | 0.34 | 0.41 | 0.49 | 0.58 | 0.67 | 0.76 | 0.86 | 0.95 | 1.05 | 1.2 | 1.31 | 1.42 | 1.53 | 1.63 | 1.76 | 1.84 | 1.92 | 1.99 | 2.05 | 2.14 | 2.2 | 2.25 | 2.31 | 2.36 | NPgY | GSP | NG FES - System Transformation | HPs - I&C (GWh)
NG FES - System Transformation | Dem_BB005 | GWh | NPgN | THUR_6 | HPs - I&C (GWh) | Thurcroft | THURCROFT | 3.12 | 3.32 | 3.51 | 3.76 | 4.16 | 5.24 | 6.52 | 7.95 | 9.53 | 11.2 | 12.96 | 14.73 | 16.53 | 18.35 | 20.24 | 23.09 | 25.19 | 27.26 | 29.26 | 31.22 | 33.57 | 35.17 | 36.62 | 37.9 | 39.08 | 40.72 | 41.76 | 42.74 | 43.68 | 44.57 | NPgY | GSP | NG FES - System Transformation | HPs - I&C (GWh)
NG FES - System Transformation | Dem_BB005 | GWh | NPgN | WMEL_THOM | HPs - I&C (GWh) | Thorpe Marsh | WEST MELTON / THORPE MARSH | 9.35 | 9.96 | 10.53 | 11.28 | 12.46 | 15.7 | 19.52 | 23.79 | 28.52 | 33.48 | 38.75 | 44.02 | 49.37 | 54.81 | 60.42 | 68.9 | 75.15 | 81.29 | 87.24 | 93.05 | 100.03 | 104.74 | 109.01 | 112.79 | 116.26 | 121.09 | 124.14 | 127.02 | 129.77 | 132.34 | NPgY | GSP | NG FES - System Transformation | HPs - I&C (GWh)
NG FES - System Transformation | Dem_BB005 | GWh | NPgN | WMEL_BB3 | HPs - I&C (GWh) | West Melton | WEST MELTON SECTION 3 | 7.41 | 7.9 | 8.35 | 8.95 | 9.89 | 12.46 | 15.5 | 18.9 | 22.66 | 26.61 | 30.8 | 35 | 39.27 | 43.61 | 48.08 | 54.85 | 59.84 | 64.75 | 69.51 | 74.16 | 79.75 | 83.53 | 86.96 | 90.02 | 92.82 | 96.72 | 99.19 | 101.53 | 103.77 | 105.87 | NPgY | GSP | NG FES - System Transformation | HPs - I&C (GWh)
NG FES - System Transformation | Dem_BB005 | GWh | NPgN | WIBA_3 | HPs - I&C (GWh) | Wincobank | WINCOBANK | 1.15 | 1.22 | 1.29 | 1.37 | 1.51 | 1.9 | 2.35 | 2.86 | 3.41 | 3.99 | 4.6 | 5.21 | 5.82 | 6.44 | 7.07 | 8.03 | 8.73 | 9.4 | 10.05 | 10.67 | 11.43 | 11.92 | 12.35 | 12.73 | 13.06 | 13.55 | 13.83 | 14.09 | 14.33 | 14.55 | NPgY | GSP | NG FES - System Transformation | HPs - I&C (GWh)
NG FES - Consumer Transformation | Dem_BB08b_NPgSubComponent | GWh | NPgN | BLYTB1 | I&C (GWh) | Blyth 66kV | BLYTH 66kV | 413.71 | 417.52 | 414.5 | 411.43 | 408.3 | 405.13 | 401.89 | 398.59 | 395.23 | 391.8 | 392.68 | 393.59 | 394.52 | 395.48 | 396.44 | 397.43 | 398.44 | 399.48 | 400.55 | 401.64 | 402.76 | 403.92 | 405.1 | 406.34 | 407.59 | 408.88 | 410.19 | 411.54 | 412.92 | 414.34 | NPgN | GSP | NG FES - Consumer Transformation | I&C (GWh)
NG FES - Consumer Transformation | Dem_BB08b_NPgSubComponent | GWh | NPgN | BLYTH132 | I&C (GWh) | Blyth 132kV | BLYTH 132kV | 190.71 | 193.65 | 192.43 | 191.18 | 189.92 | 188.63 | 187.32 | 185.98 | 184.61 | 183.22 | 183.58 | 183.94 | 184.32 | 184.7 | 185.09 | 185.49 | 185.89 | 186.31 | 186.74 | 187.18 | 187.63 | 188.1 | 188.57 | 189.07 | 189.57 | 190.09 | 190.62 | 191.16 | 191.71 | 192.28 | NPgN | GSP | NG FES - Consumer Transformation | I&C (GWh)
NG FES - Consumer Transformation | Dem_BB08b_NPgSubComponent | GWh | NPgN | FOUR_1 | I&C (GWh) | Fourstones | FOURSTONES | 60.06 | 70.69 | 70.25 | 69.8 | 69.35 | 68.88 | 68.41 | 67.93 | 67.44 | 66.94 | 67.06 | 67.19 | 67.33 | 67.47 | 67.61 | 67.75 | 67.9 | 68.05 | 68.21 | 68.36 | 68.53 | 68.69 | 68.86 | 69.04 | 69.22 | 69.41 | 69.6 | 69.8 | 69.99 | 70.2 | NPgN | GSP | NG FES - Consumer Transformation | I&C (GWh)
NG FES - Consumer Transformation | Dem_BB08b_NPgSubComponent | GWh | NPgN | HARM_6 | I&C (GWh) | Hart Moor | HARTMOOR | 301.4 | 306.43 | 302.99 | 299.56 | 296.12 | 292.69 | 289.24 | 285.8 | 282.35 | 278.91 | 278.04 | 277.17 | 276.31 | 275.46 | 274.61 | 273.76 | 272.92 | 272.09 | 271.25 | 270.43 | 269.61 | 268.79 | 267.97 | 267.16 | 266.36 | 265.56 | 264.76 | 263.97 | 263.18 | 262.4 | NPgN | GSP | NG FES - Consumer Transformation | I&C (GWh)
NG FES - Consumer Transformation | Dem_BB08b_NPgSubComponent | GWh | NPgN | HAWP_6 | I&C (GWh) | Hawthorn Pit | HAWTHORN PIT GRID | 259.73 | 262.19 | 258.72 | 255.26 | 251.79 | 248.31 | 244.84 | 241.36 | 237.89 | 234.41 | 233.53 | 232.65 | 231.78 | 230.91 | 230.04 | 229.19 | 228.33 | 227.48 | 226.64 | 225.79 | 224.96 | 224.13 | 223.3 | 222.47 | 221.65 | 220.84 | 220.03 | 219.22 | 218.42 | 217.62 | NPgN | GSP | NG FES - Consumer Transformation | I&C (GWh)
NG FES - Consumer Transformation | Dem_BB08b_NPgSubComponent | GWh | NPgN | KNARE_111 | I&C (GWh) | Knaresborough | KNARESBOROUGH | 393.27 | 413.59 | 412.36 | 411.03 | 409.61 | 408.11 | 406.55 | 404.92 | 403.21 | 401.43 | 403 | 404.62 | 406.28 | 407.98 | 409.68 | 411.44 | 413.24 | 415.11 | 417 | 418.93 | 420.9 | 422.9 | 424.94 | 426.95 | 429.03 | 431.15 | 433.3 | 435.49 | 437.71 | 439.96 | NPgN | GSP | NG FES - Consumer Transformation | I&C (GWh)
NG FES - Consumer Transformation | Dem_BB08b_NPgSubComponent | GWh | NPgN | LACK_6 | I&C (GWh) | Lackenby | LACKENBY | 567.66 | 570.2 | 568.79 | 567.35 | 565.87 | 564.36 | 562.83 | 561.26 | 559.67 | 558.03 | 558.39 | 558.76 | 559.14 | 559.53 | 559.93 | 560.34 | 560.77 | 561.21 | 561.66 | 562.12 | 562.6 | 563.09 | 563.59 | 564.11 | 564.63 | 565.17 | 565.73 | 566.29 | 566.88 | 567.47 | NPgN | GSP | NG FES - Consumer Transformation | I&C (GWh)
NG FES - Consumer Transformation | Dem_BB08b_NPgSubComponent | GWh | NPgN | NORT_1 | I&C (GWh) | Norton | NORTON | 1317.85 | 1356.88 | 1347.72 | 1338.43 | 1329 | 1319.4 | 1309.64 | 1299.75 | 1289.68 | 1279.48 | 1280.66 | 1281.89 | 1283.2 | 1284.57 | 1286 | 1287.49 | 1289.07 | 1290.75 | 1292.49 | 1294.31 | 1296.19 | 1298.14 | 1300.15 | 1302.13 | 1304.24 | 1306.42 | 1308.66 | 1310.97 | 1313.34 | 1315.77 | NPgN | GSP | NG FES - Consumer Transformation | I&C (GWh)
NG FES - Consumer Transformation | Dem_BB08b_NPgSubComponent | GWh | NPgN | OFFE_3 | I&C (GWh) | Offerton | OFFERTON | 120.84 | 122.25 | 120.69 | 119.12 | 117.56 | 115.99 | 114.41 | 112.84 | 111.26 | 109.69 | 109.32 | 108.96 | 108.6 | 108.24 | 107.88 | 107.53 | 107.18 | 106.83 | 106.48 | 106.14 | 105.8 | 105.46 | 105.12 | 104.79 | 104.46 | 104.13 | 103.8 | 103.47 | 103.15 | 102.83 | NPgN | GSP | NG FES - Consumer Transformation | I&C (GWh)
NG FES - Consumer Transformation | Dem_BB08b_NPgSubComponent | GWh | NPgN | OSBA_1 | I&C (GWh) | Osbaldwick | OSBALDWICK | 820.69 | 871.53 | 863.39 | 855.18 | 846.9 | 838.58 | 830.19 | 821.73 | 813.19 | 804.59 | 804.26 | 803.98 | 803.72 | 803.48 | 803.27 | 803.1 | 802.97 | 802.88 | 802.82 | 802.79 | 802.81 | 802.86 | 802.94 | 803.15 | 803.35 | 803.59 | 803.88 | 804.22 | 804.59 | 805.02 | NPgN | GSP | NG FES - Consumer Transformation | I&C (GWh)
NG FES - Consumer Transformation | Dem_BB08b_NPgSubComponent | GWh | NPgN | POPP_3 | I&C (GWh) | Poppleton | POPPLETON | 98.53 | 100.53 | 99.25 | 97.96 | 96.67 | 95.38 | 94.09 | 92.8 | 91.51 | 90.21 | 89.9 | 89.6 | 89.3 | 89 | 88.7 | 88.4 | 88.11 | 87.82 | 87.53 | 87.24 | 86.96 | 86.68 | 86.39 | 86.11 | 85.84 | 85.56 | 85.29 | 85.02 | 84.75 | 84.48 | NPgN | GSP | NG FES - Consumer Transformation | I&C (GWh)
NG FES - Consumer Transformation | Dem_BB08b_NPgSubComponent | GWh | NPgN | SALH_1 | I&C (GWh) | Saltholme | SALTHOLME | 417.8 | 496.31 | 494.12 | 491.93 | 489.72 | 487.49 | 485.25 | 483 | 480.74 | 478.46 | 478.17 | 477.88 | 477.6 | 477.32 | 477.06 | 476.79 | 476.54 | 476.3 | 476.06 | 475.83 | 475.61 | 475.39 | 475.19 | 474.97 | 474.78 | 474.58 | 474.4 | 474.22 | 474.05 | 473.89 | NPgN | GSP | NG FES - Consumer Transformation | I&C (GWh)
NG FES - Consumer Transformation | Dem_BB08b_NPgSubComponent | GWh | NPgN | SSHI_3 | I&C (GWh) | South Shields | SOUTH SHIELDS | 105.08 | 105.74 | 104.41 | 103.09 | 101.76 | 100.44 | 99.12 | 97.79 | 96.47 | 95.14 | 94.79 | 94.44 | 94.08 | 93.73 | 93.39 | 93.04 | 92.69 | 92.35 | 92.01 | 91.67 | 91.33 | 90.99 | 90.65 | 90.32 | 89.98 | 89.65 | 89.32 | 88.99 | 88.66 | 88.33 | NPgN | GSP | NG FES - Consumer Transformation | I&C (GWh)
NG FES - Consumer Transformation | Dem_BB08b_NPgSubComponent | GWh | NPgN | KIELD01 and SPAD20 | I&C (GWh) | 0 | SPADEADAM | 19.45 | 19.31 | 19.16 | 19.02 | 18.87 | 18.72 | 18.56 | 18.41 | 18.25 | 18.08 | 18.13 | 18.17 | 18.21 | 18.26 | 18.3 | 18.35 | 18.4 | 18.45 | 18.5 | 18.55 | 18.6 | 18.66 | 18.71 | 18.77 | 18.83 | 18.89 | 18.95 | 19.02 | 19.08 | 19.15 | NPgN | GSP | NG FES - Consumer Transformation | I&C (GWh)
NG FES - Consumer Transformation | Dem_BB08b_NPgSubComponent | GWh | NPgN | SPEN_1 | I&C (GWh) | Spennymoor | SPENNYMOOR | 612.97 | 625.43 | 617.43 | 609.43 | 601.42 | 593.41 | 585.4 | 577.38 | 569.36 | 568.78 | 566.73 | 564.69 | 562.66 | 560.64 | 579.44 | 577.44 | 575.46 | 573.48 | 571.52 | 569.57 | 567.62 | 565.69 | 563.77 | 561.85 | 559.95 | 558.05 | 556.17 | 554.3 | 552.43 | 550.58 | NPgN | GSP | NG FES - Consumer Transformation | I&C (GWh)
NG FES - Consumer Transformation | Dem_BB08b_NPgSubComponent | GWh | NPgN | STEN_1 | I&C (GWh) | Stella North | STELLA NORTH | 547.62 | 558.84 | 553.45 | 548.04 | 542.64 | 537.23 | 531.8 | 526.32 | 520.8 | 515.24 | 515.06 | 514.87 | 514.66 | 514.46 | 514.29 | 514.13 | 513.96 | 513.78 | 513.62 | 513.49 | 513.4 | 513.34 | 513.3 | 513.2 | 513.18 | 513.18 | 513.2 | 513.25 | 513.32 | 513.41 | NPgN | GSP | NG FES - Consumer Transformation | I&C (GWh)
NG FES - Consumer Transformation | Dem_BB08b_NPgSubComponent | GWh | NPgN | STES_1 | I&C (GWh) | Stella South | STELLA SOUTH | 806.48 | 850.67 | 842.66 | 834.63 | 826.56 | 818.47 | 810.35 | 802.19 | 794.01 | 790.54 | 789.23 | 787.94 | 786.67 | 785.42 | 797.69 | 796.46 | 795.26 | 794.08 | 792.92 | 791.78 | 790.66 | 789.56 | 788.48 | 787.44 | 786.41 | 785.4 | 784.41 | 783.45 | 782.51 | 781.59 | NPgN | GSP | NG FES - Consumer Transformation | I&C (GWh)
NG FES - Consumer Transformation | Dem_BB08b_NPgSubComponent | GWh | NPgN | TYNE_1 | I&C (GWh) | Tynemouth 1 | TYNEMOUTH | 397.91 | 452.45 | 449.87 | 447.26 | 444.6 | 441.91 | 439.18 | 436.4 | 433.56 | 430.68 | 431.49 | 432.31 | 433.14 | 433.99 | 434.87 | 435.76 | 436.68 | 437.62 | 438.58 | 439.57 | 440.6 | 441.65 | 442.73 | 443.84 | 444.99 | 446.16 | 447.36 | 448.6 | 449.86 | 451.16 | NPgN | GSP | NG FES - Consumer Transformation | I&C (GWh)
NG FES - Consumer Transformation | Dem_BB08b_NPgSubComponent | GWh | NPgN | WBOL_6 | I&C (GWh) | West Boldon | WEST BOLDON | 620.11 | 678.72 | 673.04 | 667.36 | 661.67 | 655.98 | 650.27 | 644.55 | 638.82 | 633.07 | 631.93 | 630.81 | 629.68 | 628.57 | 627.47 | 626.38 | 625.29 | 624.21 | 623.14 | 622.09 | 621.05 | 620.02 | 619 | 617.98 | 616.99 | 616 | 615.03 | 614.07 | 613.12 | 612.18 | NPgN | GSP | NG FES - Consumer Transformation | I&C (GWh)
NG FES - Consumer Transformation | Dem_BB08b_NPgSubComponent | GWh | NPgN | BRAW_1 | I&C (GWh) | Bradford West | BRADFORD WEST | 990.01 | 1001.3 | 988.36 | 975.42 | 962.46 | 949.49 | 936.52 | 923.53 | 910.54 | 897.54 | 894.36 | 891.21 | 888.07 | 884.96 | 881.86 | 878.78 | 875.72 | 872.68 | 869.66 | 866.66 | 863.68 | 860.72 | 857.77 | 854.85 | 851.95 | 849.06 | 846.2 | 843.35 | 840.52 | 837.72 | NPgY | GSP | NG FES - Consumer Transformation | I&C (GWh)
NG FES - Consumer Transformation | Dem_BB08b_NPgSubComponent | GWh | NPgN | CAMB_01 | I&C (GWh) | Camblesforth | CAMBLESFORTH | 133.62 | 156.6 | 155.92 | 155.22 | 154.5 | 153.77 | 153.01 | 152.23 | 151.44 | 150.63 | 150.92 | 151.22 | 151.52 | 151.83 | 152.15 | 152.47 | 152.81 | 153.15 | 153.5 | 153.86 | 154.23 | 154.61 | 155 | 155.39 | 155.79 | 156.21 | 156.63 | 157.06 | 157.5 | 157.95 | NPgY | GSP | NG FES - Consumer Transformation | I&C (GWh)
NG FES - Consumer Transformation | Dem_BB08b_NPgSubComponent | GWh | NPgN | CREB_1 | I&C (GWh) | Creyke Beck | CREYKE BECK | 1231.2 | 1256.34 | 1245.08 | 1233.7 | 1222.2 | 1210.57 | 1198.8 | 1186.89 | 1174.87 | 1162.7 | 1163 | 1163.34 | 1163.75 | 1164.21 | 1164.71 | 1165.27 | 1165.89 | 1166.58 | 1167.36 | 1168.21 | 1169.12 | 1170.11 | 1171.18 | 1172.22 | 1173.4 | 1174.64 | 1175.95 | 1177.34 | 1178.79 | 1180.32 | NPgY | GSP | NG FES - Consumer Transformation | I&C (GWh)
NG FES - Consumer Transformation | Dem_BB08b_NPgSubComponent | GWh | NPgN | DRAX_YEDL | I&C (GWh) | Drax | DRAX | 399.24 | 403.7 | 401.43 | 399.1 | 396.68 | 394.18 | 391.61 | 388.97 | 386.27 | 383.5 | 384.91 | 386.35 | 387.81 | 389.29 | 390.8 | 392.34 | 393.92 | 395.55 | 397.22 | 398.92 | 400.66 | 402.43 | 404.24 | 406.2 | 408.14 | 410.12 | 412.15 | 414.23 | 416.36 | 418.53 | NPgY | GSP | NG FES - Consumer Transformation | I&C (GWh)
NG FES - Consumer Transformation | Dem_BB08b_NPgSubComponent | GWh | NPgN | ELLA_1 | I&C (GWh) | Elland | ELLAND | 926.86 | 930.86 | 929.09 | 916.72 | 904.34 | 891.96 | 879.57 | 867.18 | 854.78 | 866.27 | 863.13 | 860.01 | 856.91 | 853.82 | 888.64 | 885.59 | 882.56 | 879.55 | 876.55 | 873.57 | 870.61 | 867.66 | 864.73 | 861.83 | 858.94 | 856.07 | 853.22 | 850.38 | 847.56 | 844.76 | NPgY | GSP | NG FES - Consumer Transformation | I&C (GWh)
NG FES - Consumer Transformation | Dem_BB08b_NPgSubComponent | GWh | NPgN | FERRA2 | I&C (GWh) | Ferrybridge A | FERRYBRIDGE A | 330.74 | 419.79 | 434.41 | 432.01 | 429.57 | 427.1 | 424.6 | 422.07 | 419.51 | 399.93 | 400.41 | 400.93 | 401.47 | 402.03 | 463.48 | 464.09 | 464.73 | 465.4 | 466.09 | 466.81 | 467.56 | 468.32 | 469.11 | 470 | 470.88 | 471.78 | 472.72 | 473.69 | 474.69 | 475.72 | NPgY | GSP | NG FES - Consumer Transformation | I&C (GWh)
NG FES - Consumer Transformation | Dem_BB08b_NPgSubComponent | GWh | NPgN | FERRB9 | I&C (GWh) | Ferrybridge B (_M) | FERRYBRIDGE B | 845.44 | 885.28 | 889.74 | 882.08 | 874.35 | 866.54 | 858.67 | 850.74 | 842.74 | 850.52 | 850.7 | 850.93 | 851.21 | 851.54 | 895.5 | 895.92 | 896.4 | 896.94 | 897.54 | 898.18 | 898.87 | 899.61 | 900.4 | 901.37 | 902.32 | 903.34 | 904.41 | 905.55 | 906.75 | 908.01 | NPgY | GSP | NG FES - Consumer Transformation | I&C (GWh)
NG FES - Consumer Transformation | Dem_BB08b_NPgSubComponent | GWh | NPgN | GRIW_1 | I&C (GWh) | Grimsby West | GRIMSBY WEST | 610.01 | 646.91 | 640.46 | 634.01 | 627.54 | 621.06 | 614.57 | 608.07 | 601.56 | 595.04 | 593.58 | 592.13 | 590.7 | 589.28 | 587.86 | 586.46 | 585.07 | 583.69 | 582.33 | 580.98 | 579.63 | 578.3 | 576.98 | 575.67 | 574.38 | 573.09 | 571.82 | 570.56 | 569.31 | 568.07 | NPgY | GSP | NG FES - Consumer Transformation | I&C (GWh)
NG FES - Consumer Transformation | Dem_BB08b_NPgSubComponent | GWh | NPgN | JORD_3 | I&C (GWh) | Jordanthorpe | JORDANTHORPE | 131.6 | 132.07 | 131.27 | 130.46 | 129.66 | 128.84 | 128.03 | 127.21 | 126.39 | 125.56 | 125.48 | 125.4 | 125.33 | 125.27 | 125.2 | 125.14 | 125.08 | 125.03 | 124.98 | 124.94 | 124.89 | 124.85 | 124.82 | 124.79 | 124.76 | 124.74 | 124.72 | 124.7 | 124.69 | 124.68 | NPgY | GSP | NG FES - Consumer Transformation | I&C (GWh)
NG FES - Consumer Transformation | Dem_BB08b_NPgSubComponent | GWh | NPgN | KEAD_YEDL | I&C (GWh) | Keadby | KEADBY | 1586.11 | 1596.13 | 1589.97 | 1583.67 | 1577.23 | 1570.65 | 1563.92 | 1557.08 | 1550.09 | 1542.97 | 1544.91 | 1546.9 | 1548.95 | 1551.06 | 1553.21 | 1555.43 | 1557.72 | 1560.1 | 1562.53 | 1565.03 | 1567.6 | 1570.23 | 1572.94 | 1575.72 | 1578.57 | 1581.49 | 1584.49 | 1587.55 | 1590.69 | 1593.91 | NPgY | GSP | NG FES - Consumer Transformation | I&C (GWh)
NG FES - Consumer Transformation | Dem_BB08b_NPgSubComponent | GWh | NPgN | KIRKB1 | I&C (GWh) | Kirkstall B | KIRKSTALL B | 668.23 | 684.15 | 675.84 | 667.52 | 659.21 | 650.9 | 642.59 | 634.28 | 625.96 | 617.65 | 615.42 | 613.2 | 610.99 | 608.78 | 606.59 | 604.4 | 602.23 | 600.06 | 597.9 | 595.76 | 593.62 | 591.49 | 589.36 | 587.25 | 585.15 | 583.05 | 580.96 | 578.89 | 576.82 | 574.76 | NPgY | GSP | NG FES - Consumer Transformation | I&C (GWh)
NG FES - Consumer Transformation | Dem_BB08b_NPgSubComponent | GWh | NPgN | NEEP_3 | I&C (GWh) | Neepsend | NEEPSEND | 191.63 | 197.2 | 194.59 | 191.98 | 189.36 | 186.75 | 184.13 | 181.52 | 178.91 | 176.29 | 175.59 | 174.89 | 174.19 | 173.5 | 172.81 | 172.12 | 171.44 | 170.76 | 170.08 | 169.4 | 168.73 | 168.06 | 167.39 | 166.73 | 166.07 | 165.41 | 164.75 | 164.1 | 163.45 | 162.8 | NPgY | GSP | NG FES - Consumer Transformation | I&C (GWh)
NG FES - Consumer Transformation | Dem_BB08b_NPgSubComponent | GWh | NPgN | NORL_3 | I&C (GWh) | Norton Lees | NORTON LEES | 95.9 | 94.59 | 93.28 | 91.97 | 90.67 | 89.36 | 88.05 | 86.74 | 85.43 | 84.13 | 83.77 | 83.42 | 83.08 | 82.73 | 82.38 | 82.04 | 81.7 | 81.36 | 81.02 | 80.68 | 80.34 | 80.01 | 79.67 | 79.34 | 79.01 | 78.68 | 78.35 | 78.02 | 77.7 | 77.37 | NPgY | GSP | NG FES - Consumer Transformation | I&C (GWh)
NG FES - Consumer Transformation | Dem_BB08b_NPgSubComponent | GWh | NPgN | PITS_BB_B | I&C (GWh) | Pitsmoor | PITSMOOR 3/4 | 143.99 | 152.57 | 150.88 | 149.19 | 147.5 | 145.81 | 144.12 | 142.43 | 140.74 | 139.05 | 138.6 | 138.15 | 137.7 | 137.26 | 136.82 | 136.38 | 135.94 | 135.5 | 135.07 | 134.63 | 134.2 | 133.77 | 133.35 | 132.92 | 132.5 | 132.08 | 131.66 | 131.24 | 130.82 | 130.41 | NPgY | GSP | NG FES - Consumer Transformation | I&C (GWh)
NG FES - Consumer Transformation | Dem_BB08b_NPgSubComponent | GWh | NPgN | SALT_1 | I&C (GWh) | Saltend North | SALTEND NORTH | 236.94 | 238.7 | 236.95 | 235.17 | 233.38 | 231.56 | 229.72 | 227.86 | 225.97 | 224.07 | 224.15 | 224.24 | 224.34 | 224.45 | 224.57 | 224.7 | 224.83 | 224.98 | 225.15 | 225.32 | 225.51 | 225.7 | 225.91 | 226.12 | 226.35 | 226.59 | 226.84 | 227.1 | 227.38 | 227.66 | NPgY | GSP | NG FES - Consumer Transformation | I&C (GWh)
NG FES - Consumer Transformation | Dem_BB08b_NPgSubComponent | GWh | NPgN | SHEC_3 | I&C (GWh) | Sheffield City | SHEFFIELD CITY | 241.07 | 261.89 | 258.6 | 255.31 | 252.02 | 248.73 | 245.45 | 242.16 | 238.87 | 235.58 | 234.7 | 233.82 | 232.94 | 232.07 | 231.2 | 230.34 | 229.48 | 228.62 | 227.77 | 226.92 | 226.07 | 225.23 | 224.39 | 223.55 | 222.72 | 221.89 | 221.06 | 220.24 | 219.42 | 218.61 | NPgY | GSP | NG FES - Consumer Transformation | I&C (GWh)
NG FES - Consumer Transformation | Dem_BB08b_NPgSubComponent | GWh | NPgN | SKLGB1 | I&C (GWh) | Skelton Grange | SKELTON GRANGE | 1585 | 1675.74 | 1663.09 | 1643.07 | 1623.04 | 1602.99 | 1582.93 | 1562.85 | 1542.77 | 1531.29 | 1526.43 | 1521.6 | 1516.8 | 1512.04 | 1532.93 | 1528.22 | 1523.56 | 1518.93 | 1514.33 | 1509.76 | 1505.23 | 1500.72 | 1496.25 | 1491.84 | 1487.45 | 1483.09 | 1478.77 | 1474.48 | 1470.23 | 1466.01 | NPgY | GSP | NG FES - Consumer Transformation | I&C (GWh)
NG FES - Consumer Transformation | Dem_BB08b_NPgSubComponent | GWh | NPgN | TEMP_3 | I&C (GWh) | Templeborough | TEMPLEBOROUGH 275/33KV | 38.49 | 39.17 | 38.98 | 38.78 | 38.57 | 38.37 | 38.16 | 37.94 | 37.72 | 37.5 | 37.57 | 37.65 | 37.73 | 37.81 | 37.89 | 37.98 | 38.07 | 38.16 | 38.26 | 38.36 | 38.47 | 38.57 | 38.68 | 38.79 | 38.91 | 39.02 | 39.14 | 39.27 | 39.39 | 39.52 | NPgY | GSP | NG FES - Consumer Transformation | I&C (GWh)
NG FES - Consumer Transformation | Dem_BB08b_NPgSubComponent | GWh | NPgN | THUR_6 | I&C (GWh) | Thurcroft | THURCROFT | 343.12 | 385.35 | 411.93 | 409.32 | 406.67 | 403.99 | 401.26 | 398.49 | 395.69 | 363.71 | 364.24 | 364.8 | 365.39 | 366 | 366.64 | 367.3 | 368 | 368.73 | 369.49 | 370.27 | 371.08 | 371.92 | 372.78 | 373.69 | 374.61 | 375.56 | 376.54 | 377.56 | 378.6 | 379.67 | NPgY | GSP | NG FES - Consumer Transformation | I&C (GWh)
NG FES - Consumer Transformation | Dem_BB08b_NPgSubComponent | GWh | NPgN | WMEL_THOM | I&C (GWh) | Thorpe Marsh | WEST MELTON / THORPE MARSH | 1681.79 | 1720.1 | 1715.98 | 1702.15 | 1688.11 | 1673.89 | 1659.47 | 1644.86 | 1630.08 | 1626.98 | 1629.21 | 1631.57 | 1634.06 | 1636.69 | 1673 | 1675.87 | 1678.89 | 1682.09 | 1685.42 | 1688.88 | 1692.45 | 1696.14 | 1699.95 | 1704 | 1708.12 | 1712.39 | 1716.79 | 1721.33 | 1726.02 | 1730.85 | NPgY | GSP | NG FES - Consumer Transformation | I&C (GWh)
NG FES - Consumer Transformation | Dem_BB08b_NPgSubComponent | GWh | NPgN | WMEL_BB3 | I&C (GWh) | West Melton | WEST MELTON SECTION 3 | 494.63 | 505.96 | 510.34 | 507.97 | 505.57 | 503.14 | 500.67 | 498.18 | 495.65 | 501.62 | 502.08 | 502.56 | 503.08 | 503.61 | 528.5 | 529.08 | 529.7 | 530.34 | 531.01 | 531.7 | 532.41 | 533.14 | 533.9 | 534.73 | 535.56 | 536.42 | 537.3 | 538.22 | 539.16 | 540.14 | NPgY | GSP | NG FES - Consumer Transformation | I&C (GWh)
NG FES - Consumer Transformation | Dem_BB08b_NPgSubComponent | GWh | NPgN | WIBA_3 | I&C (GWh) | Wincobank | WINCOBANK | 136.56 | 190.88 | 189.28 | 187.67 | 186.06 | 184.44 | 182.81 | 181.18 | 179.54 | 177.9 | 177.64 | 177.38 | 177.13 | 176.89 | 176.65 | 176.41 | 176.18 | 175.96 | 175.74 | 175.53 | 175.32 | 175.12 | 174.92 | 174.73 | 174.54 | 174.36 | 174.18 | 174.01 | 173.85 | 173.69 | NPgY | GSP | NG FES - Consumer Transformation | I&C (GWh)
NG FES - Falling Short | Dem_BB08b_NPgSubComponent | GWh | NPgN | BLYTB1 | I&C (GWh) | Blyth 66kV | BLYTH 66kV | 413.71 | 423.75 | 427.04 | 430.36 | 433.7 | 437.09 | 440.49 | 443.92 | 447.36 | 450.83 | 451.5 | 452.2 | 452.92 | 453.67 | 454.43 | 455.22 | 456.02 | 456.87 | 457.74 | 458.64 | 459.57 | 460.53 | 461.52 | 462.58 | 463.65 | 464.76 | 465.9 | 467.08 | 468.29 | 469.53 | NPgN | GSP | NG FES - Falling Short | I&C (GWh)
NG FES - Falling Short | Dem_BB08b_NPgSubComponent | GWh | NPgN | BLYTH132 | I&C (GWh) | Blyth 132kV | BLYTH 132kV | 190.71 | 196.17 | 197.51 | 198.86 | 200.21 | 201.59 | 202.96 | 204.35 | 205.75 | 207.15 | 207.42 | 207.7 | 207.99 | 208.29 | 208.6 | 208.91 | 209.23 | 209.57 | 209.92 | 210.28 | 210.65 | 211.04 | 211.44 | 211.86 | 212.29 | 212.73 | 213.19 | 213.66 | 214.14 | 214.64 | NPgN | GSP | NG FES - Falling Short | I&C (GWh)
NG FES - Falling Short | Dem_BB08b_NPgSubComponent | GWh | NPgN | FOUR_1 | I&C (GWh) | Fourstones | FOURSTONES | 60.06 | 71.6 | 72.08 | 72.57 | 73.06 | 73.55 | 74.05 | 74.55 | 75.05 | 75.56 | 75.65 | 75.75 | 75.86 | 75.97 | 76.08 | 76.19 | 76.31 | 76.43 | 76.56 | 76.69 | 76.82 | 76.96 | 77.1 | 77.25 | 77.41 | 77.57 | 77.73 | 77.9 | 78.08 | 78.26 | NPgN | GSP | NG FES - Falling Short | I&C (GWh)
NG FES - Falling Short | Dem_BB08b_NPgSubComponent | GWh | NPgN | HARM_6 | I&C (GWh) | Hart Moor | HARTMOOR | 301.4 | 310.33 | 310.8 | 311.27 | 311.74 | 312.21 | 312.68 | 313.15 | 313.62 | 314.1 | 312.89 | 311.68 | 310.49 | 309.3 | 308.12 | 306.94 | 305.77 | 304.61 | 303.46 | 302.31 | 301.17 | 300.04 | 298.91 | 297.79 | 296.67 | 295.57 | 294.47 | 293.37 | 292.29 | 291.2 | NPgN | GSP | NG FES - Falling Short | I&C (GWh)
NG FES - Falling Short | Dem_BB08b_NPgSubComponent | GWh | NPgN | HAWP_6 | I&C (GWh) | Hawthorn Pit | HAWTHORN PIT GRID | 259.73 | 266.12 | 266.58 | 267.05 | 267.52 | 267.98 | 268.45 | 268.92 | 269.38 | 269.85 | 268.63 | 267.41 | 266.19 | 264.99 | 263.79 | 262.6 | 261.41 | 260.23 | 259.06 | 257.9 | 256.74 | 255.59 | 254.44 | 253.3 | 252.17 | 251.04 | 249.92 | 248.81 | 247.71 | 246.61 | NPgN | GSP | NG FES - Falling Short | I&C (GWh)
NG FES - Falling Short | Dem_BB08b_NPgSubComponent | GWh | NPgN | KNARE_111 | I&C (GWh) | Knaresborough | KNARESBOROUGH | 393.27 | 418.29 | 421.86 | 425.43 | 429 | 432.58 | 436.19 | 439.83 | 443.49 | 447.17 | 448.72 | 450.31 | 451.95 | 453.64 | 455.32 | 457.06 | 458.86 | 460.72 | 462.61 | 464.54 | 466.51 | 468.51 | 470.56 | 472.56 | 474.65 | 476.77 | 478.93 | 481.13 | 483.35 | 485.62 | NPgN | GSP | NG FES - Falling Short | I&C (GWh)
NG FES - Falling Short | Dem_BB08b_NPgSubComponent | GWh | NPgN | LACK_6 | I&C (GWh) | Lackenby | LACKENBY | 567.66 | 573.09 | 574.59 | 576.11 | 577.62 | 579.15 | 580.68 | 582.22 | 583.77 | 585.32 | 585.57 | 585.83 | 586.11 | 586.39 | 586.7 | 587.01 | 587.33 | 587.67 | 588.03 | 588.4 | 588.78 | 589.18 | 589.59 | 590.01 | 590.44 | 590.89 | 591.36 | 591.84 | 592.33 | 592.84 | NPgN | GSP | NG FES - Falling Short | I&C (GWh)
NG FES - Falling Short | Dem_BB08b_NPgSubComponent | GWh | NPgN | NORT_1 | I&C (GWh) | Norton | NORTON | 1317.85 | 1373.45 | 1381.05 | 1388.7 | 1396.38 | 1404.08 | 1411.81 | 1419.58 | 1427.36 | 1435.2 | 1435.64 | 1436.14 | 1436.73 | 1437.39 | 1438.11 | 1438.89 | 1439.79 | 1440.79 | 1441.87 | 1443.02 | 1444.25 | 1445.55 | 1446.92 | 1448.26 | 1449.74 | 1451.29 | 1452.91 | 1454.6 | 1456.36 | 1458.19 | NPgN | GSP | NG FES - Falling Short | I&C (GWh)
NG FES - Falling Short | Dem_BB08b_NPgSubComponent | GWh | NPgN | OFFE_3 | I&C (GWh) | Offerton | OFFERTON | 120.84 | 124.08 | 124.35 | 124.62 | 124.89 | 125.16 | 125.43 | 125.7 | 125.97 | 126.24 | 125.72 | 125.2 | 124.69 | 124.18 | 123.68 | 123.18 | 122.68 | 122.18 | 121.69 | 121.2 | 120.72 | 120.24 | 119.76 | 119.28 | 118.81 | 118.34 | 117.88 | 117.42 | 116.96 | 116.5 | NPgN | GSP | NG FES - Falling Short | I&C (GWh)
NG FES - Falling Short | Dem_BB08b_NPgSubComponent | GWh | NPgN | OSBA_1 | I&C (GWh) | Osbaldwick | OSBALDWICK | 820.69 | 883.75 | 887.91 | 892.09 | 896.31 | 900.57 | 904.85 | 909.16 | 913.48 | 917.83 | 916.78 | 915.79 | 914.83 | 913.89 | 912.98 | 912.12 | 911.3 | 910.53 | 909.8 | 909.11 | 908.46 | 907.85 | 907.29 | 906.87 | 906.44 | 906.06 | 905.72 | 905.44 | 905.21 | 905.04 | NPgN | GSP | NG FES - Falling Short | I&C (GWh)
NG FES - Falling Short | Dem_BB08b_NPgSubComponent | GWh | NPgN | POPP_3 | I&C (GWh) | Poppleton | POPPLETON | 98.53 | 102.02 | 102.23 | 102.44 | 102.65 | 102.86 | 103.06 | 103.27 | 103.48 | 103.7 | 103.26 | 102.83 | 102.4 | 101.98 | 101.56 | 101.14 | 100.73 | 100.32 | 99.91 | 99.5 | 99.1 | 98.7 | 98.3 | 97.91 | 97.52 | 97.13 | 96.74 | 96.36 | 95.98 | 95.6 | NPgN | GSP | NG FES - Falling Short | I&C (GWh)
NG FES - Falling Short | Dem_BB08b_NPgSubComponent | GWh | NPgN | SALH_1 | I&C (GWh) | Saltholme | SALTHOLME | 417.8 | 499.26 | 500.05 | 500.83 | 501.62 | 502.41 | 503.19 | 503.99 | 504.78 | 505.57 | 505.07 | 504.58 | 504.1 | 503.63 | 503.16 | 502.7 | 502.25 | 501.81 | 501.38 | 500.96 | 500.55 | 500.15 | 499.76 | 499.36 | 498.98 | 498.61 | 498.24 | 497.88 | 497.54 | 497.2 | NPgN | GSP | NG FES - Falling Short | I&C (GWh)
NG FES - Falling Short | Dem_BB08b_NPgSubComponent | GWh | NPgN | SSHI_3 | I&C (GWh) | South Shields | SOUTH SHIELDS | 105.08 | 107.21 | 107.35 | 107.5 | 107.64 | 107.79 | 107.93 | 108.08 | 108.22 | 108.37 | 107.88 | 107.4 | 106.91 | 106.43 | 105.96 | 105.48 | 105.01 | 104.54 | 104.07 | 103.61 | 103.14 | 102.68 | 102.22 | 101.77 | 101.31 | 100.86 | 100.41 | 99.96 | 99.52 | 99.07 | NPgN | GSP | NG FES - Falling Short | I&C (GWh)
NG FES - Falling Short | Dem_BB08b_NPgSubComponent | GWh | NPgN | KIELD01 and SPAD20 | I&C (GWh) | 0 | SPADEADAM | 19.45 | 19.6 | 19.76 | 19.92 | 20.08 | 20.24 | 20.4 | 20.56 | 20.73 | 20.89 | 20.92 | 20.95 | 20.99 | 21.02 | 21.06 | 21.1 | 21.13 | 21.17 | 21.21 | 21.26 | 21.3 | 21.35 | 21.39 | 21.44 | 21.49 | 21.54 | 21.6 | 21.65 | 21.71 | 21.77 | NPgN | GSP | NG FES - Falling Short | I&C (GWh)
NG FES - Falling Short | Dem_BB08b_NPgSubComponent | GWh | NPgN | SPEN_1 | I&C (GWh) | Spennymoor | SPENNYMOOR | 612.97 | 634.47 | 635.51 | 636.55 | 637.59 | 638.64 | 639.68 | 640.73 | 641.78 | 650.27 | 647.42 | 644.59 | 641.78 | 638.98 | 657 | 654.23 | 651.48 | 648.75 | 646.04 | 643.34 | 640.65 | 637.98 | 635.33 | 632.69 | 630.06 | 627.45 | 624.86 | 622.28 | 619.71 | 617.16 | NPgN | GSP | NG FES - Falling Short | I&C (GWh)
NG FES - Falling Short | Dem_BB08b_NPgSubComponent | GWh | NPgN | STEN_1 | I&C (GWh) | Stella North | STELLA NORTH | 547.62 | 566.76 | 569.35 | 571.98 | 574.67 | 577.41 | 580.19 | 582.99 | 585.81 | 588.65 | 588 | 587.35 | 586.68 | 586.02 | 585.39 | 584.78 | 584.15 | 583.51 | 582.89 | 582.32 | 581.79 | 581.29 | 580.82 | 580.27 | 579.82 | 579.4 | 579 | 578.63 | 578.28 | 577.96 | NPgN | GSP | NG FES - Falling Short | I&C (GWh)
NG FES - Falling Short | Dem_BB08b_NPgSubComponent | GWh | NPgN | STES_1 | I&C (GWh) | Stella South | STELLA SOUTH | 806.48 | 860.98 | 863.33 | 865.7 | 868.07 | 870.47 | 872.86 | 875.28 | 877.7 | 884.88 | 882.81 | 880.76 | 878.75 | 876.75 | 888.29 | 886.33 | 884.4 | 882.5 | 880.62 | 878.77 | 876.94 | 875.14 | 873.37 | 871.64 | 869.93 | 868.25 | 866.59 | 864.96 | 863.36 | 861.78 | NPgN | GSP | NG FES - Falling Short | I&C (GWh)
NG FES - Falling Short | Dem_BB08b_NPgSubComponent | GWh | NPgN | TYNE_1 | I&C (GWh) | Tynemouth 1 | TYNEMOUTH | 397.91 | 457.76 | 460.57 | 463.41 | 466.28 | 469.19 | 472.12 | 475.09 | 478.07 | 481.08 | 481.72 | 482.37 | 483.03 | 483.71 | 484.42 | 485.15 | 485.9 | 486.67 | 487.47 | 488.31 | 489.18 | 490.08 | 491 | 491.98 | 492.97 | 494 | 495.07 | 496.16 | 497.29 | 498.46 | NPgN | GSP | NG FES - Falling Short | I&C (GWh)
NG FES - Falling Short | Dem_BB08b_NPgSubComponent | GWh | NPgN | WBOL_6 | I&C (GWh) | West Boldon | WEST BOLDON | 620.11 | 685.64 | 686.9 | 688.17 | 689.45 | 690.75 | 692.05 | 693.36 | 694.68 | 696 | 694.32 | 692.65 | 690.98 | 689.33 | 687.7 | 686.08 | 684.46 | 682.86 | 681.28 | 679.71 | 678.16 | 676.62 | 675.11 | 673.59 | 672.09 | 670.62 | 669.16 | 667.71 | 666.28 | 664.86 | NPgN | GSP | NG FES - Falling Short | I&C (GWh)
NG FES - Falling Short | Dem_BB08b_NPgSubComponent | GWh | NPgN | BRAW_1 | I&C (GWh) | Bradford West | BRADFORD WEST | 990.01 | 1016.14 | 1018.06 | 1019.98 | 1021.9 | 1023.84 | 1025.77 | 1027.72 | 1029.66 | 1031.62 | 1027.16 | 1022.73 | 1018.34 | 1013.97 | 1009.62 | 1005.31 | 1001.02 | 996.77 | 992.54 | 988.34 | 984.16 | 980.02 | 975.9 | 971.82 | 967.76 | 963.73 | 959.72 | 955.75 | 951.8 | 947.88 | NPgY | GSP | NG FES - Falling Short | I&C (GWh)
NG FES - Falling Short | Dem_BB08b_NPgSubComponent | GWh | NPgN | CAMB_01 | I&C (GWh) | Camblesforth | CAMBLESFORTH | 133.62 | 158.18 | 159.11 | 160.05 | 160.98 | 161.93 | 162.87 | 163.83 | 164.79 | 165.75 | 166 | 166.25 | 166.51 | 166.78 | 167.05 | 167.33 | 167.62 | 167.93 | 168.24 | 168.56 | 168.89 | 169.24 | 169.59 | 169.94 | 170.31 | 170.69 | 171.07 | 171.47 | 171.88 | 172.3 | NPgY | GSP | NG FES - Falling Short | I&C (GWh)
NG FES - Falling Short | Dem_BB08b_NPgSubComponent | GWh | NPgN | CREB_1 | I&C (GWh) | Creyke Beck | CREYKE BECK | 1231.2 | 1274.64 | 1281.85 | 1289.09 | 1296.39 | 1303.72 | 1311.07 | 1318.46 | 1325.9 | 1333.36 | 1332.7 | 1332.08 | 1331.54 | 1331.07 | 1330.64 | 1330.28 | 1329.98 | 1329.77 | 1329.66 | 1329.62 | 1329.66 | 1329.79 | 1330 | 1330.19 | 1330.53 | 1330.94 | 1331.43 | 1332 | 1332.65 | 1333.37 | NPgY | GSP | NG FES - Falling Short | I&C (GWh)
NG FES - Falling Short | Dem_BB08b_NPgSubComponent | GWh | NPgN | DRAX_YEDL | I&C (GWh) | Drax | DRAX | 399.24 | 409.68 | 413.48 | 417.33 | 421.19 | 425.06 | 428.96 | 432.89 | 436.87 | 440.87 | 442.16 | 443.48 | 444.82 | 446.19 | 447.57 | 449 | 450.48 | 452.01 | 453.57 | 455.17 | 456.81 | 458.48 | 460.2 | 462.09 | 463.94 | 465.84 | 467.8 | 469.8 | 471.86 | 473.97 | NPgY | GSP | NG FES - Falling Short | I&C (GWh)
NG FES - Falling Short | Dem_BB08b_NPgSubComponent | GWh | NPgN | ELLA_1 | I&C (GWh) | Elland | ELLAND | 926.86 | 944.87 | 957.11 | 958.76 | 960.41 | 962.07 | 963.73 | 965.39 | 967.06 | 992.63 | 988.26 | 983.92 | 979.6 | 975.31 | 1008.94 | 1004.7 | 1000.49 | 996.31 | 992.16 | 988.02 | 983.92 | 979.84 | 975.78 | 971.77 | 967.77 | 963.79 | 959.85 | 955.93 | 952.03 | 948.16 | NPgY | GSP | NG FES - Falling Short | I&C (GWh)
NG FES - Falling Short | Dem_BB08b_NPgSubComponent | GWh | NPgN | FERRA2 | I&C (GWh) | Ferrybridge A | FERRYBRIDGE A | 330.74 | 424.26 | 443.4 | 445.57 | 447.76 | 449.97 | 452.21 | 454.47 | 456.75 | 442.07 | 442.39 | 442.73 | 443.11 | 443.5 | 504.79 | 505.24 | 505.72 | 506.24 | 506.79 | 507.36 | 507.96 | 508.58 | 509.23 | 509.99 | 510.74 | 511.51 | 512.33 | 513.17 | 514.05 | 514.97 | NPgY | GSP | NG FES - Falling Short | I&C (GWh)
NG FES - Falling Short | Dem_BB08b_NPgSubComponent | GWh | NPgN | FERRB9 | I&C (GWh) | Ferrybridge B (_M) | FERRYBRIDGE B | 845.44 | 897.37 | 914.05 | 918.69 | 923.37 | 928.09 | 932.84 | 937.65 | 942.49 | 963.24 | 962.78 | 962.38 | 962.04 | 961.75 | 1005.11 | 1004.92 | 1004.81 | 1004.77 | 1004.79 | 1004.86 | 1004.98 | 1005.17 | 1005.4 | 1005.85 | 1006.27 | 1006.76 | 1007.31 | 1007.94 | 1008.64 | 1009.41 | NPgY | GSP | NG FES - Falling Short | I&C (GWh)
NG FES - Falling Short | Dem_BB08b_NPgSubComponent | GWh | NPgN | GRIW_1 | I&C (GWh) | Grimsby West | GRIMSBY WEST | 610.01 | 654.53 | 655.72 | 656.91 | 658.1 | 659.3 | 660.5 | 661.7 | 662.91 | 664.12 | 662.03 | 659.95 | 657.89 | 655.85 | 653.82 | 651.81 | 649.82 | 647.84 | 645.88 | 643.93 | 642 | 640.09 | 638.19 | 636.31 | 634.44 | 632.59 | 630.76 | 628.94 | 627.14 | 625.35 | NPgY | GSP | NG FES - Falling Short | I&C (GWh)
NG FES - Falling Short | Dem_BB08b_NPgSubComponent | GWh | NPgN | JORD_3 | I&C (GWh) | Jordanthorpe | JORDANTHORPE | 131.6 | 133.18 | 133.5 | 133.82 | 134.14 | 134.47 | 134.8 | 135.13 | 135.47 | 135.81 | 135.66 | 135.51 | 135.37 | 135.23 | 135.1 | 134.96 | 134.84 | 134.72 | 134.6 | 134.49 | 134.38 | 134.28 | 134.18 | 134.09 | 134 | 133.91 | 133.83 | 133.75 | 133.68 | 133.61 | NPgY | GSP | NG FES - Falling Short | I&C (GWh)
NG FES - Falling Short | Dem_BB08b_NPgSubComponent | GWh | NPgN | KEAD_YEDL | I&C (GWh) | Keadby | KEADBY | 1586.11 | 1609.19 | 1616.28 | 1623.4 | 1630.55 | 1637.74 | 1644.97 | 1652.25 | 1659.58 | 1666.96 | 1668.46 | 1670.02 | 1671.65 | 1673.34 | 1675.08 | 1676.89 | 1678.79 | 1680.77 | 1682.82 | 1684.94 | 1687.13 | 1689.4 | 1691.74 | 1694.17 | 1696.66 | 1699.24 | 1701.89 | 1704.62 | 1707.43 | 1710.32 | NPgY | GSP | NG FES - Falling Short | I&C (GWh)
NG FES - Falling Short | Dem_BB08b_NPgSubComponent | GWh | NPgN | KIRKB1 | I&C (GWh) | Kirkstall B | KIRKSTALL B | 668.23 | 693.36 | 694.26 | 695.16 | 696.06 | 696.97 | 697.87 | 698.77 | 699.67 | 700.57 | 697.51 | 694.46 | 691.42 | 688.4 | 685.4 | 682.41 | 679.43 | 676.47 | 673.53 | 670.59 | 667.68 | 664.78 | 661.89 | 659.02 | 656.16 | 653.31 | 650.48 | 647.66 | 644.86 | 642.07 | NPgY | GSP | NG FES - Falling Short | I&C (GWh)
NG FES - Falling Short | Dem_BB08b_NPgSubComponent | GWh | NPgN | NEEP_3 | I&C (GWh) | Neepsend | NEEPSEND | 191.63 | 200.1 | 200.39 | 200.67 | 200.95 | 201.24 | 201.52 | 201.8 | 202.09 | 202.37 | 201.41 | 200.45 | 199.49 | 198.54 | 197.6 | 196.66 | 195.72 | 194.79 | 193.86 | 192.94 | 192.02 | 191.11 | 190.2 | 189.3 | 188.4 | 187.51 | 186.62 | 185.73 | 184.85 | 183.97 | NPgY | GSP | NG FES - Falling Short | I&C (GWh)
NG FES - Falling Short | Dem_BB08b_NPgSubComponent | GWh | NPgN | NORL_3 | I&C (GWh) | Norton Lees | NORTON LEES | 95.9 | 96.04 | 96.18 | 96.32 | 96.47 | 96.61 | 96.75 | 96.89 | 97.03 | 97.18 | 96.69 | 96.21 | 95.74 | 95.26 | 94.79 | 94.32 | 93.85 | 93.38 | 92.92 | 92.46 | 92 | 91.54 | 91.09 | 90.64 | 90.19 | 89.74 | 89.29 | 88.85 | 88.41 | 87.97 | NPgY | GSP | NG FES - Falling Short | I&C (GWh)
NG FES - Falling Short | Dem_BB08b_NPgSubComponent | GWh | NPgN | PITS_BB_B | I&C (GWh) | Pitsmoor | PITSMOOR 3/4 | 143.99 | 154.45 | 154.64 | 154.83 | 155.02 | 155.21 | 155.4 | 155.59 | 155.78 | 155.97 | 155.35 | 154.73 | 154.12 | 153.51 | 152.9 | 152.29 | 151.69 | 151.1 | 150.5 | 149.91 | 149.32 | 148.74 | 148.15 | 147.57 | 147 | 146.42 | 145.85 | 145.28 | 144.72 | 144.16 | NPgY | GSP | NG FES - Falling Short | I&C (GWh)
NG FES - Falling Short | Dem_BB08b_NPgSubComponent | GWh | NPgN | SALT_1 | I&C (GWh) | Saltend North | SALTEND NORTH | 236.94 | 241.62 | 242.81 | 244.01 | 245.21 | 246.43 | 247.64 | 248.86 | 250.09 | 251.33 | 251.26 | 251.21 | 251.16 | 251.13 | 251.1 | 251.09 | 251.08 | 251.09 | 251.12 | 251.16 | 251.21 | 251.27 | 251.36 | 251.43 | 251.53 | 251.64 | 251.76 | 251.9 | 252.05 | 252.22 | NPgY | GSP | NG FES - Falling Short | I&C (GWh)
NG FES - Falling Short | Dem_BB08b_NPgSubComponent | GWh | NPgN | SHEC_3 | I&C (GWh) | Sheffield City | SHEFFIELD CITY | 241.07 | 265.53 | 265.89 | 266.25 | 266.6 | 266.96 | 267.32 | 267.67 | 268.03 | 268.39 | 267.17 | 265.97 | 264.77 | 263.57 | 262.38 | 261.2 | 260.02 | 258.85 | 257.69 | 256.53 | 255.37 | 254.22 | 253.08 | 251.95 | 250.81 | 249.69 | 248.57 | 247.45 | 246.35 | 245.24 | NPgY | GSP | NG FES - Falling Short | I&C (GWh)
NG FES - Falling Short | Dem_BB08b_NPgSubComponent | GWh | NPgN | SKLGB1 | I&C (GWh) | Skelton Grange | SKELTON GRANGE | 1585 | 1698.74 | 1709.11 | 1712.13 | 1715.16 | 1718.2 | 1721.25 | 1724.32 | 1727.4 | 1739.11 | 1732.27 | 1725.48 | 1718.73 | 1712.03 | 1731 | 1724.4 | 1717.84 | 1711.33 | 1704.87 | 1698.46 | 1692.09 | 1685.77 | 1679.49 | 1673.29 | 1667.12 | 1661 | 1654.93 | 1648.9 | 1642.92 | 1636.99 | NPgY | GSP | NG FES - Falling Short | I&C (GWh)
NG FES - Falling Short | Dem_BB08b_NPgSubComponent | GWh | NPgN | TEMP_3 | I&C (GWh) | Templeborough | TEMPLEBOROUGH 275/33KV | 38.49 | 39.6 | 39.83 | 40.07 | 40.31 | 40.55 | 40.79 | 41.04 | 41.29 | 41.54 | 41.6 | 41.66 | 41.73 | 41.8 | 41.87 | 41.95 | 42.03 | 42.11 | 42.2 | 42.29 | 42.39 | 42.48 | 42.58 | 42.68 | 42.79 | 42.9 | 43.01 | 43.13 | 43.24 | 43.37 | NPgY | GSP | NG FES - Falling Short | I&C (GWh)
NG FES - Falling Short | Dem_BB08b_NPgSubComponent | GWh | NPgN | THUR_6 | I&C (GWh) | Thurcroft | THURCROFT | 343.12 | 390.22 | 421.74 | 424.13 | 426.53 | 428.95 | 431.39 | 433.85 | 436.34 | 409.71 | 410.05 | 410.42 | 410.82 | 411.26 | 411.72 | 412.21 | 412.74 | 413.3 | 413.9 | 414.52 | 415.17 | 415.85 | 416.56 | 417.32 | 418.09 | 418.9 | 419.74 | 420.61 | 421.52 | 422.46 | NPgY | GSP | NG FES - Falling Short | I&C (GWh)
NG FES - Falling Short | Dem_BB08b_NPgSubComponent | GWh | NPgN | WMEL_THOM | I&C (GWh) | Thorpe Marsh | WEST MELTON / THORPE MARSH | 1681.79 | 1745.04 | 1766.13 | 1777.79 | 1789.52 | 1801.37 | 1813.28 | 1825.3 | 1837.46 | 1861.59 | 1862.78 | 1864.11 | 1865.6 | 1867.23 | 1902.56 | 1904.47 | 1906.55 | 1908.83 | 1911.25 | 1913.8 | 1916.49 | 1919.32 | 1922.27 | 1925.48 | 1928.78 | 1932.23 | 1935.83 | 1939.58 | 1943.5 | 1947.56 | NPgY | GSP | NG FES - Falling Short | I&C (GWh)
NG FES - Falling Short | Dem_BB08b_NPgSubComponent | GWh | NPgN | WMEL_BB3 | I&C (GWh) | West Melton | WEST MELTON SECTION 3 | 494.63 | 510.33 | 519.14 | 521.24 | 523.36 | 525.51 | 527.67 | 529.86 | 532.08 | 542.83 | 543.12 | 543.43 | 543.78 | 544.16 | 568.89 | 569.31 | 569.77 | 570.26 | 570.78 | 571.32 | 571.89 | 572.48 | 573.1 | 573.81 | 574.5 | 575.23 | 575.99 | 576.78 | 577.6 | 578.46 | NPgY | GSP | NG FES - Falling Short | I&C (GWh)
NG FES - Falling Short | Dem_BB08b_NPgSubComponent | GWh | NPgN | WIBA_3 | I&C (GWh) | Wincobank | WINCOBANK | 136.56 | 192.94 | 193.4 | 193.86 | 194.33 | 194.8 | 195.27 | 195.74 | 196.22 | 196.7 | 196.29 | 195.88 | 195.48 | 195.09 | 194.7 | 194.32 | 193.95 | 193.58 | 193.22 | 192.87 | 192.53 | 192.19 | 191.85 | 191.53 | 191.21 | 190.89 | 190.59 | 190.29 | 189.99 | 189.71 | NPgY | GSP | NG FES - Falling Short | I&C (GWh)
NG FES - Leading the Way | Dem_BB08b_NPgSubComponent | GWh | NPgN | BLYTB1 | I&C (GWh) | Blyth 66kV | BLYTH 66kV | 413.71 | 415.05 | 409.52 | 403.92 | 398.22 | 392.44 | 386.56 | 380.59 | 374.52 | 368.35 | 369.56 | 370.78 | 372.03 | 373.31 | 374.59 | 375.9 | 377.23 | 378.6 | 379.99 | 381.41 | 382.86 | 384.34 | 385.85 | 387.42 | 389 | 390.62 | 392.27 | 393.96 | 395.68 | 397.43 | NPgN | GSP | NG FES - Leading the Way | I&C (GWh)
NG FES - Leading the Way | Dem_BB08b_NPgSubComponent | GWh | NPgN | BLYTH132 | I&C (GWh) | Blyth 132kV | BLYTH 132kV | 190.71 | 192.64 | 190.41 | 188.14 | 185.83 | 183.49 | 181.1 | 178.68 | 176.22 | 173.72 | 174.2 | 174.69 | 175.2 | 175.72 | 176.23 | 176.76 | 177.3 | 177.85 | 178.41 | 178.98 | 179.57 | 180.16 | 180.77 | 181.4 | 182.04 | 182.69 | 183.36 | 184.03 | 184.72 | 185.43 | NPgN | GSP | NG FES - Leading the Way | I&C (GWh)
NG FES - Leading the Way | Dem_BB08b_NPgSubComponent | GWh | NPgN | FOUR_1 | I&C (GWh) | Fourstones | FOURSTONES | 60.06 | 70.33 | 69.52 | 68.71 | 67.87 | 67.03 | 66.17 | 65.3 | 64.41 | 63.51 | 63.69 | 63.86 | 64.05 | 64.23 | 64.42 | 64.61 | 64.8 | 65 | 65.2 | 65.41 | 65.62 | 65.83 | 66.05 | 66.28 | 66.51 | 66.75 | 66.98 | 67.23 | 67.48 | 67.73 | NPgN | GSP | NG FES - Leading the Way | I&C (GWh)
NG FES - Leading the Way | Dem_BB08b_NPgSubComponent | GWh | NPgN | HARM_6 | I&C (GWh) | Hart Moor | HARTMOOR | 301.4 | 304.88 | 299.9 | 294.91 | 289.92 | 284.93 | 279.94 | 274.94 | 269.94 | 264.93 | 264.34 | 263.74 | 263.15 | 262.57 | 261.98 | 261.4 | 260.82 | 260.25 | 259.68 | 259.11 | 258.54 | 257.98 | 257.42 | 256.86 | 256.31 | 255.76 | 255.21 | 254.66 | 254.12 | 253.58 | NPgN | GSP | NG FES - Leading the Way | I&C (GWh)
NG FES - Leading the Way | Dem_BB08b_NPgSubComponent | GWh | NPgN | HAWP_6 | I&C (GWh) | Hawthorn Pit | HAWTHORN PIT GRID | 259.73 | 260.63 | 255.6 | 250.57 | 245.54 | 240.5 | 235.46 | 230.42 | 225.38 | 220.33 | 219.72 | 219.12 | 218.52 | 217.93 | 217.33 | 216.74 | 216.15 | 215.56 | 214.98 | 214.4 | 213.82 | 213.25 | 212.67 | 212.1 | 211.53 | 210.97 | 210.41 | 209.85 | 209.29 | 208.74 | NPgN | GSP | NG FES - Leading the Way | I&C (GWh)
NG FES - Leading the Way | Dem_BB08b_NPgSubComponent | GWh | NPgN | KNARE_111 | I&C (GWh) | Knaresborough | KNARESBOROUGH | 393.27 | 411.72 | 408.58 | 405.31 | 401.91 | 398.4 | 394.78 | 391.05 | 387.21 | 383.26 | 385.02 | 386.83 | 388.69 | 390.58 | 392.49 | 394.44 | 396.45 | 398.51 | 400.61 | 402.74 | 404.91 | 407.13 | 409.38 | 411.61 | 413.91 | 416.25 | 418.63 | 421.04 | 423.49 | 425.98 | NPgN | GSP | NG FES - Leading the Way | I&C (GWh)
NG FES - Leading the Way | Dem_BB08b_NPgSubComponent | GWh | NPgN | LACK_6 | I&C (GWh) | Lackenby | LACKENBY | 567.66 | 569.06 | 566.49 | 563.87 | 561.2 | 558.49 | 555.74 | 552.94 | 550.1 | 547.2 | 547.71 | 548.22 | 548.75 | 549.3 | 549.85 | 550.41 | 550.99 | 551.58 | 552.18 | 552.8 | 553.43 | 554.07 | 554.73 | 555.39 | 556.08 | 556.77 | 557.48 | 558.21 | 558.94 | 559.7 | NPgN | GSP | NG FES - Leading the Way | I&C (GWh)
NG FES - Leading the Way | Dem_BB08b_NPgSubComponent | GWh | NPgN | NORT_1 | I&C (GWh) | Norton | NORTON | 1317.85 | 1350.29 | 1334.49 | 1318.47 | 1302.24 | 1285.77 | 1269.07 | 1252.16 | 1235 | 1217.64 | 1219.72 | 1221.86 | 1224.08 | 1226.36 | 1228.69 | 1231.08 | 1233.57 | 1236.15 | 1238.8 | 1241.52 | 1244.3 | 1247.16 | 1250.08 | 1252.98 | 1256.01 | 1259.1 | 1262.26 | 1265.49 | 1268.78 | 1272.15 | NPgN | GSP | NG FES - Leading the Way | I&C (GWh)
NG FES - Leading the Way | Dem_BB08b_NPgSubComponent | GWh | NPgN | OFFE_3 | I&C (GWh) | Offerton | OFFERTON | 120.84 | 121.53 | 119.24 | 116.94 | 114.65 | 112.35 | 110.04 | 107.74 | 105.43 | 103.11 | 102.87 | 102.64 | 102.4 | 102.16 | 101.93 | 101.7 | 101.47 | 101.24 | 101.02 | 100.79 | 100.57 | 100.35 | 100.13 | 99.91 | 99.7 | 99.48 | 99.27 | 99.06 | 98.85 | 98.64 | NPgN | GSP | NG FES - Leading the Way | I&C (GWh)
NG FES - Leading the Way | Dem_BB08b_NPgSubComponent | GWh | NPgN | OSBA_1 | I&C (GWh) | Osbaldwick | OSBALDWICK | 820.69 | 866.68 | 853.65 | 840.51 | 827.28 | 813.96 | 800.54 | 787.01 | 773.37 | 759.61 | 760.02 | 760.47 | 760.94 | 761.42 | 761.94 | 762.49 | 763.08 | 763.7 | 764.36 | 765.05 | 765.78 | 766.55 | 767.35 | 768.27 | 769.17 | 770.13 | 771.12 | 772.17 | 773.25 | 774.38 | NPgN | GSP | NG FES - Leading the Way | I&C (GWh)
NG FES - Leading the Way | Dem_BB08b_NPgSubComponent | GWh | NPgN | POPP_3 | I&C (GWh) | Poppleton | POPPLETON | 98.53 | 99.94 | 98.06 | 96.18 | 94.3 | 92.42 | 90.53 | 88.64 | 86.75 | 84.86 | 84.65 | 84.45 | 84.25 | 84.05 | 83.85 | 83.66 | 83.46 | 83.27 | 83.08 | 82.89 | 82.7 | 82.52 | 82.33 | 82.15 | 81.97 | 81.78 | 81.61 | 81.43 | 81.25 | 81.08 | NPgN | GSP | NG FES - Leading the Way | I&C (GWh)
NG FES - Leading the Way | Dem_BB08b_NPgSubComponent | GWh | NPgN | SALH_1 | I&C (GWh) | Saltholme | SALTHOLME | 417.8 | 495.14 | 491.77 | 488.39 | 484.99 | 481.57 | 478.13 | 474.67 | 471.19 | 467.69 | 467.59 | 467.49 | 467.39 | 467.3 | 467.22 | 467.14 | 467.07 | 467.01 | 466.96 | 466.91 | 466.87 | 466.83 | 466.8 | 466.77 | 466.75 | 466.74 | 466.73 | 466.73 | 466.74 | 466.75 | NPgN | GSP | NG FES - Leading the Way | I&C (GWh)
NG FES - Leading the Way | Dem_BB08b_NPgSubComponent | GWh | NPgN | SSHI_3 | I&C (GWh) | South Shields | SOUTH SHIELDS | 105.08 | 105.15 | 103.25 | 101.34 | 99.43 | 97.52 | 95.61 | 93.71 | 91.8 | 89.89 | 89.64 | 89.39 | 89.14 | 88.9 | 88.65 | 88.4 | 88.16 | 87.91 | 87.67 | 87.43 | 87.19 | 86.94 | 86.7 | 86.46 | 86.23 | 85.99 | 85.75 | 85.51 | 85.28 | 85.04 | NPgN | GSP | NG FES - Leading the Way | I&C (GWh)
NG FES - Leading the Way | Dem_BB08b_NPgSubComponent | GWh | NPgN | KIELD01 and SPAD20 | I&C (GWh) | 0 | SPADEADAM | 19.45 | 19.19 | 18.93 | 18.66 | 18.39 | 18.12 | 17.84 | 17.55 | 17.26 | 16.97 | 17.03 | 17.09 | 17.14 | 17.2 | 17.27 | 17.33 | 17.39 | 17.46 | 17.52 | 17.59 | 17.66 | 17.73 | 17.8 | 17.87 | 17.95 | 18.02 | 18.1 | 18.18 | 18.26 | 18.34 | NPgN | GSP | NG FES - Leading the Way | I&C (GWh)
NG FES - Leading the Way | Dem_BB08b_NPgSubComponent | GWh | NPgN | SPEN_1 | I&C (GWh) | Spennymoor | SPENNYMOOR | 612.97 | 621.84 | 610.25 | 598.66 | 587.06 | 575.45 | 563.84 | 552.23 | 540.6 | 536.42 | 535 | 533.6 | 532.2 | 530.8 | 550.22 | 548.83 | 547.46 | 546.09 | 544.73 | 543.38 | 542.03 | 540.69 | 539.36 | 538.03 | 536.7 | 535.39 | 534.07 | 532.77 | 531.47 | 530.18 | NPgN | GSP | NG FES - Leading the Way | I&C (GWh)
NG FES - Leading the Way | Dem_BB08b_NPgSubComponent | GWh | NPgN | STEN_1 | I&C (GWh) | Stella North | STELLA NORTH | 547.62 | 555.7 | 547.13 | 538.54 | 529.92 | 521.27 | 512.58 | 503.82 | 494.98 | 486.09 | 486.38 | 486.66 | 486.93 | 487.2 | 487.5 | 487.81 | 488.12 | 488.4 | 488.71 | 489.06 | 489.44 | 489.84 | 490.27 | 490.64 | 491.08 | 491.55 | 492.04 | 492.55 | 493.08 | 493.64 | NPgN | GSP | NG FES - Leading the Way | I&C (GWh)
NG FES - Leading the Way | Dem_BB08b_NPgSubComponent | GWh | NPgN | STES_1 | I&C (GWh) | Stella South | STELLA SOUTH | 806.48 | 846.57 | 834.45 | 822.29 | 810.08 | 797.82 | 785.52 | 773.17 | 760.77 | 753.08 | 752.44 | 751.81 | 751.21 | 750.62 | 763.55 | 762.99 | 762.44 | 761.91 | 761.39 | 760.9 | 760.42 | 759.96 | 759.52 | 759.11 | 758.71 | 758.34 | 757.98 | 757.64 | 757.32 | 757.02 | NPgN | GSP | NG FES - Leading the Way | I&C (GWh)
NG FES - Leading the Way | Dem_BB08b_NPgSubComponent | GWh | NPgN | TYNE_1 | I&C (GWh) | Tynemouth 1 | TYNEMOUTH | 397.91 | 450.34 | 445.62 | 440.84 | 435.99 | 431.08 | 426.1 | 421.03 | 415.89 | 410.66 | 411.74 | 412.83 | 413.93 | 415.05 | 416.2 | 417.37 | 418.55 | 419.76 | 421 | 422.27 | 423.57 | 424.9 | 426.26 | 427.66 | 429.08 | 430.53 | 432.02 | 433.54 | 435.09 | 436.67 | NPgN | GSP | NG FES - Leading the Way | I&C (GWh)
NG FES - Leading the Way | Dem_BB08b_NPgSubComponent | GWh | NPgN | WBOL_6 | I&C (GWh) | West Boldon | WEST BOLDON | 620.11 | 675.97 | 667.54 | 659.1 | 650.64 | 642.17 | 633.68 | 625.17 | 616.63 | 608.08 | 607.41 | 606.74 | 606.08 | 605.42 | 604.77 | 604.13 | 603.5 | 602.87 | 602.24 | 601.63 | 601.03 | 600.45 | 599.87 | 599.28 | 598.72 | 598.16 | 597.62 | 597.08 | 596.56 | 596.04 | NPgN | GSP | NG FES - Leading the Way | I&C (GWh)
NG FES - Leading the Way | Dem_BB08b_NPgSubComponent | GWh | NPgN | BRAW_1 | I&C (GWh) | Bradford West | BRADFORD WEST | 990.01 | 995.4 | 976.57 | 957.72 | 938.85 | 919.97 | 901.07 | 882.16 | 863.23 | 844.29 | 842.15 | 840.02 | 837.91 | 835.81 | 833.72 | 831.64 | 829.58 | 827.53 | 825.49 | 823.47 | 821.46 | 819.46 | 817.47 | 815.51 | 813.55 | 811.61 | 809.68 | 807.76 | 805.86 | 803.97 | NPgY | GSP | NG FES - Leading the Way | I&C (GWh)
NG FES - Leading the Way | Dem_BB08b_NPgSubComponent | GWh | NPgN | CAMB_01 | I&C (GWh) | Camblesforth | CAMBLESFORTH | 133.62 | 155.97 | 154.65 | 153.3 | 151.93 | 150.52 | 149.09 | 147.63 | 146.14 | 144.63 | 144.99 | 145.37 | 145.75 | 146.14 | 146.54 | 146.94 | 147.35 | 147.77 | 148.2 | 148.64 | 149.09 | 149.55 | 150.02 | 150.49 | 150.98 | 151.47 | 151.98 | 152.49 | 153.02 | 153.55 | NPgY | GSP | NG FES - Leading the Way | I&C (GWh)
NG FES - Leading the Way | Dem_BB08b_NPgSubComponent | GWh | NPgN | CREB_1 | I&C (GWh) | Creyke Beck | CREYKE BECK | 1231.2 | 1249.07 | 1230.48 | 1211.71 | 1192.74 | 1173.58 | 1154.21 | 1134.64 | 1114.89 | 1094.93 | 1096.28 | 1097.67 | 1099.13 | 1100.64 | 1102.19 | 1103.79 | 1105.46 | 1107.2 | 1109.02 | 1110.91 | 1112.86 | 1114.89 | 1117 | 1119.09 | 1121.3 | 1123.59 | 1125.94 | 1128.37 | 1130.87 | 1133.44 | NPgY | GSP | NG FES - Leading the Way | I&C (GWh)
NG FES - Leading the Way | Dem_BB08b_NPgSubComponent | GWh | NPgN | DRAX_YEDL | I&C (GWh) | Drax | DRAX | 399.24 | 401.33 | 396.64 | 391.86 | 386.95 | 381.92 | 376.78 | 371.53 | 366.18 | 360.72 | 362.4 | 364.11 | 365.85 | 367.61 | 369.4 | 371.23 | 373.09 | 375.01 | 376.97 | 378.96 | 380.98 | 383.05 | 385.15 | 387.41 | 389.64 | 391.92 | 394.25 | 396.63 | 399.07 | 401.55 | NPgY | GSP | NG FES - Leading the Way | I&C (GWh)
NG FES - Leading the Way | Dem_BB08b_NPgSubComponent | GWh | NPgN | ELLA_1 | I&C (GWh) | Elland | ELLAND | 926.86 | 925.3 | 917.97 | 900.02 | 882.07 | 864.11 | 846.15 | 828.17 | 810.19 | 816.09 | 813.93 | 811.79 | 809.66 | 807.54 | 843.32 | 841.22 | 839.13 | 837.06 | 835 | 832.94 | 830.9 | 828.87 | 826.85 | 824.86 | 822.87 | 820.89 | 818.92 | 816.96 | 815.02 | 813.09 | NPgY | GSP | NG FES - Leading the Way | I&C (GWh)
NG FES - Leading the Way | Dem_BB08b_NPgSubComponent | GWh | NPgN | FERRA2 | I&C (GWh) | Ferrybridge A | FERRYBRIDGE A | 330.74 | 418.02 | 430.84 | 426.62 | 422.35 | 418.02 | 413.64 | 409.21 | 404.72 | 383.19 | 383.91 | 384.66 | 385.44 | 386.23 | 447.91 | 448.76 | 449.63 | 450.54 | 451.47 | 452.42 | 453.4 | 454.4 | 455.43 | 456.55 | 457.66 | 458.81 | 459.98 | 461.19 | 462.42 | 463.7 | NPgY | GSP | NG FES - Leading the Way | I&C (GWh)
NG FES - Leading the Way | Dem_BB08b_NPgSubComponent | GWh | NPgN | FERRB9 | I&C (GWh) | Ferrybridge B (_M) | FERRYBRIDGE B | 845.44 | 880.47 | 880.09 | 867.55 | 854.88 | 842.1 | 829.22 | 816.22 | 803.12 | 805.76 | 806.63 | 807.56 | 808.53 | 809.55 | 854.21 | 855.31 | 856.48 | 857.71 | 858.99 | 860.31 | 861.69 | 863.11 | 864.58 | 866.23 | 867.86 | 869.55 | 871.31 | 873.13 | 875.01 | 876.95 | NPgY | GSP | NG FES - Leading the Way | I&C (GWh)
NG FES - Leading the Way | Dem_BB08b_NPgSubComponent | GWh | NPgN | GRIW_1 | I&C (GWh) | Grimsby West | GRIMSBY WEST | 610.01 | 643.88 | 634.4 | 624.91 | 615.4 | 605.87 | 596.33 | 586.77 | 577.2 | 567.6 | 566.67 | 565.74 | 564.82 | 563.91 | 563.01 | 562.11 | 561.23 | 560.35 | 559.49 | 558.63 | 557.78 | 556.94 | 556.1 | 555.28 | 554.46 | 553.66 | 552.86 | 552.07 | 551.29 | 550.52 | NPgY | GSP | NG FES - Leading the Way | I&C (GWh)
NG FES - Leading the Way | Dem_BB08b_NPgSubComponent | GWh | NPgN | JORD_3 | I&C (GWh) | Jordanthorpe | JORDANTHORPE | 131.6 | 131.62 | 130.38 | 129.13 | 127.87 | 126.61 | 125.34 | 124.06 | 122.78 | 121.49 | 121.48 | 121.47 | 121.47 | 121.47 | 121.47 | 121.48 | 121.49 | 121.5 | 121.52 | 121.54 | 121.57 | 121.6 | 121.63 | 121.66 | 121.7 | 121.74 | 121.79 | 121.84 | 121.89 | 121.94 | NPgY | GSP | NG FES - Leading the Way | I&C (GWh)
NG FES - Leading the Way | Dem_BB08b_NPgSubComponent | GWh | NPgN | KEAD_YEDL | I&C (GWh) | Keadby | KEADBY | 1586.11 | 1590.94 | 1579.52 | 1567.9 | 1556.05 | 1544 | 1531.74 | 1519.28 | 1506.62 | 1493.74 | 1496.34 | 1498.99 | 1501.7 | 1504.47 | 1507.29 | 1510.18 | 1513.14 | 1516.19 | 1519.3 | 1522.47 | 1525.71 | 1529.03 | 1532.41 | 1535.88 | 1539.42 | 1543.03 | 1546.72 | 1550.49 | 1554.33 | 1558.25 | NPgY | GSP | NG FES - Leading the Way | I&C (GWh)
NG FES - Leading the Way | Dem_BB08b_NPgSubComponent | GWh | NPgN | KIRKB1 | I&C (GWh) | Kirkstall B | KIRKSTALL B | 668.23 | 680.49 | 668.52 | 656.55 | 644.58 | 632.61 | 620.64 | 608.66 | 596.69 | 584.72 | 583.15 | 581.58 | 580.01 | 578.45 | 576.9 | 575.34 | 573.8 | 572.26 | 570.72 | 569.19 | 567.66 | 566.14 | 564.62 | 563.11 | 561.6 | 560.1 | 558.6 | 557.11 | 555.62 | 554.14 | NPgY | GSP | NG FES - Leading the Way | I&C (GWh)
NG FES - Leading the Way | Dem_BB08b_NPgSubComponent | GWh | NPgN | NEEP_3 | I&C (GWh) | Neepsend | NEEPSEND | 191.63 | 196.05 | 192.29 | 188.52 | 184.76 | 180.99 | 177.23 | 173.46 | 169.7 | 165.94 | 165.44 | 164.95 | 164.45 | 163.96 | 163.47 | 162.99 | 162.5 | 162.01 | 161.53 | 161.05 | 160.57 | 160.09 | 159.61 | 159.14 | 158.66 | 158.19 | 157.72 | 157.25 | 156.78 | 156.32 | NPgY | GSP | NG FES - Leading the Way | I&C (GWh)
NG FES - Leading the Way | Dem_BB08b_NPgSubComponent | GWh | NPgN | NORL_3 | I&C (GWh) | Norton Lees | NORTON LEES | 95.9 | 94.02 | 92.13 | 90.25 | 88.36 | 86.48 | 84.59 | 82.71 | 80.83 | 78.94 | 78.69 | 78.45 | 78.2 | 77.96 | 77.71 | 77.47 | 77.22 | 76.98 | 76.74 | 76.5 | 76.26 | 76.02 | 75.78 | 75.54 | 75.3 | 75.07 | 74.83 | 74.6 | 74.36 | 74.13 | NPgY | GSP | NG FES - Leading the Way | I&C (GWh)
NG FES - Leading the Way | Dem_BB08b_NPgSubComponent | GWh | NPgN | PITS_BB_B | I&C (GWh) | Pitsmoor | PITSMOOR 3/4 | 143.99 | 151.83 | 149.39 | 146.95 | 144.52 | 142.08 | 139.64 | 137.21 | 134.77 | 132.33 | 132.02 | 131.7 | 131.38 | 131.07 | 130.76 | 130.45 | 130.14 | 129.83 | 129.52 | 129.21 | 128.91 | 128.6 | 128.3 | 127.99 | 127.69 | 127.39 | 127.09 | 126.79 | 126.49 | 126.2 | NPgY | GSP | NG FES - Leading the Way | I&C (GWh)
NG FES - Leading the Way | Dem_BB08b_NPgSubComponent | GWh | NPgN | SALT_1 | I&C (GWh) | Saltend North | SALTEND NORTH | 236.94 | 237.54 | 234.62 | 231.66 | 228.68 | 225.66 | 222.6 | 219.51 | 216.39 | 213.24 | 213.49 | 213.75 | 214.01 | 214.29 | 214.57 | 214.87 | 215.17 | 215.48 | 215.81 | 216.15 | 216.5 | 216.86 | 217.24 | 217.61 | 218 | 218.4 | 218.82 | 219.25 | 219.69 | 220.14 | NPgY | GSP | NG FES - Leading the Way | I&C (GWh)
NG FES - Leading the Way | Dem_BB08b_NPgSubComponent | GWh | NPgN | SHEC_3 | I&C (GWh) | Sheffield City | SHEFFIELD CITY | 241.07 | 260.44 | 255.71 | 250.97 | 246.23 | 241.5 | 236.76 | 232.02 | 227.29 | 222.55 | 221.93 | 221.31 | 220.69 | 220.07 | 219.45 | 218.84 | 218.23 | 217.62 | 217.01 | 216.41 | 215.8 | 215.2 | 214.6 | 214 | 213.4 | 212.81 | 212.22 | 211.63 | 211.04 | 210.45 | NPgY | GSP | NG FES - Leading the Way | I&C (GWh)
NG FES - Leading the Way | Dem_BB08b_NPgSubComponent | GWh | NPgN | SKLGB1 | I&C (GWh) | Skelton Grange | SKELTON GRANGE | 1585 | 1666.61 | 1644.82 | 1615.65 | 1586.45 | 1557.24 | 1528 | 1498.73 | 1469.45 | 1448.76 | 1445.5 | 1442.26 | 1439.04 | 1435.84 | 1458.29 | 1455.14 | 1452.01 | 1448.91 | 1445.84 | 1442.78 | 1439.75 | 1436.73 | 1433.74 | 1430.81 | 1427.88 | 1424.98 | 1422.1 | 1419.25 | 1416.43 | 1413.63 | NPgY | GSP | NG FES - Leading the Way | I&C (GWh)
NG FES - Leading the Way | Dem_BB08b_NPgSubComponent | GWh | NPgN | TEMP_3 | I&C (GWh) | Templeborough | TEMPLEBOROUGH 275/33KV | 38.49 | 39 | 38.64 | 38.26 | 37.89 | 37.5 | 37.11 | 36.71 | 36.3 | 35.89 | 35.99 | 36.08 | 36.18 | 36.29 | 36.39 | 36.5 | 36.61 | 36.73 | 36.85 | 36.97 | 37.09 | 37.22 | 37.35 | 37.48 | 37.62 | 37.76 | 37.9 | 38.04 | 38.19 | 38.34 | NPgY | GSP | NG FES - Leading the Way | I&C (GWh)
NG FES - Leading the Way | Dem_BB08b_NPgSubComponent | GWh | NPgN | THUR_6 | I&C (GWh) | Thurcroft | THURCROFT | 343.12 | 383.41 | 408.04 | 403.44 | 398.79 | 394.08 | 389.3 | 384.45 | 379.55 | 345.45 | 346.23 | 347.05 | 347.89 | 348.76 | 349.66 | 350.57 | 351.53 | 352.51 | 353.53 | 354.57 | 355.63 | 356.73 | 357.85 | 359.01 | 360.19 | 361.41 | 362.65 | 363.92 | 365.23 | 366.56 | NPgY | GSP | NG FES - Leading the Way | I&C (GWh)
NG FES - Leading the Way | Dem_BB08b_NPgSubComponent | GWh | NPgN | WMEL_THOM | I&C (GWh) | Thorpe Marsh | WEST MELTON / THORPE MARSH | 1681.79 | 1710.2 | 1696.06 | 1672.11 | 1647.83 | 1623.27 | 1598.39 | 1573.2 | 1547.73 | 1533.81 | 1537.38 | 1541.07 | 1544.9 | 1548.86 | 1586.5 | 1590.7 | 1595.06 | 1599.59 | 1604.25 | 1609.03 | 1613.94 | 1618.97 | 1624.12 | 1629.5 | 1634.97 | 1640.58 | 1646.33 | 1652.23 | 1658.28 | 1664.47 | NPgY | GSP | NG FES - Leading the Way | I&C (GWh)
NG FES - Leading the Way | Dem_BB08b_NPgSubComponent | GWh | NPgN | WMEL_BB3 | I&C (GWh) | West Melton | WEST MELTON SECTION 3 | 494.63 | 504.22 | 506.85 | 502.7 | 498.5 | 494.25 | 489.95 | 485.6 | 481.19 | 485.25 | 485.94 | 486.66 | 487.4 | 488.17 | 513.29 | 514.1 | 514.94 | 515.81 | 516.71 | 517.63 | 518.57 | 519.54 | 520.52 | 521.59 | 522.65 | 523.74 | 524.86 | 526.01 | 527.19 | 528.4 | NPgY | GSP | NG FES - Leading the Way | I&C (GWh)
NG FES - Leading the Way | Dem_BB08b_NPgSubComponent | GWh | NPgN | WIBA_3 | I&C (GWh) | Wincobank | WINCOBANK | 136.56 | 190.07 | 187.64 | 185.21 | 182.77 | 180.32 | 177.86 | 175.4 | 172.92 | 170.44 | 170.31 | 170.19 | 170.07 | 169.95 | 169.84 | 169.74 | 169.64 | 169.54 | 169.45 | 169.37 | 169.29 | 169.21 | 169.14 | 169.08 | 169.02 | 168.96 | 168.91 | 168.86 | 168.82 | 168.78 | NPgY | GSP | NG FES - Leading the Way | I&C (GWh)
NPg Planning Scenario | Dem_BB08b_NPgSubComponent | GWh | NPgN | BLYTB1 | I&C (GWh) | Blyth 66kV | BLYTH 66kV | 413.71 | 417.17 | 414.06 | 411.15 | 408.44 | 405.92 | 403.58 | 401.42 | 399.42 | 397.59 | 395.92 | 394.41 | 393.07 | 391.88 | 390.82 | 389.89 | 389.1 | 388.43 | 387.88 | 387.43 | 387.09 | 386.83 | 386.67 | 386.6 | 386.58 | 386.63 | 386.72 | 386.86 | 387.03 | 387.23 | NPgN | GSP | NPg Planning Scenario | I&C (GWh)
NPg Planning Scenario | Dem_BB08b_NPgSubComponent | GWh | NPgN | BLYTH132 | I&C (GWh) | Blyth 132kV | BLYTH 132kV | 190.71 | 193.5 | 192.23 | 191.05 | 189.95 | 188.93 | 187.98 | 187.09 | 186.28 | 185.53 | 184.85 | 184.23 | 183.68 | 183.19 | 182.76 | 182.38 | 182.05 | 181.77 | 181.54 | 181.36 | 181.21 | 181.1 | 181.02 | 180.99 | 180.98 | 180.99 | 181.02 | 181.07 | 181.13 | 181.2 | NPgN | GSP | NPg Planning Scenario | I&C (GWh)
NPg Planning Scenario | Dem_BB08b_NPgSubComponent | GWh | NPgN | FOUR_1 | I&C (GWh) | Fourstones | FOURSTONES | 60.06 | 70.64 | 70.18 | 69.75 | 69.36 | 68.99 | 68.64 | 68.32 | 68.03 | 67.76 | 67.51 | 67.29 | 67.09 | 66.91 | 66.75 | 66.61 | 66.5 | 66.39 | 66.31 | 66.24 | 66.19 | 66.15 | 66.12 | 66.11 | 66.1 | 66.1 | 66.11 | 66.13 | 66.15 | 66.17 | NPgN | GSP | NPg Planning Scenario | I&C (GWh)
NPg Planning Scenario | Dem_BB08b_NPgSubComponent | GWh | NPgN | HARM_6 | I&C (GWh) | Hart Moor | HARTMOOR | 301.4 | 306.58 | 303.44 | 300.46 | 297.62 | 294.9 | 292.32 | 289.86 | 287.52 | 285.29 | 283.17 | 281.15 | 279.23 | 277.4 | 275.65 | 273.99 | 272.4 | 270.88 | 269.42 | 268.03 | 266.68 | 265.39 | 264.13 | 262.91 | 261.73 | 260.57 | 259.43 | 258.31 | 257.2 | 256.09 | NPgN | GSP | NPg Planning Scenario | I&C (GWh)
NPg Planning Scenario | Dem_BB08b_NPgSubComponent | GWh | NPgN | HAWP_6 | I&C (GWh) | Hawthorn Pit | HAWTHORN PIT GRID | 259.73 | 262.34 | 259.18 | 256.17 | 253.3 | 250.56 | 247.96 | 245.48 | 243.11 | 240.86 | 238.72 | 236.69 | 234.74 | 232.89 | 231.13 | 229.45 | 227.84 | 226.31 | 224.83 | 223.42 | 222.06 | 220.75 | 219.48 | 218.25 | 217.05 | 215.87 | 214.72 | 213.59 | 212.46 | 211.34 | NPgN | GSP | NPg Planning Scenario | I&C (GWh)
NPg Planning Scenario | Dem_BB08b_NPgSubComponent | GWh | NPgN | KNARE_111 | I&C (GWh) | Knaresborough | KNARESBOROUGH | 393.27 | 413.07 | 411.52 | 410.09 | 408.77 | 407.58 | 406.51 | 405.57 | 404.74 | 404.03 | 403.45 | 403.02 | 402.72 | 402.55 | 402.48 | 402.53 | 402.71 | 403.01 | 403.4 | 403.88 | 404.45 | 405.1 | 405.82 | 406.56 | 407.4 | 408.28 | 409.21 | 410.18 | 411.18 | 412.2 | NPgN | GSP | NPg Planning Scenario | I&C (GWh)
NPg Planning Scenario | Dem_BB08b_NPgSubComponent | GWh | NPgN | LACK_6 | I&C (GWh) | Lackenby | LACKENBY | 567.66 | 570.04 | 568.58 | 567.21 | 565.93 | 564.73 | 563.61 | 562.58 | 561.61 | 560.72 | 559.9 | 559.16 | 558.5 | 557.9 | 557.37 | 556.91 | 556.5 | 556.16 | 555.86 | 555.62 | 555.43 | 555.27 | 555.16 | 555.07 | 555.02 | 555 | 555 | 555.01 | 555.04 | 555.08 | NPgN | GSP | NPg Planning Scenario | I&C (GWh)
NPg Planning Scenario | Dem_BB08b_NPgSubComponent | GWh | NPgN | NORT_1 | I&C (GWh) | Norton | NORTON | 1317.85 | 1356.24 | 1347.14 | 1338.58 | 1330.54 | 1322.98 | 1315.9 | 1309.29 | 1303.1 | 1297.37 | 1292.07 | 1287.21 | 1282.79 | 1278.78 | 1275.15 | 1271.88 | 1268.98 | 1266.42 | 1264.18 | 1262.21 | 1260.51 | 1259.05 | 1257.8 | 1256.68 | 1255.77 | 1255 | 1254.36 | 1253.82 | 1253.34 | 1252.92 | NPgN | GSP | NPg Planning Scenario | I&C (GWh)
NPg Planning Scenario | Dem_BB08b_NPgSubComponent | GWh | NPgN | OFFE_3 | I&C (GWh) | Offerton | OFFERTON | 120.84 | 122.31 | 120.88 | 119.51 | 118.21 | 116.98 | 115.8 | 114.68 | 113.61 | 112.6 | 111.64 | 110.72 | 109.85 | 109.02 | 108.24 | 107.49 | 106.77 | 106.09 | 105.44 | 104.82 | 104.22 | 103.65 | 103.09 | 102.55 | 102.03 | 101.52 | 101.02 | 100.53 | 100.04 | 99.56 | NPgN | GSP | NPg Planning Scenario | I&C (GWh)
NPg Planning Scenario | Dem_BB08b_NPgSubComponent | GWh | NPgN | OSBA_1 | I&C (GWh) | Osbaldwick | OSBALDWICK | 820.69 | 871.35 | 863.53 | 856.12 | 849.12 | 842.52 | 836.31 | 830.46 | 824.94 | 819.76 | 814.91 | 810.39 | 806.18 | 802.24 | 798.58 | 795.19 | 792.05 | 789.14 | 786.44 | 783.94 | 781.63 | 779.48 | 777.48 | 775.68 | 773.97 | 772.35 | 770.83 | 769.37 | 767.97 | 766.6 | NPgN | GSP | NPg Planning Scenario | I&C (GWh)
NPg Planning Scenario | Dem_BB08b_NPgSubComponent | GWh | NPgN | POPP_3 | I&C (GWh) | Poppleton | POPPLETON | 98.53 | 100.58 | 99.4 | 98.28 | 97.22 | 96.2 | 95.23 | 94.31 | 93.43 | 92.6 | 91.81 | 91.06 | 90.34 | 89.66 | 89.01 | 88.4 | 87.81 | 87.25 | 86.71 | 86.2 | 85.71 | 85.23 | 84.78 | 84.33 | 83.9 | 83.48 | 83.07 | 82.66 | 82.26 | 81.86 | NPgN | GSP | NPg Planning Scenario | I&C (GWh)
NPg Planning Scenario | Dem_BB08b_NPgSubComponent | GWh | NPgN | SALH_1 | I&C (GWh) | Saltholme | SALTHOLME | 417.8 | 496.32 | 494.27 | 492.32 | 490.46 | 488.71 | 487.04 | 485.47 | 483.97 | 482.56 | 481.23 | 479.98 | 478.8 | 477.69 | 476.65 | 475.67 | 474.74 | 473.88 | 473.07 | 472.3 | 471.58 | 470.9 | 470.25 | 469.62 | 469.03 | 468.46 | 467.91 | 467.37 | 466.84 | 466.31 | NPgN | GSP | NPg Planning Scenario | I&C (GWh)
NPg Planning Scenario | Dem_BB08b_NPgSubComponent | GWh | NPgN | SSHI_3 | I&C (GWh) | South Shields | SOUTH SHIELDS | 105.08 | 105.79 | 104.59 | 103.43 | 102.34 | 101.29 | 100.29 | 99.34 | 98.43 | 97.57 | 96.74 | 95.96 | 95.21 | 94.49 | 93.81 | 93.16 | 92.53 | 91.94 | 91.36 | 90.81 | 90.28 | 89.76 | 89.27 | 88.78 | 88.31 | 87.85 | 87.39 | 86.94 | 86.5 | 86.06 | NPgN | GSP | NPg Planning Scenario | I&C (GWh)
NPg Planning Scenario | Dem_BB08b_NPgSubComponent | GWh | NPgN | KIELD01 and SPAD20 | I&C (GWh) | 0 | SPADEADAM | 19.45 | 19.29 | 19.14 | 19 | 18.87 | 18.75 | 18.64 | 18.54 | 18.44 | 18.35 | 18.27 | 18.2 | 18.13 | 18.08 | 18.02 | 17.98 | 17.94 | 17.91 | 17.88 | 17.86 | 17.84 | 17.83 | 17.82 | 17.81 | 17.81 | 17.81 | 17.82 | 17.82 | 17.83 | 17.84 | NPgN | GSP | NPg Planning Scenario | I&C (GWh)
NPg Planning Scenario | Dem_BB08b_NPgSubComponent | GWh | NPgN | SPEN_1 | I&C (GWh) | Spennymoor | SPENNYMOOR | 612.97 | 625.79 | 618.51 | 611.56 | 604.94 | 598.63 | 592.62 | 586.89 | 581.44 | 583.7 | 578.75 | 574.05 | 569.57 | 565.3 | 582.04 | 578.15 | 574.44 | 570.9 | 567.5 | 564.23 | 561.09 | 558.07 | 555.14 | 552.29 | 549.52 | 546.8 | 544.14 | 541.52 | 538.91 | 536.32 | NPgN | GSP | NPg Planning Scenario | I&C (GWh)
NPg Planning Scenario | Dem_BB08b_NPgSubComponent | GWh | NPgN | STEN_1 | I&C (GWh) | Stella North | STELLA NORTH | 547.62 | 558.76 | 553.59 | 548.73 | 544.16 | 539.87 | 535.84 | 532.05 | 528.48 | 525.13 | 522.01 | 519.07 | 516.31 | 513.72 | 511.32 | 509.08 | 506.98 | 505 | 503.15 | 501.45 | 499.87 | 498.41 | 497.05 | 495.7 | 494.47 | 493.31 | 492.2 | 491.13 | 490.09 | 489.06 | NPgN | GSP | NPg Planning Scenario | I&C (GWh)
NPg Planning Scenario | Dem_BB08b_NPgSubComponent | GWh | NPgN | STES_1 | I&C (GWh) | Stella South | STELLA SOUTH | 806.48 | 850.8 | 843.33 | 836.24 | 829.51 | 823.12 | 817.07 | 811.33 | 805.89 | 805.49 | 800.62 | 796.02 | 791.68 | 787.59 | 797.23 | 793.57 | 790.12 | 786.85 | 783.77 | 780.84 | 778.06 | 775.41 | 772.88 | 770.47 | 768.14 | 765.89 | 763.71 | 761.57 | 759.47 | 757.38 | NPgN | GSP | NPg Planning Scenario | I&C (GWh)
NPg Planning Scenario | Dem_BB08b_NPgSubComponent | GWh | NPgN | TYNE_1 | I&C (GWh) | Tynemouth 1 | TYNEMOUTH | 397.91 | 452.15 | 449.48 | 447 | 444.69 | 442.56 | 440.58 | 438.76 | 437.08 | 435.54 | 434.15 | 432.9 | 431.78 | 430.79 | 429.92 | 429.16 | 428.52 | 427.98 | 427.54 | 427.21 | 426.95 | 426.79 | 426.69 | 426.67 | 426.71 | 426.8 | 426.94 | 427.11 | 427.32 | 427.55 | NPgN | GSP | NPg Planning Scenario | I&C (GWh)
NPg Planning Scenario | Dem_BB08b_NPgSubComponent | GWh | NPgN | WBOL_6 | I&C (GWh) | West Boldon | WEST BOLDON | 620.11 | 678.88 | 673.63 | 668.65 | 663.91 | 659.41 | 655.14 | 651.08 | 647.23 | 643.58 | 640.11 | 636.83 | 633.71 | 630.76 | 627.96 | 625.3 | 622.77 | 620.37 | 618.08 | 615.9 | 613.82 | 611.83 | 609.91 | 608.06 | 606.27 | 604.53 | 602.83 | 601.16 | 599.51 | 597.87 | NPgN | GSP | NPg Planning Scenario | I&C (GWh)
NPg Planning Scenario | Dem_BB08b_NPgSubComponent | GWh | NPgN | BRAW_1 | I&C (GWh) | Bradford West | BRADFORD WEST | 990.01 | 1001.84 | 990.02 | 978.76 | 968.03 | 957.81 | 948.08 | 938.82 | 930.01 | 921.63 | 913.66 | 906.08 | 898.86 | 892 | 885.46 | 879.23 | 873.28 | 867.6 | 862.17 | 856.96 | 851.95 | 847.13 | 842.47 | 837.96 | 833.57 | 829.28 | 825.07 | 820.93 | 816.83 | 812.74 | NPgY | GSP | NPg Planning Scenario | I&C (GWh)
NPg Planning Scenario | Dem_BB08b_NPgSubComponent | GWh | NPgN | CAMB_01 | I&C (GWh) | Camblesforth | CAMBLESFORTH | 133.62 | 156.5 | 155.78 | 155.12 | 154.5 | 153.93 | 153.4 | 152.91 | 152.46 | 152.06 | 151.69 | 151.37 | 151.09 | 150.84 | 150.64 | 150.47 | 150.33 | 150.23 | 150.16 | 150.11 | 150.1 | 150.11 | 150.14 | 150.19 | 150.26 | 150.34 | 150.44 | 150.55 | 150.67 | 150.8 | NPgY | GSP | NPg Planning Scenario | I&C (GWh)
NPg Planning Scenario | Dem_BB08b_NPgSubComponent | GWh | NPgN | CREB_1 | I&C (GWh) | Creyke Beck | CREYKE BECK | 1231.2 | 1255.92 | 1244.99 | 1234.67 | 1224.95 | 1215.8 | 1207.19 | 1199.1 | 1191.54 | 1184.45 | 1177.84 | 1171.71 | 1166.05 | 1160.83 | 1156.02 | 1151.61 | 1147.56 | 1143.89 | 1140.56 | 1137.53 | 1134.79 | 1132.32 | 1130.09 | 1128 | 1126.14 | 1124.43 | 1122.87 | 1121.41 | 1120.03 | 1118.7 | NPgY | GSP | NPg Planning Scenario | I&C (GWh)
NPg Planning Scenario | Dem_BB08b_NPgSubComponent | GWh | NPgN | DRAX_YEDL | I&C (GWh) | Drax | DRAX | 399.24 | 403.34 | 400.95 | 398.75 | 396.71 | 394.84 | 393.14 | 391.6 | 390.22 | 388.99 | 387.92 | 387.01 | 386.25 | 385.63 | 385.15 | 384.82 | 384.62 | 384.55 | 384.61 | 384.77 | 385.04 | 385.4 | 385.85 | 386.47 | 387.12 | 387.83 | 388.61 | 389.44 | 390.31 | 391.22 | NPgY | GSP | NPg Planning Scenario | I&C (GWh)
NPg Planning Scenario | Dem_BB08b_NPgSubComponent | GWh | NPgN | ELLA_1 | I&C (GWh) | Elland | ELLAND | 926.86 | 931.43 | 930.78 | 920.05 | 909.82 | 900.08 | 890.81 | 881.98 | 873.58 | 889.47 | 881.85 | 874.61 | 867.71 | 861.14 | 892.77 | 886.79 | 881.09 | 875.64 | 870.42 | 865.41 | 860.59 | 855.95 | 851.45 | 847.11 | 842.87 | 838.72 | 834.66 | 830.65 | 826.68 | 822.73 | NPgY | GSP | NPg Planning Scenario | I&C (GWh)
NPg Planning Scenario | Dem_BB08b_NPgSubComponent | GWh | NPgN | FERRA2 | I&C (GWh) | Ferrybridge A | FERRYBRIDGE A | 330.74 | 419.62 | 434.26 | 432.05 | 429.98 | 428.06 | 426.27 | 424.62 | 423.1 | 404.71 | 403.43 | 402.28 | 401.25 | 400.33 | 460.38 | 459.67 | 459.07 | 458.57 | 458.15 | 457.81 | 457.55 | 457.35 | 457.22 | 457.21 | 457.21 | 457.26 | 457.36 | 457.49 | 457.65 | 457.84 | NPgY | GSP | NPg Planning Scenario | I&C (GWh)
NPg Planning Scenario | Dem_BB08b_NPgSubComponent | GWh | NPgN | FERRB9 | I&C (GWh) | Ferrybridge B (_M) | FERRYBRIDGE B | 845.44 | 885.06 | 889.81 | 882.91 | 876.41 | 870.29 | 864.55 | 859.18 | 854.16 | 865.32 | 860.96 | 856.94 | 853.24 | 849.83 | 890.3 | 887.44 | 884.84 | 882.5 | 880.38 | 878.47 | 876.75 | 875.2 | 873.81 | 872.67 | 871.59 | 870.63 | 869.77 | 869 | 868.29 | 867.63 | NPgY | GSP | NPg Planning Scenario | I&C (GWh)
NPg Planning Scenario | Dem_BB08b_NPgSubComponent | GWh | NPgN | GRIW_1 | I&C (GWh) | Grimsby West | GRIMSBY WEST | 610.01 | 647.15 | 641.25 | 635.64 | 630.28 | 625.19 | 620.35 | 615.75 | 611.37 | 607.21 | 603.26 | 599.51 | 595.95 | 592.57 | 589.36 | 586.31 | 583.4 | 580.64 | 578 | 575.48 | 573.06 | 570.74 | 568.5 | 566.34 | 564.24 | 562.19 | 560.19 | 558.22 | 556.28 | 554.34 | NPgY | GSP | NPg Planning Scenario | I&C (GWh)
NPg Planning Scenario | Dem_BB08b_NPgSubComponent | GWh | NPgN | JORD_3 | I&C (GWh) | Jordanthorpe | JORDANTHORPE | 131.6 | 132.07 | 131.31 | 130.6 | 129.92 | 129.28 | 128.68 | 128.11 | 127.57 | 127.07 | 126.59 | 126.15 | 125.73 | 125.34 | 124.98 | 124.64 | 124.32 | 124.03 | 123.75 | 123.49 | 123.25 | 123.03 | 122.82 | 122.62 | 122.43 | 122.25 | 122.08 | 121.92 | 121.76 | 121.6 | NPgY | GSP | NPg Planning Scenario | I&C (GWh)
NPg Planning Scenario | Dem_BB08b_NPgSubComponent | GWh | NPgN | KEAD_YEDL | I&C (GWh) | Keadby | KEADBY | 1586.11 | 1595.38 | 1589.02 | 1583.08 | 1577.52 | 1572.34 | 1567.53 | 1563.1 | 1559.01 | 1555.25 | 1551.85 | 1548.79 | 1546.08 | 1543.7 | 1541.6 | 1539.82 | 1538.31 | 1537.09 | 1536.11 | 1535.37 | 1534.84 | 1534.51 | 1534.37 | 1534.39 | 1534.57 | 1534.87 | 1535.28 | 1535.79 | 1536.37 | 1537 | NPgY | GSP | NPg Planning Scenario | I&C (GWh)
NPg Planning Scenario | Dem_BB08b_NPgSubComponent | GWh | NPgN | KIRKB1 | I&C (GWh) | Kirkstall B | KIRKSTALL B | 668.23 | 684.56 | 677.03 | 669.84 | 662.98 | 656.44 | 650.21 | 644.27 | 638.62 | 633.23 | 628.09 | 623.2 | 618.53 | 614.08 | 609.83 | 605.77 | 601.88 | 598.16 | 594.59 | 591.15 | 587.84 | 584.64 | 581.54 | 578.53 | 575.59 | 572.71 | 569.89 | 567.09 | 564.32 | 561.56 | NPgY | GSP | NPg Planning Scenario | I&C (GWh)
NPg Planning Scenario | Dem_BB08b_NPgSubComponent | GWh | NPgN | NEEP_3 | I&C (GWh) | Neepsend | NEEPSEND | 191.63 | 197.34 | 194.97 | 192.71 | 190.55 | 188.5 | 186.54 | 184.67 | 182.9 | 181.2 | 179.59 | 178.05 | 176.58 | 175.19 | 173.85 | 172.57 | 171.35 | 170.18 | 169.06 | 167.98 | 166.94 | 165.94 | 164.96 | 164.02 | 163.09 | 162.19 | 161.3 | 160.42 | 159.55 | 158.69 | NPgY | GSP | NPg Planning Scenario | I&C (GWh)
NPg Planning Scenario | Dem_BB08b_NPgSubComponent | GWh | NPgN | NORL_3 | I&C (GWh) | Norton Lees | NORTON LEES | 95.9 | 94.66 | 93.47 | 92.34 | 91.26 | 90.23 | 89.25 | 88.32 | 87.43 | 86.58 | 85.78 | 85.01 | 84.27 | 83.57 | 82.9 | 82.27 | 81.65 | 81.07 | 80.51 | 79.97 | 79.45 | 78.94 | 78.46 | 77.98 | 77.52 | 77.07 | 76.62 | 76.19 | 75.75 | 75.32 | NPgY | GSP | NPg Planning Scenario | I&C (GWh)
NPg Planning Scenario | Dem_BB08b_NPgSubComponent | GWh | NPgN | PITS_BB_B | I&C (GWh) | Pitsmoor | PITSMOOR 3/4 | 143.99 | 152.66 | 151.13 | 149.67 | 148.28 | 146.95 | 145.68 | 144.48 | 143.33 | 142.24 | 141.2 | 140.2 | 139.26 | 138.35 | 137.49 | 136.67 | 135.88 | 135.13 | 134.41 | 133.71 | 133.04 | 132.4 | 131.77 | 131.16 | 130.57 | 129.99 | 129.42 | 128.85 | 128.29 | 127.74 | NPgY | GSP | NPg Planning Scenario | I&C (GWh)
NPg Planning Scenario | Dem_BB08b_NPgSubComponent | GWh | NPgN | SALT_1 | I&C (GWh) | Saltend North | SALTEND NORTH | 236.94 | 238.62 | 236.91 | 235.3 | 233.77 | 232.34 | 231 | 229.74 | 228.56 | 227.45 | 226.43 | 225.48 | 224.6 | 223.8 | 223.06 | 222.38 | 221.76 | 221.2 | 220.7 | 220.24 | 219.84 | 219.47 | 219.14 | 218.84 | 218.57 | 218.33 | 218.11 | 217.91 | 217.72 | 217.54 | NPgY | GSP | NPg Planning Scenario | I&C (GWh)
NPg Planning Scenario | Dem_BB08b_NPgSubComponent | GWh | NPgN | SHEC_3 | I&C (GWh) | Sheffield City | SHEFFIELD CITY | 241.07 | 262.06 | 259.07 | 256.23 | 253.52 | 250.94 | 248.47 | 246.12 | 243.89 | 241.76 | 239.73 | 237.79 | 235.95 | 234.19 | 232.51 | 230.9 | 229.36 | 227.89 | 226.48 | 225.12 | 223.81 | 222.55 | 221.32 | 220.13 | 218.97 | 217.83 | 216.72 | 215.61 | 214.52 | 213.43 | NPgY | GSP | NPg Planning Scenario | I&C (GWh)
NPg Planning Scenario | Dem_BB08b_NPgSubComponent | GWh | NPgN | SKLGB1 | I&C (GWh) | Skelton Grange | SKELTON GRANGE | 1585 | 1676.6 | 1665.71 | 1648.32 | 1631.75 | 1615.98 | 1600.97 | 1586.69 | 1573.1 | 1568.81 | 1556.52 | 1544.84 | 1533.73 | 1523.16 | 1538.73 | 1529.15 | 1520.01 | 1511.3 | 1502.96 | 1494.97 | 1487.3 | 1479.92 | 1472.79 | 1465.91 | 1459.2 | 1452.66 | 1446.25 | 1439.94 | 1433.69 | 1427.48 | NPgY | GSP | NPg Planning Scenario | I&C (GWh)
NPg Planning Scenario | Dem_BB08b_NPgSubComponent | GWh | NPgN | TEMP_3 | I&C (GWh) | Templeborough | TEMPLEBOROUGH 275/33KV | 38.49 | 39.15 | 38.95 | 38.76 | 38.58 | 38.42 | 38.27 | 38.13 | 38.01 | 37.9 | 37.79 | 37.7 | 37.63 | 37.56 | 37.5 | 37.46 | 37.42 | 37.4 | 37.38 | 37.37 | 37.37 | 37.38 | 37.39 | 37.41 | 37.43 | 37.46 | 37.49 | 37.52 | 37.56 | 37.6 | NPgY | GSP | NPg Planning Scenario | I&C (GWh)
NPg Planning Scenario | Dem_BB08b_NPgSubComponent | GWh | NPgN | THUR_6 | I&C (GWh) | Thurcroft | THURCROFT | 343.12 | 385.14 | 411.73 | 409.32 | 407.06 | 404.96 | 403 | 401.18 | 399.51 | 368.82 | 367.41 | 366.14 | 365.01 | 363.99 | 363.11 | 362.32 | 361.65 | 361.09 | 360.63 | 360.25 | 359.95 | 359.73 | 359.57 | 359.49 | 359.46 | 359.48 | 359.55 | 359.65 | 359.77 | 359.92 | NPgY | GSP | NPg Planning Scenario | I&C (GWh)
NPg Planning Scenario | Dem_BB08b_NPgSubComponent | GWh | NPgN | WMEL_THOM | I&C (GWh) | Thorpe Marsh | WEST MELTON / THORPE MARSH | 1681.79 | 1719.24 | 1715.28 | 1702.63 | 1690.77 | 1679.7 | 1669.35 | 1659.74 | 1650.85 | 1654.49 | 1646.98 | 1640.17 | 1634.03 | 1628.52 | 1657.19 | 1652.85 | 1649.08 | 1645.86 | 1643.12 | 1640.82 | 1638.93 | 1637.41 | 1636.24 | 1635.46 | 1634.91 | 1634.62 | 1634.54 | 1634.63 | 1634.87 | 1635.22 | NPgY | GSP | NPg Planning Scenario | I&C (GWh)
NPg Planning Scenario | Dem_BB08b_NPgSubComponent | GWh | NPgN | WMEL_BB3 | I&C (GWh) | West Melton | WEST MELTON SECTION 3 | 494.63 | 505.78 | 510.16 | 507.97 | 505.92 | 504.01 | 502.23 | 500.59 | 499.07 | 506.18 | 504.9 | 503.75 | 502.71 | 501.79 | 525.31 | 524.59 | 523.97 | 523.46 | 523.02 | 522.67 | 522.38 | 522.16 | 522 | 521.95 | 521.91 | 521.93 | 521.98 | 522.07 | 522.19 | 522.33 | NPgY | GSP | NPg Planning Scenario | I&C (GWh)
NPg Planning Scenario | Dem_BB08b_NPgSubComponent | GWh | NPgN | WIBA_3 | I&C (GWh) | Wincobank | WINCOBANK | 136.56 | 190.92 | 189.43 | 188.02 | 186.68 | 185.41 | 184.21 | 183.06 | 181.98 | 180.96 | 180 | 179.09 | 178.23 | 177.42 | 176.66 | 175.95 | 175.27 | 174.64 | 174.04 | 173.47 | 172.94 | 172.43 | 171.94 | 171.48 | 171.04 | 170.61 | 170.2 | 169.79 | 169.4 | 169.01 | NPgY | GSP | NPg Planning Scenario | I&C (GWh)
NG FES - System Transformation | Dem_BB08b_NPgSubComponent | GWh | NPgN | BLYTB1 | I&C (GWh) | Blyth 66kV | BLYTH 66kV | 413.71 | 419.99 | 419.47 | 418.93 | 418.36 | 417.79 | 417.18 | 416.54 | 415.88 | 415.18 | 416.58 | 418.01 | 419.47 | 420.96 | 422.46 | 423.98 | 425.54 | 427.13 | 428.75 | 430.41 | 432.09 | 433.81 | 435.57 | 437.4 | 439.24 | 441.12 | 443.04 | 444.99 | 446.99 | 449.03 | NPgN | GSP | NG FES - System Transformation | I&C (GWh)
NG FES - System Transformation | Dem_BB08b_NPgSubComponent | GWh | NPgN | BLYTH132 | I&C (GWh) | Blyth 132kV | BLYTH 132kV | 190.71 | 194.64 | 194.44 | 194.22 | 194 | 193.76 | 193.51 | 193.26 | 192.98 | 192.7 | 193.26 | 193.84 | 194.43 | 195.03 | 195.64 | 196.25 | 196.88 | 197.52 | 198.18 | 198.84 | 199.52 | 200.21 | 200.92 | 201.66 | 202.4 | 203.15 | 203.93 | 204.71 | 205.51 | 206.33 | NPgN | GSP | NG FES - System Transformation | I&C (GWh)
NG FES - System Transformation | Dem_BB08b_NPgSubComponent | GWh | NPgN | FOUR_1 | I&C (GWh) | Fourstones | FOURSTONES | 60.06 | 71.05 | 70.98 | 70.9 | 70.82 | 70.73 | 70.64 | 70.55 | 70.45 | 70.35 | 70.55 | 70.76 | 70.97 | 71.19 | 71.41 | 71.63 | 71.86 | 72.09 | 72.32 | 72.56 | 72.81 | 73.06 | 73.31 | 73.58 | 73.84 | 74.12 | 74.4 | 74.68 | 74.97 | 75.26 | NPgN | GSP | NG FES - System Transformation | I&C (GWh)
NG FES - System Transformation | Dem_BB08b_NPgSubComponent | GWh | NPgN | HARM_6 | I&C (GWh) | Hart Moor | HARTMOOR | 301.4 | 307.97 | 306.08 | 304.2 | 302.31 | 300.42 | 298.53 | 296.63 | 294.74 | 292.84 | 292.2 | 291.55 | 290.91 | 290.27 | 289.64 | 289.01 | 288.38 | 287.76 | 287.14 | 286.52 | 285.9 | 285.29 | 284.68 | 284.07 | 283.47 | 282.87 | 282.28 | 281.68 | 281.09 | 280.5 | NPgN | GSP | NG FES - System Transformation | I&C (GWh)
NG FES - System Transformation | Dem_BB08b_NPgSubComponent | GWh | NPgN | HAWP_6 | I&C (GWh) | Hawthorn Pit | HAWTHORN PIT GRID | 259.73 | 263.75 | 261.84 | 259.93 | 258.02 | 256.1 | 254.19 | 252.28 | 250.36 | 248.44 | 247.79 | 247.13 | 246.48 | 245.83 | 245.18 | 244.54 | 243.9 | 243.26 | 242.63 | 241.99 | 241.37 | 240.74 | 240.12 | 239.5 | 238.88 | 238.26 | 237.65 | 237.04 | 236.44 | 235.84 | NPgN | GSP | NG FES - System Transformation | I&C (GWh)
NG FES - System Transformation | Dem_BB08b_NPgSubComponent | GWh | NPgN | KNARE_111 | I&C (GWh) | Knaresborough | KNARESBOROUGH | 393.27 | 415.45 | 416.12 | 416.73 | 417.29 | 417.8 | 418.29 | 418.75 | 419.16 | 419.54 | 421.57 | 423.65 | 425.79 | 427.97 | 430.16 | 432.4 | 434.71 | 437.08 | 439.5 | 441.95 | 444.45 | 446.99 | 449.58 | 452.14 | 454.78 | 457.47 | 460.2 | 462.98 | 465.8 | 468.66 | NPgN | GSP | NG FES - System Transformation | I&C (GWh)
NG FES - System Transformation | Dem_BB08b_NPgSubComponent | GWh | NPgN | LACK_6 | I&C (GWh) | Lackenby | LACKENBY | 567.66 | 571.35 | 571.09 | 570.82 | 570.52 | 570.22 | 569.9 | 569.57 | 569.21 | 568.84 | 569.43 | 570.04 | 570.66 | 571.29 | 571.94 | 572.6 | 573.27 | 573.96 | 574.66 | 575.38 | 576.12 | 576.87 | 577.63 | 578.41 | 579.2 | 580.01 | 580.84 | 581.68 | 582.54 | 583.42 | NPgN | GSP | NG FES - System Transformation | I&C (GWh)
NG FES - System Transformation | Dem_BB08b_NPgSubComponent | GWh | NPgN | NORT_1 | I&C (GWh) | Norton | NORTON | 1317.85 | 1363.44 | 1360.92 | 1358.34 | 1355.69 | 1352.94 | 1350.1 | 1347.21 | 1344.21 | 1341.16 | 1343.63 | 1346.16 | 1348.79 | 1351.48 | 1354.24 | 1357.06 | 1360 | 1363.04 | 1366.16 | 1369.36 | 1372.63 | 1375.99 | 1379.42 | 1382.82 | 1386.37 | 1390 | 1393.7 | 1397.48 | 1401.34 | 1405.28 | NPgN | GSP | NG FES - System Transformation | I&C (GWh)
NG FES - System Transformation | Dem_BB08b_NPgSubComponent | GWh | NPgN | OFFE_3 | I&C (GWh) | Offerton | OFFERTON | 120.84 | 122.98 | 122.14 | 121.3 | 120.46 | 119.62 | 118.78 | 117.93 | 117.09 | 116.24 | 115.98 | 115.73 | 115.47 | 115.22 | 114.97 | 114.72 | 114.47 | 114.23 | 113.98 | 113.74 | 113.5 | 113.26 | 113.03 | 112.79 | 112.56 | 112.33 | 112.1 | 111.87 | 111.65 | 111.42 | NPgN | GSP | NG FES - System Transformation | I&C (GWh)
NG FES - System Transformation | Dem_BB08b_NPgSubComponent | GWh | NPgN | OSBA_1 | I&C (GWh) | Osbaldwick | OSBALDWICK | 820.69 | 876.37 | 873.1 | 869.8 | 866.47 | 863.13 | 859.76 | 856.36 | 852.91 | 849.44 | 849.98 | 850.57 | 851.19 | 851.82 | 852.49 | 853.2 | 853.95 | 854.75 | 855.58 | 856.45 | 857.36 | 858.31 | 859.3 | 860.43 | 861.54 | 862.71 | 863.93 | 865.19 | 866.51 | 867.88 | NPgN | GSP | NG FES - System Transformation | I&C (GWh)
NG FES - System Transformation | Dem_BB08b_NPgSubComponent | GWh | NPgN | POPP_3 | I&C (GWh) | Poppleton | POPPLETON | 98.53 | 101.12 | 100.43 | 99.73 | 99.04 | 98.34 | 97.65 | 96.95 | 96.25 | 95.55 | 95.33 | 95.11 | 94.9 | 94.68 | 94.47 | 94.26 | 94.05 | 93.84 | 93.63 | 93.43 | 93.23 | 93.03 | 92.83 | 92.63 | 92.43 | 92.23 | 92.04 | 91.85 | 91.66 | 91.47 | NPgN | GSP | NG FES - System Transformation | I&C (GWh)
NG FES - System Transformation | Dem_BB08b_NPgSubComponent | GWh | NPgN | SALH_1 | I&C (GWh) | Saltholme | SALTHOLME | 417.8 | 497.48 | 496.47 | 495.45 | 494.43 | 493.4 | 492.36 | 491.31 | 490.26 | 489.2 | 489.1 | 489.01 | 488.92 | 488.84 | 488.77 | 488.7 | 488.64 | 488.59 | 488.55 | 488.52 | 488.49 | 488.47 | 488.46 | 488.44 | 488.44 | 488.44 | 488.46 | 488.48 | 488.5 | 488.54 | NPgN | GSP | NG FES - System Transformation | I&C (GWh)
NG FES - System Transformation | Dem_BB08b_NPgSubComponent | GWh | NPgN | SSHI_3 | I&C (GWh) | South Shields | SOUTH SHIELDS | 105.08 | 106.32 | 105.58 | 104.83 | 104.09 | 103.35 | 102.61 | 101.87 | 101.12 | 100.38 | 100.11 | 99.84 | 99.57 | 99.29 | 99.03 | 98.76 | 98.49 | 98.22 | 97.96 | 97.69 | 97.43 | 97.16 | 96.9 | 96.64 | 96.38 | 96.12 | 95.86 | 95.6 | 95.34 | 95.08 | NPgN | GSP | NG FES - System Transformation | I&C (GWh)
NG FES - System Transformation | Dem_BB08b_NPgSubComponent | GWh | NPgN | KIELD01 and SPAD20 | I&C (GWh) | 0 | SPADEADAM | 19.45 | 19.42 | 19.4 | 19.37 | 19.35 | 19.32 | 19.29 | 19.26 | 19.23 | 19.2 | 19.26 | 19.33 | 19.4 | 19.47 | 19.54 | 19.61 | 19.69 | 19.76 | 19.84 | 19.92 | 20 | 20.08 | 20.16 | 20.25 | 20.33 | 20.42 | 20.51 | 20.6 | 20.7 | 20.79 | NPgN | GSP | NG FES - System Transformation | I&C (GWh)
NG FES - System Transformation | Dem_BB08b_NPgSubComponent | GWh | NPgN | SPEN_1 | I&C (GWh) | Spennymoor | SPENNYMOOR | 612.97 | 629.01 | 624.59 | 620.17 | 615.75 | 611.33 | 606.9 | 602.47 | 598.04 | 601.06 | 599.52 | 597.98 | 596.46 | 594.94 | 614.23 | 612.73 | 611.24 | 609.75 | 608.27 | 606.79 | 605.33 | 603.87 | 602.42 | 600.97 | 599.53 | 598.09 | 596.67 | 595.25 | 593.83 | 592.43 | NPgN | GSP | NG FES - System Transformation | I&C (GWh)
NG FES - System Transformation | Dem_BB08b_NPgSubComponent | GWh | NPgN | STEN_1 | I&C (GWh) | Stella North | STELLA NORTH | 547.62 | 561.98 | 559.74 | 557.52 | 555.32 | 553.14 | 550.97 | 548.76 | 546.55 | 544.31 | 544.7 | 545.07 | 545.43 | 545.79 | 546.19 | 546.6 | 547 | 547.38 | 547.78 | 548.23 | 548.71 | 549.22 | 549.77 | 550.24 | 550.8 | 551.38 | 551.99 | 552.63 | 553.29 | 553.98 | NPgN | GSP | NG FES - System Transformation | I&C (GWh)
NG FES - System Transformation | Dem_BB08b_NPgSubComponent | GWh | NPgN | STES_1 | I&C (GWh) | Stella South | STELLA SOUTH | 806.48 | 854.75 | 850.85 | 846.93 | 843 | 839.06 | 835.11 | 831.14 | 827.15 | 827.9 | 827.25 | 826.62 | 826 | 825.41 | 838.33 | 837.76 | 837.21 | 836.68 | 836.17 | 835.68 | 835.21 | 834.76 | 834.33 | 833.94 | 833.56 | 833.2 | 832.86 | 832.55 | 832.26 | 831.99 | NPgN | GSP | NG FES - System Transformation | I&C (GWh)
NG FES - System Transformation | Dem_BB08b_NPgSubComponent | GWh | NPgN | TYNE_1 | I&C (GWh) | Tynemouth 1 | TYNEMOUTH | 397.91 | 454.55 | 454.11 | 453.65 | 453.19 | 452.71 | 452.23 | 451.72 | 451.19 | 450.64 | 451.9 | 453.17 | 454.45 | 455.76 | 457.1 | 458.46 | 459.84 | 461.25 | 462.69 | 464.17 | 465.68 | 467.22 | 468.8 | 470.42 | 472.07 | 473.76 | 475.49 | 477.25 | 479.05 | 480.88 | NPgN | GSP | NG FES - System Transformation | I&C (GWh)
NG FES - System Transformation | Dem_BB08b_NPgSubComponent | GWh | NPgN | WBOL_6 | I&C (GWh) | West Boldon | WEST BOLDON | 620.11 | 681.46 | 678.53 | 675.6 | 672.68 | 669.75 | 666.82 | 663.88 | 660.94 | 657.99 | 657.28 | 656.57 | 655.87 | 655.17 | 654.49 | 653.81 | 653.14 | 652.47 | 651.81 | 651.17 | 650.53 | 649.91 | 649.3 | 648.69 | 648.09 | 647.51 | 646.94 | 646.38 | 645.83 | 645.29 | NPgN | GSP | NG FES - System Transformation | I&C (GWh)
NG FES - System Transformation | Dem_BB08b_NPgSubComponent | GWh | NPgN | BRAW_1 | I&C (GWh) | Bradford West | BRADFORD WEST | 990.01 | 1007.18 | 1000.12 | 993.07 | 986 | 978.94 | 971.87 | 964.8 | 957.72 | 950.64 | 948.32 | 946.01 | 943.72 | 941.44 | 939.17 | 936.92 | 934.69 | 932.47 | 930.26 | 928.07 | 925.89 | 923.72 | 921.57 | 919.44 | 917.32 | 915.22 | 913.13 | 911.05 | 908.99 | 906.95 | NPgY | GSP | NG FES - System Transformation | I&C (GWh)
NG FES - System Transformation | Dem_BB08b_NPgSubComponent | GWh | NPgN | CAMB_01 | I&C (GWh) | Camblesforth | CAMBLESFORTH | 133.62 | 157.23 | 157.18 | 157.13 | 157.07 | 157 | 156.92 | 156.82 | 156.73 | 156.62 | 157.05 | 157.48 | 157.92 | 158.38 | 158.84 | 159.3 | 159.78 | 160.27 | 160.77 | 161.28 | 161.8 | 162.34 | 162.88 | 163.42 | 163.99 | 164.56 | 165.14 | 165.74 | 166.35 | 166.96 | NPgY | GSP | NG FES - System Transformation | I&C (GWh)
NG FES - System Transformation | Dem_BB08b_NPgSubComponent | GWh | NPgN | CREB_1 | I&C (GWh) | Creyke Beck | CREYKE BECK | 1231.2 | 1263.58 | 1259.64 | 1255.64 | 1251.58 | 1247.46 | 1243.26 | 1239 | 1234.68 | 1230.29 | 1231.95 | 1233.65 | 1235.43 | 1237.26 | 1239.15 | 1241.1 | 1243.11 | 1245.21 | 1247.4 | 1249.67 | 1252.01 | 1254.44 | 1256.96 | 1259.45 | 1262.09 | 1264.82 | 1267.62 | 1270.5 | 1273.46 | 1276.51 | NPgY | GSP | NG FES - System Transformation | I&C (GWh)
NG FES - System Transformation | Dem_BB08b_NPgSubComponent | GWh | NPgN | DRAX_YEDL | I&C (GWh) | Drax | DRAX | 399.24 | 406.07 | 406.2 | 406.32 | 406.39 | 406.41 | 406.4 | 406.37 | 406.31 | 406.22 | 408.17 | 410.15 | 412.16 | 414.2 | 416.27 | 418.38 | 420.54 | 422.75 | 425.01 | 427.31 | 429.65 | 432.03 | 434.46 | 437.06 | 439.64 | 442.27 | 444.96 | 447.71 | 450.51 | 453.37 | NPgY | GSP | NG FES - System Transformation | I&C (GWh)
NG FES - System Transformation | Dem_BB08b_NPgSubComponent | GWh | NPgN | ELLA_1 | I&C (GWh) | Elland | ELLAND | 926.86 | 936.41 | 940.19 | 933.37 | 926.55 | 919.72 | 912.9 | 906.07 | 899.25 | 916.31 | 913.97 | 911.64 | 909.32 | 907.02 | 942.61 | 940.33 | 938.06 | 935.81 | 933.56 | 931.33 | 929.11 | 926.91 | 924.71 | 922.54 | 920.37 | 918.22 | 916.08 | 913.96 | 911.85 | 909.75 | NPgY | GSP | NG FES - System Transformation | I&C (GWh)
NG FES - System Transformation | Dem_BB08b_NPgSubComponent | GWh | NPgN | FERRA2 | I&C (GWh) | Ferrybridge A | FERRYBRIDGE A | 330.74 | 421.56 | 437.97 | 437.38 | 436.78 | 436.16 | 435.54 | 434.9 | 434.26 | 416.62 | 417.47 | 418.35 | 419.26 | 420.19 | 482.01 | 483 | 484.02 | 485.08 | 486.16 | 487.28 | 488.42 | 489.59 | 490.78 | 492.09 | 493.38 | 494.71 | 496.07 | 497.47 | 498.91 | 500.39 | NPgY | GSP | NG FES - System Transformation | I&C (GWh)
NG FES - System Transformation | Dem_BB08b_NPgSubComponent | GWh | NPgN | FERRB9 | I&C (GWh) | Ferrybridge B (_M) | FERRYBRIDGE B | 845.44 | 890.07 | 899.37 | 896.58 | 893.76 | 890.92 | 888.05 | 885.16 | 882.25 | 895.16 | 896.24 | 897.37 | 898.56 | 899.79 | 944.67 | 946.01 | 947.41 | 948.89 | 950.43 | 952.02 | 953.66 | 955.36 | 957.11 | 959.06 | 961 | 963 | 965.08 | 967.23 | 969.45 | 971.74 | NPgY | GSP | NG FES - System Transformation | I&C (GWh)
NG FES - System Transformation | Dem_BB08b_NPgSubComponent | GWh | NPgN | GRIW_1 | I&C (GWh) | Grimsby West | GRIMSBY WEST | 610.01 | 649.92 | 646.5 | 643.08 | 639.64 | 636.2 | 632.76 | 629.31 | 625.86 | 622.4 | 621.39 | 620.39 | 619.4 | 618.42 | 617.45 | 616.49 | 615.54 | 614.6 | 613.67 | 612.75 | 611.84 | 610.93 | 610.04 | 609.16 | 608.28 | 607.42 | 606.57 | 605.72 | 604.89 | 604.07 | NPgY | GSP | NG FES - System Transformation | I&C (GWh)
NG FES - System Transformation | Dem_BB08b_NPgSubComponent | GWh | NPgN | JORD_3 | I&C (GWh) | Jordanthorpe | JORDANTHORPE | 131.6 | 132.51 | 132.15 | 131.79 | 131.43 | 131.07 | 130.71 | 130.35 | 129.98 | 129.62 | 129.61 | 129.62 | 129.62 | 129.63 | 129.64 | 129.65 | 129.68 | 129.7 | 129.73 | 129.76 | 129.79 | 129.83 | 129.88 | 129.92 | 129.97 | 130.03 | 130.09 | 130.15 | 130.22 | 130.29 | NPgY | GSP | NG FES - System Transformation | I&C (GWh)
NG FES - System Transformation | Dem_BB08b_NPgSubComponent | GWh | NPgN | KEAD_YEDL | I&C (GWh) | Keadby | KEADBY | 1586.11 | 1601.3 | 1600.39 | 1599.41 | 1598.34 | 1597.22 | 1596.02 | 1594.77 | 1593.46 | 1592.08 | 1595.11 | 1598.2 | 1601.37 | 1604.6 | 1607.88 | 1611.25 | 1614.7 | 1618.24 | 1621.85 | 1625.54 | 1629.31 | 1633.17 | 1637.1 | 1641.13 | 1645.23 | 1649.43 | 1653.7 | 1658.07 | 1662.53 | 1667.07 | NPgY | GSP | NG FES - System Transformation | I&C (GWh)
NG FES - System Transformation | Dem_BB08b_NPgSubComponent | GWh | NPgN | KIRKB1 | I&C (GWh) | Kirkstall B | KIRKSTALL B | 668.23 | 687.8 | 683.13 | 678.47 | 673.81 | 669.14 | 664.48 | 659.82 | 655.16 | 650.49 | 648.77 | 647.06 | 645.35 | 643.64 | 641.94 | 640.25 | 638.56 | 636.88 | 635.2 | 633.52 | 631.86 | 630.19 | 628.53 | 626.88 | 625.23 | 623.59 | 621.95 | 620.32 | 618.69 | 617.06 | NPgY | GSP | NG FES - System Transformation | I&C (GWh)
NG FES - System Transformation | Dem_BB08b_NPgSubComponent | GWh | NPgN | NEEP_3 | I&C (GWh) | Neepsend | NEEPSEND | 191.63 | 198.35 | 196.89 | 195.42 | 193.95 | 192.49 | 191.02 | 189.55 | 188.09 | 186.62 | 186.08 | 185.54 | 185 | 184.47 | 183.93 | 183.4 | 182.87 | 182.34 | 181.81 | 181.28 | 180.76 | 180.24 | 179.71 | 179.19 | 178.68 | 178.16 | 177.64 | 177.13 | 176.62 | 176.11 | NPgY | GSP | NG FES - System Transformation | I&C (GWh)
NG FES - System Transformation | Dem_BB08b_NPgSubComponent | GWh | NPgN | NORL_3 | I&C (GWh) | Norton Lees | NORTON LEES | 95.9 | 95.17 | 94.43 | 93.7 | 92.96 | 92.23 | 91.5 | 90.76 | 90.03 | 89.29 | 89.02 | 88.75 | 88.48 | 88.22 | 87.95 | 87.68 | 87.42 | 87.15 | 86.89 | 86.62 | 86.36 | 86.1 | 85.84 | 85.58 | 85.32 | 85.06 | 84.8 | 84.54 | 84.29 | 84.03 | NPgY | GSP | NG FES - System Transformation | I&C (GWh)
NG FES - System Transformation | Dem_BB08b_NPgSubComponent | GWh | NPgN | PITS_BB_B | I&C (GWh) | Pitsmoor | PITSMOOR 3/4 | 143.99 | 153.32 | 152.37 | 151.43 | 150.48 | 149.53 | 148.59 | 147.64 | 146.7 | 145.75 | 145.4 | 145.06 | 144.72 | 144.37 | 144.03 | 143.69 | 143.35 | 143.02 | 142.68 | 142.34 | 142.01 | 141.68 | 141.34 | 141.01 | 140.68 | 140.35 | 140.03 | 139.7 | 139.37 | 139.05 | NPgY | GSP | NG FES - System Transformation | I&C (GWh)
NG FES - System Transformation | Dem_BB08b_NPgSubComponent | GWh | NPgN | SALT_1 | I&C (GWh) | Saltend North | SALTEND NORTH | 236.94 | 239.86 | 239.27 | 238.67 | 238.06 | 237.45 | 236.82 | 236.18 | 235.53 | 234.86 | 235.17 | 235.48 | 235.8 | 236.13 | 236.47 | 236.82 | 237.19 | 237.56 | 237.95 | 238.36 | 238.78 | 239.21 | 239.65 | 240.1 | 240.56 | 241.04 | 241.53 | 242.04 | 242.56 | 243.09 | NPgY | GSP | NG FES - System Transformation | I&C (GWh)
NG FES - System Transformation | Dem_BB08b_NPgSubComponent | GWh | NPgN | SHEC_3 | I&C (GWh) | Sheffield City | SHEFFIELD CITY | 241.07 | 263.33 | 261.49 | 259.64 | 257.8 | 255.95 | 254.11 | 252.26 | 250.42 | 248.57 | 247.89 | 247.21 | 246.54 | 245.86 | 245.19 | 244.52 | 243.85 | 243.19 | 242.52 | 241.86 | 241.2 | 240.54 | 239.89 | 239.23 | 238.58 | 237.93 | 237.28 | 236.63 | 235.99 | 235.35 | NPgY | GSP | NG FES - System Transformation | I&C (GWh)
NG FES - System Transformation | Dem_BB08b_NPgSubComponent | GWh | NPgN | SKLGB1 | I&C (GWh) | Skelton Grange | SKELTON GRANGE | 1585 | 1684.85 | 1681.32 | 1670.42 | 1659.52 | 1648.62 | 1637.71 | 1626.8 | 1615.89 | 1613.6 | 1610.06 | 1606.55 | 1603.06 | 1599.6 | 1621.79 | 1618.37 | 1614.99 | 1611.63 | 1608.3 | 1604.99 | 1601.71 | 1598.45 | 1595.21 | 1592.04 | 1588.88 | 1585.74 | 1582.63 | 1579.54 | 1576.49 | 1573.47 | NPgY | GSP | NG FES - System Transformation | I&C (GWh)
NG FES - System Transformation | Dem_BB08b_NPgSubComponent | GWh | NPgN | TEMP_3 | I&C (GWh) | Templeborough | TEMPLEBOROUGH 275/33KV | 38.49 | 39.34 | 39.32 | 39.29 | 39.26 | 39.23 | 39.2 | 39.17 | 39.13 | 39.1 | 39.21 | 39.32 | 39.44 | 39.56 | 39.68 | 39.8 | 39.93 | 40.07 | 40.2 | 40.35 | 40.49 | 40.64 | 40.79 | 40.94 | 41.1 | 41.26 | 41.42 | 41.59 | 41.76 | 41.94 | NPgY | GSP | NG FES - System Transformation | I&C (GWh)
NG FES - System Transformation | Dem_BB08b_NPgSubComponent | GWh | NPgN | THUR_6 | I&C (GWh) | Thurcroft | THURCROFT | 343.12 | 387.28 | 415.82 | 415.19 | 414.54 | 413.87 | 413.19 | 412.5 | 411.79 | 381.93 | 382.86 | 383.81 | 384.8 | 385.81 | 386.87 | 387.94 | 389.05 | 390.21 | 391.39 | 392.6 | 393.85 | 395.12 | 396.43 | 397.78 | 399.16 | 400.57 | 402.01 | 403.49 | 405.01 | 406.56 | NPgY | GSP | NG FES - System Transformation | I&C (GWh)
NG FES - System Transformation | Dem_BB08b_NPgSubComponent | GWh | NPgN | WMEL_THOM | I&C (GWh) | Thorpe Marsh | WEST MELTON / THORPE MARSH | 1681.79 | 1729.98 | 1735.84 | 1732.11 | 1728.27 | 1724.38 | 1720.39 | 1716.32 | 1712.22 | 1719.89 | 1724.11 | 1728.46 | 1732.97 | 1737.63 | 1775.98 | 1780.92 | 1786.03 | 1791.34 | 1796.79 | 1802.39 | 1808.13 | 1814.01 | 1820.02 | 1826.31 | 1832.68 | 1839.22 | 1845.93 | 1852.8 | 1859.84 | 1867.05 | NPgY | GSP | NG FES - System Transformation | I&C (GWh)
NG FES - System Transformation | Dem_BB08b_NPgSubComponent | GWh | NPgN | WMEL_BB3 | I&C (GWh) | West Melton | WEST MELTON SECTION 3 | 494.63 | 507.69 | 513.83 | 513.23 | 512.62 | 512 | 511.37 | 510.73 | 510.08 | 517.94 | 518.75 | 519.59 | 520.47 | 521.36 | 546.62 | 547.57 | 548.55 | 549.57 | 550.62 | 551.7 | 552.79 | 553.92 | 555.07 | 556.31 | 557.54 | 558.81 | 560.11 | 561.45 | 562.82 | 564.22 | NPgY | GSP | NG FES - System Transformation | I&C (GWh)
NG FES - System Transformation | Dem_BB08b_NPgSubComponent | GWh | NPgN | WIBA_3 | I&C (GWh) | Wincobank | WINCOBANK | 136.56 | 191.7 | 190.91 | 190.12 | 189.33 | 188.54 | 187.74 | 186.95 | 186.15 | 185.35 | 185.22 | 185.09 | 184.97 | 184.86 | 184.75 | 184.64 | 184.54 | 184.45 | 184.36 | 184.28 | 184.2 | 184.13 | 184.07 | 184 | 183.95 | 183.9 | 183.86 | 183.82 | 183.78 | 183.76 | NPgY | GSP | NG FES - System Transformation | I&C (GWh)
NG FES - Consumer Transformation | Gen_BB012 | MW | NPgN | BLYTB1 | Total installed PV capacity - I&C and large (MW) | Blyth 66kV | BLYTH 66kV | 1 | 9.731 | 10.299 | 11.382 | 12.548 | 13.709 | 14.889 | 16.354 | 18.115 | 20.544 | 23.289 | 26.25 | 28.903 | 32.124 | 34.179 | 35.568 | 36.022 | 36.617 | 37.417 | 39.057 | 40.691 | 42.315 | 43.929 | 45.202 | 46.468 | 47.725 | 48.975 | 50.218 | 51.453 | 52.68 | NPgN | GSP | NG FES - Consumer Transformation | Total installed PV capacity - I&C and large (MW)
NG FES - Consumer Transformation | Gen_BB012 | MW | NPgN | BLYTH132 | Total installed PV capacity - I&C and large (MW) | Blyth 132kV | BLYTH 132kV | 0.886 | 16.224 | 17.082 | 18.819 | 20.701 | 22.574 | 24.453 | 26.804 | 29.631 | 33.544 | 37.951 | 42.675 | 46.851 | 52.022 | 55.226 | 57.521 | 58.248 | 59.065 | 60.202 | 62.819 | 65.422 | 68.007 | 70.575 | 72.54 | 74.49 | 76.428 | 78.352 | 80.262 | 82.159 | 84.043 | NPgN | GSP | NG FES - Consumer Transformation | Total installed PV capacity - I&C and large (MW)
NG FES - Consumer Transformation | Gen_BB012 | MW | NPgN | FOUR_1 | Total installed PV capacity - I&C and large (MW) | Fourstones | FOURSTONES | 0.262 | 1.058 | 1.133 | 1.26 | 1.395 | 1.53 | 1.671 | 1.843 | 2.049 | 2.332 | 2.654 | 3.006 | 3.33 | 3.708 | 3.964 | 4.116 | 4.17 | 4.262 | 4.379 | 4.574 | 4.768 | 4.962 | 5.155 | 5.317 | 5.478 | 5.639 | 5.799 | 5.958 | 6.116 | 6.274 | NPgN | GSP | NG FES - Consumer Transformation | Total installed PV capacity - I&C and large (MW)
NG FES - Consumer Transformation | Gen_BB012 | MW | NPgN | HARM_6 | Total installed PV capacity - I&C and large (MW) | Hart Moor | HARTMOOR | 0.92 | 5.211 | 5.507 | 6.061 | 6.655 | 7.247 | 7.851 | 8.599 | 9.499 | 10.738 | 12.14 | 13.655 | 15.018 | 16.664 | 17.722 | 18.425 | 18.657 | 18.975 | 19.399 | 20.238 | 21.074 | 21.906 | 22.733 | 23.391 | 24.045 | 24.696 | 25.343 | 25.986 | 26.625 | 27.261 | NPgN | GSP | NG FES - Consumer Transformation | Total installed PV capacity - I&C and large (MW)
NG FES - Consumer Transformation | Gen_BB012 | MW | NPgN | HAWP_6 | Total installed PV capacity - I&C and large (MW) | Hawthorn Pit | HAWTHORN PIT GRID | 6.445 | 10.929 | 11.227 | 11.792 | 12.399 | 13.004 | 13.62 | 14.383 | 15.302 | 16.568 | 17.999 | 19.544 | 20.929 | 22.609 | 23.683 | 24.405 | 24.642 | 24.957 | 25.378 | 26.234 | 27.086 | 27.934 | 28.776 | 29.442 | 30.104 | 30.763 | 31.417 | 32.067 | 32.714 | 33.356 | NPgN | GSP | NG FES - Consumer Transformation | Total installed PV capacity - I&C and large (MW)
NG FES - Consumer Transformation | Gen_BB012 | MW | NPgN | KNARE_111 | Total installed PV capacity - I&C and large (MW) | Knaresborough | KNARESBOROUGH | 12.216 | 30.053 | 31.131 | 33.248 | 35.535 | 37.81 | 40.109 | 42.973 | 46.418 | 51.176 | 56.543 | 62.316 | 67.453 | 73.752 | 77.712 | 80.468 | 81.356 | 82.435 | 83.908 | 87.106 | 90.288 | 93.451 | 96.594 | 99.035 | 101.46 | 103.869 | 106.263 | 108.641 | 111.004 | 113.351 | NPgN | GSP | NG FES - Consumer Transformation | Total installed PV capacity - I&C and large (MW)
NG FES - Consumer Transformation | Gen_BB012 | MW | NPgN | LACK_6 | Total installed PV capacity - I&C and large (MW) | Lackenby | LACKENBY | 13.775 | 18.408 | 18.773 | 19.427 | 20.124 | 20.819 | 21.536 | 22.418 | 23.479 | 24.936 | 26.588 | 28.383 | 30.015 | 31.955 | 33.232 | 34.04 | 34.315 | 34.731 | 35.276 | 36.269 | 37.262 | 38.249 | 39.231 | 40.031 | 40.827 | 41.618 | 42.406 | 43.19 | 43.97 | 44.745 | NPgN | GSP | NG FES - Consumer Transformation | Total installed PV capacity - I&C and large (MW)
NG FES - Consumer Transformation | Gen_BB012 | MW | NPgN | NORT_1 | Total installed PV capacity - I&C and large (MW) | Norton | NORTON | 99.763 | 136.516 | 138.794 | 143.228 | 148.01 | 152.768 | 157.586 | 163.581 | 170.793 | 180.748 | 191.982 | 204.08 | 214.866 | 228.053 | 236.381 | 242.123 | 243.981 | 246.298 | 249.444 | 256.143 | 262.814 | 269.444 | 276.032 | 281.174 | 286.284 | 291.361 | 296.406 | 301.42 | 306.401 | 311.35 | NPgN | GSP | NG FES - Consumer Transformation | Total installed PV capacity - I&C and large (MW)
NG FES - Consumer Transformation | Gen_BB012 | MW | NPgN | OFFE_3 | Total installed PV capacity - I&C and large (MW) | Offerton | OFFERTON | 0.15 | 0.471 | 0.533 | 0.623 | 0.716 | 0.809 | 0.911 | 1.032 | 1.177 | 1.374 | 1.599 | 1.852 | 2.093 | 2.359 | 2.555 | 2.651 | 2.689 | 2.777 | 2.885 | 3.024 | 3.164 | 3.304 | 3.444 | 3.571 | 3.698 | 3.825 | 3.951 | 4.077 | 4.203 | 4.328 | NPgN | GSP | NG FES - Consumer Transformation | Total installed PV capacity - I&C and large (MW)
NG FES - Consumer Transformation | Gen_BB012 | MW | NPgN | OSBA_1 | Total installed PV capacity - I&C and large (MW) | Osbaldwick | OSBALDWICK | 8.455 | 52.116 | 54.572 | 59.534 | 64.911 | 70.259 | 75.63 | 82.345 | 90.423 | 101.6 | 114.188 | 127.689 | 139.629 | 154.4 | 163.564 | 170.113 | 172.191 | 174.542 | 177.804 | 185.283 | 192.721 | 200.11 | 207.449 | 213.069 | 218.651 | 224.195 | 229.701 | 235.169 | 240.598 | 245.989 | NPgN | GSP | NG FES - Consumer Transformation | Total installed PV capacity - I&C and large (MW)
NG FES - Consumer Transformation | Gen_BB012 | MW | NPgN | POPP_3 | Total installed PV capacity - I&C and large (MW) | Poppleton | POPPLETON | 0.429 | 1.771 | 1.87 | 2.052 | 2.246 | 2.44 | 2.639 | 2.884 | 3.179 | 3.585 | 4.044 | 4.543 | 4.994 | 5.533 | 5.885 | 6.112 | 6.188 | 6.299 | 6.445 | 6.721 | 6.996 | 7.27 | 7.542 | 7.762 | 7.98 | 8.197 | 8.413 | 8.628 | 8.841 | 9.054 | NPgN | GSP | NG FES - Consumer Transformation | Total installed PV capacity - I&C and large (MW)
NG FES - Consumer Transformation | Gen_BB012 | MW | NPgN | SALH_1 | Total installed PV capacity - I&C and large (MW) | Saltholme | SALTHOLME | 0.056 | 0.39 | 0.413 | 0.456 | 0.502 | 0.548 | 0.595 | 0.653 | 0.723 | 0.82 | 0.929 | 1.047 | 1.153 | 1.281 | 1.363 | 1.418 | 1.436 | 1.461 | 1.493 | 1.559 | 1.624 | 1.688 | 1.753 | 1.804 | 1.855 | 1.905 | 1.956 | 2.006 | 2.055 | 2.105 | NPgN | GSP | NG FES - Consumer Transformation | Total installed PV capacity - I&C and large (MW)
NG FES - Consumer Transformation | Gen_BB012 | MW | NPgN | SSHI_3 | Total installed PV capacity - I&C and large (MW) | South Shields | SOUTH SHIELDS | 0.57 | 0.576 | 0.62 | 0.674 | 0.728 | 0.782 | 0.845 | 0.917 | 1.003 | 1.118 | 1.252 | 1.406 | 1.561 | 1.719 | 1.848 | 1.897 | 1.919 | 1.99 | 2.073 | 2.158 | 2.244 | 2.331 | 2.417 | 2.503 | 2.589 | 2.675 | 2.761 | 2.847 | 2.933 | 3.019 | NPgN | GSP | NG FES - Consumer Transformation | Total installed PV capacity - I&C and large (MW)
NG FES - Consumer Transformation | Gen_BB012 | MW | NPgN | KIELD01 and SPAD20 | Total installed PV capacity - I&C and large (MW) | 0 | SPADEADAM | 0.064 | 0.687 | 0.732 | 0.814 | 0.903 | 0.991 | 1.082 | 1.194 | 1.328 | 1.513 | 1.723 | 1.95 | 2.155 | 2.401 | 2.56 | 2.664 | 2.699 | 2.748 | 2.814 | 2.939 | 3.065 | 3.189 | 3.313 | 3.413 | 3.512 | 3.61 | 3.708 | 3.805 | 3.902 | 3.998 | NPgN | GSP | NG FES - Consumer Transformation | Total installed PV capacity - I&C and large (MW)
NG FES - Consumer Transformation | Gen_BB012 | MW | NPgN | SPEN_1 | Total installed PV capacity - I&C and large (MW) | Spennymoor | SPENNYMOOR | 3.714 | 32.892 | 34.606 | 38.011 | 41.693 | 45.355 | 49.047 | 53.653 | 59.194 | 66.852 | 75.485 | 84.76 | 92.994 | 103.125 | 109.461 | 113.917 | 115.344 | 117.031 | 119.35 | 124.487 | 129.599 | 134.679 | 139.726 | 143.623 | 147.496 | 151.342 | 155.164 | 158.96 | 162.73 | 166.475 | NPgN | GSP | NG FES - Consumer Transformation | Total installed PV capacity - I&C and large (MW)
NG FES - Consumer Transformation | Gen_BB012 | MW | NPgN | STEN_1 | Total installed PV capacity - I&C and large (MW) | Stella North | STELLA NORTH | 1.976 | 4.007 | 4.269 | 4.68 | 5.11 | 5.538 | 5.996 | 6.549 | 7.213 | 8.116 | 9.149 | 10.291 | 11.362 | 12.577 | 13.434 | 13.9 | 14.073 | 14.419 | 14.851 | 15.482 | 16.115 | 16.746 | 17.375 | 17.925 | 18.473 | 19.018 | 19.563 | 20.105 | 20.646 | 21.184 | NPgN | GSP | NG FES - Consumer Transformation | Total installed PV capacity - I&C and large (MW)
NG FES - Consumer Transformation | Gen_BB012 | MW | NPgN | STES_1 | Total installed PV capacity - I&C and large (MW) | Stella South | STELLA SOUTH | 6.858 | 21.11 | 21.971 | 23.663 | 25.49 | 27.308 | 29.144 | 31.433 | 34.185 | 37.987 | 42.276 | 46.889 | 50.993 | 56.027 | 59.191 | 61.393 | 62.102 | 62.964 | 64.142 | 66.697 | 69.24 | 71.767 | 74.278 | 76.228 | 78.166 | 80.091 | 82.004 | 83.904 | 85.792 | 87.668 | NPgN | GSP | NG FES - Consumer Transformation | Total installed PV capacity - I&C and large (MW)
NG FES - Consumer Transformation | Gen_BB012 | MW | NPgN | TYNE_1 | Total installed PV capacity - I&C and large (MW) | Tynemouth 1 | TYNEMOUTH | 1.281 | 1.836 | 1.959 | 2.133 | 2.312 | 2.491 | 2.688 | 2.922 | 3.203 | 3.582 | 4.018 | 4.507 | 4.978 | 5.492 | 5.875 | 6.057 | 6.131 | 6.307 | 6.522 | 6.792 | 7.064 | 7.335 | 7.606 | 7.856 | 8.105 | 8.353 | 8.601 | 8.849 | 9.096 | 9.342 | NPgN | GSP | NG FES - Consumer Transformation | Total installed PV capacity - I&C and large (MW)
NG FES - Consumer Transformation | Gen_BB012 | MW | NPgN | WBOL_6 | Total installed PV capacity - I&C and large (MW) | West Boldon | WEST BOLDON | 7.379 | 9.095 | 9.332 | 9.698 | 10.08 | 10.46 | 10.868 | 11.36 | 11.951 | 12.754 | 13.673 | 14.69 | 15.648 | 16.73 | 17.498 | 17.908 | 18.062 | 18.379 | 18.773 | 19.335 | 19.9 | 20.463 | 21.024 | 21.518 | 22.01 | 22.501 | 22.991 | 23.479 | 23.965 | 24.45 | NPgN | GSP | NG FES - Consumer Transformation | Total installed PV capacity - I&C and large (MW)
NG FES - Consumer Transformation | Gen_BB012 | MW | NPgN | BRAW_1 | Total installed PV capacity - I&C and large (MW) | Bradford West | BRADFORD WEST | 4.18 | 8.614 | 8.88 | 9.472 | 10.111 | 10.747 | 11.388 | 12.188 | 13.151 | 14.481 | 15.98 | 17.592 | 19.023 | 20.782 | 21.884 | 22.657 | 22.905 | 23.2 | 23.604 | 24.496 | 25.384 | 26.267 | 27.144 | 27.822 | 28.495 | 29.164 | 29.829 | 30.489 | 31.145 | 31.796 | NPgY | GSP | NG FES - Consumer Transformation | Total installed PV capacity - I&C and large (MW)
NG FES - Consumer Transformation | Gen_BB012 | MW | NPgN | CAMB_01 | Total installed PV capacity - I&C and large (MW) | Camblesforth | CAMBLESFORTH | 0.919 | 1.703 | 1.786 | 1.933 | 2.088 | 2.243 | 2.406 | 2.604 | 2.843 | 3.168 | 3.539 | 3.946 | 4.323 | 4.759 | 5.057 | 5.231 | 5.293 | 5.403 | 5.543 | 5.768 | 5.994 | 6.218 | 6.442 | 6.631 | 6.82 | 7.007 | 7.194 | 7.381 | 7.566 | 7.751 | NPgY | GSP | NG FES - Consumer Transformation | Total installed PV capacity - I&C and large (MW)
NG FES - Consumer Transformation | Gen_BB012 | MW | NPgN | CREB_1 | Total installed PV capacity - I&C and large (MW) | Creyke Beck | CREYKE BECK | 27.243 | 59.503 | 61.51 | 65.897 | 70.633 | 75.344 | 80.109 | 86.042 | 93.18 | 103.035 | 114.154 | 126.12 | 136.775 | 149.826 | 158.044 | 163.744 | 165.582 | 167.84 | 170.917 | 177.544 | 184.141 | 190.697 | 197.212 | 202.281 | 207.318 | 212.323 | 217.295 | 222.236 | 227.145 | 232.022 | NPgY | GSP | NG FES - Consumer Transformation | Total installed PV capacity - I&C and large (MW)
NG FES - Consumer Transformation | Gen_BB012 | MW | NPgN | DRAX_YEDL | Total installed PV capacity - I&C and large (MW) | Drax | DRAX | 1.338 | 5.224 | 5.483 | 6.032 | 6.623 | 7.21 | 7.808 | 8.55 | 9.443 | 10.674 | 12.064 | 13.565 | 14.907 | 16.54 | 17.58 | 18.284 | 18.514 | 18.814 | 19.218 | 20.049 | 20.877 | 21.699 | 22.517 | 23.161 | 23.801 | 24.438 | 25.07 | 25.699 | 26.324 | 26.945 | NPgY | GSP | NG FES - Consumer Transformation | Total installed PV capacity - I&C and large (MW)
NG FES - Consumer Transformation | Gen_BB012 | MW | NPgN | ELLA_1 | Total installed PV capacity - I&C and large (MW) | Elland | ELLAND | 3.828 | 8.204 | 8.456 | 9.027 | 9.646 | 10.261 | 10.879 | 11.652 | 12.581 | 13.867 | 15.315 | 16.869 | 18.244 | 19.944 | 21 | 21.752 | 21.991 | 22.265 | 22.643 | 23.504 | 24.36 | 25.211 | 26.056 | 26.704 | 27.348 | 27.987 | 28.622 | 29.253 | 29.88 | 30.502 | NPgY | GSP | NG FES - Consumer Transformation | Total installed PV capacity - I&C and large (MW)
NG FES - Consumer Transformation | Gen_BB012 | MW | NPgN | FERRA2 | Total installed PV capacity - I&C and large (MW) | Ferrybridge A | FERRYBRIDGE A | 1.466 | 7.799 | 8.17 | 9.004 | 9.907 | 10.806 | 11.71 | 12.839 | 14.197 | 16.075 | 18.191 | 20.463 | 22.477 | 24.96 | 26.508 | 27.604 | 27.953 | 28.36 | 28.921 | 30.179 | 31.431 | 32.675 | 33.911 | 34.862 | 35.807 | 36.746 | 37.679 | 38.605 | 39.525 | 40.438 | NPgY | GSP | NG FES - Consumer Transformation | Total installed PV capacity - I&C and large (MW)
NG FES - Consumer Transformation | Gen_BB012 | MW | NPgN | FERRB9 | Total installed PV capacity - I&C and large (MW) | Ferrybridge B (_M) | FERRYBRIDGE B | 26.922 | 43.161 | 44.127 | 46.283 | 48.615 | 50.935 | 53.273 | 56.19 | 59.699 | 64.549 | 70.017 | 75.891 | 81.103 | 87.519 | 91.53 | 94.353 | 95.257 | 96.322 | 97.787 | 101.04 | 104.277 | 107.494 | 110.689 | 113.156 | 115.606 | 118.041 | 120.459 | 122.861 | 125.246 | 127.616 | NPgY | GSP | NG FES - Consumer Transformation | Total installed PV capacity - I&C and large (MW)
NG FES - Consumer Transformation | Gen_BB012 | MW | NPgN | GRIW_1 | Total installed PV capacity - I&C and large (MW) | Grimsby West | GRIMSBY WEST | 3.933 | 14.351 | 14.959 | 16.329 | 17.812 | 19.288 | 20.772 | 22.626 | 24.856 | 27.94 | 31.415 | 35.145 | 38.451 | 42.529 | 45.07 | 46.869 | 47.443 | 48.109 | 49.028 | 51.094 | 53.15 | 55.192 | 57.221 | 58.782 | 60.333 | 61.873 | 63.403 | 64.922 | 66.431 | 67.93 | NPgY | GSP | NG FES - Consumer Transformation | Total installed PV capacity - I&C and large (MW)
NG FES - Consumer Transformation | Gen_BB012 | MW | NPgN | JORD_3 | Total installed PV capacity - I&C and large (MW) | Jordanthorpe | JORDANTHORPE | 0.187 | 0.68 | 0.709 | 0.773 | 0.843 | 0.913 | 0.983 | 1.071 | 1.176 | 1.321 | 1.486 | 1.662 | 1.818 | 2.01 | 2.13 | 2.215 | 2.242 | 2.274 | 2.317 | 2.415 | 2.512 | 2.608 | 2.704 | 2.777 | 2.851 | 2.923 | 2.995 | 3.067 | 3.138 | 3.209 | NPgY | GSP | NG FES - Consumer Transformation | Total installed PV capacity - I&C and large (MW)
NG FES - Consumer Transformation | Gen_BB012 | MW | NPgN | KEAD_YEDL | Total installed PV capacity - I&C and large (MW) | Keadby | KEADBY | 78.883 | 132.698 | 136.07 | 143.417 | 151.346 | 159.233 | 167.215 | 177.15 | 189.102 | 205.603 | 224.222 | 244.265 | 262.121 | 283.976 | 297.755 | 307.287 | 310.366 | 314.172 | 319.35 | 330.45 | 341.501 | 352.483 | 363.396 | 371.899 | 380.348 | 388.743 | 397.085 | 405.373 | 413.608 | 421.79 | NPgY | GSP | NG FES - Consumer Transformation | Total installed PV capacity - I&C and large (MW)
NG FES - Consumer Transformation | Gen_BB012 | MW | NPgN | KIRKB1 | Total installed PV capacity - I&C and large (MW) | Kirkstall B | KIRKSTALL B | 2.386 | 4.221 | 4.338 | 4.592 | 4.866 | 5.138 | 5.414 | 5.757 | 6.169 | 6.739 | 7.381 | 8.074 | 8.692 | 9.447 | 9.924 | 10.252 | 10.358 | 10.493 | 10.674 | 11.058 | 11.44 | 11.819 | 12.197 | 12.492 | 12.785 | 13.077 | 13.366 | 13.654 | 13.94 | 14.224 | NPgY | GSP | NG FES - Consumer Transformation | Total installed PV capacity - I&C and large (MW)
NG FES - Consumer Transformation | Gen_BB012 | MW | NPgN | NEEP_3 | Total installed PV capacity - I&C and large (MW) | Neepsend | NEEPSEND | 0.233 | 0.405 | 0.417 | 0.441 | 0.468 | 0.494 | 0.521 | 0.554 | 0.594 | 0.649 | 0.711 | 0.779 | 0.839 | 0.912 | 0.959 | 0.99 | 1 | 1.014 | 1.033 | 1.07 | 1.107 | 1.144 | 1.18 | 1.209 | 1.238 | 1.267 | 1.295 | 1.324 | 1.352 | 1.38 | NPgY | GSP | NG FES - Consumer Transformation | Total installed PV capacity - I&C and large (MW)
NG FES - Consumer Transformation | Gen_BB012 | MW | NPgN | NORL_3 | Total installed PV capacity - I&C and large (MW) | Norton Lees | NORTON LEES | 0.336 | 0.338 | 0.342 | 0.346 | 0.349 | 0.353 | 0.358 | 0.363 | 0.37 | 0.378 | 0.388 | 0.4 | 0.411 | 0.423 | 0.432 | 0.436 | 0.437 | 0.442 | 0.449 | 0.455 | 0.461 | 0.468 | 0.474 | 0.48 | 0.487 | 0.493 | 0.499 | 0.506 | 0.512 | 0.518 | NPgY | GSP | NG FES - Consumer Transformation | Total installed PV capacity - I&C and large (MW)
NG FES - Consumer Transformation | Gen_BB012 | MW | NPgN | PITS_BB_B | Total installed PV capacity - I&C and large (MW) | Pitsmoor | PITSMOOR 3/4 | 0.229 | 0.231 | 0.233 | 0.235 | 0.237 | 0.238 | 0.241 | 0.243 | 0.246 | 0.25 | 0.255 | 0.26 | 0.265 | 0.271 | 0.275 | 0.277 | 0.278 | 0.28 | 0.283 | 0.286 | 0.288 | 0.291 | 0.294 | 0.297 | 0.3 | 0.303 | 0.306 | 0.309 | 0.312 | 0.315 | NPgY | GSP | NG FES - Consumer Transformation | Total installed PV capacity - I&C and large (MW)
NG FES - Consumer Transformation | Gen_BB012 | MW | NPgN | SALT_1 | Total installed PV capacity - I&C and large (MW) | Saltend North | SALTEND NORTH | 16.976 | 17.02 | 17.062 | 17.114 | 17.167 | 17.219 | 17.279 | 17.349 | 17.433 | 17.545 | 17.675 | 17.824 | 17.973 | 18.126 | 18.25 | 18.298 | 18.32 | 18.386 | 18.465 | 18.547 | 18.63 | 18.714 | 18.797 | 18.879 | 18.962 | 19.044 | 19.126 | 19.208 | 19.291 | 19.373 | NPgY | GSP | NG FES - Consumer Transformation | Total installed PV capacity - I&C and large (MW)
NG FES - Consumer Transformation | Gen_BB012 | MW | NPgN | SHEC_3 | Total installed PV capacity - I&C and large (MW) | Sheffield City | SHEFFIELD CITY | 0.235 | 0.271 | 0.274 | 0.281 | 0.287 | 0.294 | 0.301 | 0.31 | 0.32 | 0.334 | 0.35 | 0.367 | 0.383 | 0.402 | 0.415 | 0.422 | 0.425 | 0.429 | 0.435 | 0.445 | 0.454 | 0.464 | 0.474 | 0.482 | 0.49 | 0.497 | 0.505 | 0.513 | 0.521 | 0.529 | NPgY | GSP | NG FES - Consumer Transformation | Total installed PV capacity - I&C and large (MW)
NG FES - Consumer Transformation | Gen_BB012 | MW | NPgN | SKLGB1 | Total installed PV capacity - I&C and large (MW) | Skelton Grange | SKELTON GRANGE | 6.313 | 11.08 | 11.394 | 12.063 | 12.784 | 13.501 | 14.229 | 15.134 | 16.222 | 17.723 | 19.418 | 21.246 | 22.881 | 24.871 | 26.136 | 26.997 | 27.277 | 27.64 | 28.128 | 29.14 | 30.149 | 31.151 | 32.147 | 32.931 | 33.709 | 34.483 | 35.252 | 36.016 | 36.775 | 37.53 | NPgY | GSP | NG FES - Consumer Transformation | Total installed PV capacity - I&C and large (MW)
NG FES - Consumer Transformation | Gen_BB012 | MW | NPgN | TEMP_3 | Total installed PV capacity - I&C and large (MW) | Templeborough | TEMPLEBOROUGH 275/33KV | 0.009 | 0.14 | 0.15 | 0.169 | 0.19 | 0.211 | 0.232 | 0.258 | 0.29 | 0.333 | 0.382 | 0.436 | 0.483 | 0.541 | 0.578 | 0.603 | 0.611 | 0.623 | 0.638 | 0.667 | 0.696 | 0.726 | 0.755 | 0.778 | 0.801 | 0.824 | 0.847 | 0.869 | 0.892 | 0.914 | NPgY | GSP | NG FES - Consumer Transformation | Total installed PV capacity - I&C and large (MW)
NG FES - Consumer Transformation | Gen_BB012 | MW | NPgN | THUR_6 | Total installed PV capacity - I&C and large (MW) | Thurcroft | THURCROFT | 3.301 | 16.823 | 17.587 | 19.334 | 21.228 | 23.112 | 25.003 | 27.367 | 30.212 | 34.148 | 38.581 | 43.334 | 47.535 | 52.736 | 55.958 | 58.268 | 58.999 | 59.821 | 60.962 | 63.595 | 66.214 | 68.814 | 71.398 | 73.373 | 75.335 | 77.283 | 79.218 | 81.14 | 83.048 | 84.942 | NPgY | GSP | NG FES - Consumer Transformation | Total installed PV capacity - I&C and large (MW)
NG FES - Consumer Transformation | Gen_BB012 | MW | NPgN | WMEL_THOM | Total installed PV capacity - I&C and large (MW) | Thorpe Marsh | WEST MELTON / THORPE MARSH | 16.715 | 29.091 | 29.851 | 31.521 | 33.326 | 35.121 | 36.935 | 39.194 | 41.913 | 45.667 | 49.902 | 54.457 | 58.509 | 63.48 | 66.602 | 68.778 | 69.478 | 70.328 | 71.488 | 74.011 | 76.522 | 79.017 | 81.497 | 83.421 | 85.333 | 87.233 | 89.121 | 90.996 | 92.859 | 94.71 | NPgY | GSP | NG FES - Consumer Transformation | Total installed PV capacity - I&C and large (MW)
NG FES - Consumer Transformation | Gen_BB012 | MW | NPgN | WMEL_BB3 | Total installed PV capacity - I&C and large (MW) | West Melton | WEST MELTON SECTION 3 | 5.621 | 18.849 | 19.63 | 21.379 | 23.272 | 25.154 | 27.05 | 29.417 | 32.264 | 36.2 | 40.636 | 45.4 | 49.625 | 54.831 | 58.08 | 60.374 | 61.107 | 61.965 | 63.147 | 65.785 | 68.411 | 71.019 | 73.611 | 75.609 | 77.593 | 79.564 | 81.522 | 83.467 | 85.399 | 87.318 | NPgY | GSP | NG FES - Consumer Transformation | Total installed PV capacity - I&C and large (MW)
NG FES - Consumer Transformation | Gen_BB012 | MW | NPgN | WIBA_3 | Total installed PV capacity - I&C and large (MW) | Wincobank | WINCOBANK | 0.234 | 0.696 | 0.725 | 0.788 | 0.856 | 0.923 | 0.992 | 1.077 | 1.18 | 1.321 | 1.481 | 1.653 | 1.806 | 1.994 | 2.112 | 2.194 | 2.22 | 2.253 | 2.297 | 2.392 | 2.487 | 2.581 | 2.675 | 2.748 | 2.82 | 2.892 | 2.964 | 3.035 | 3.106 | 3.176 | NPgY | GSP | NG FES - Consumer Transformation | Total installed PV capacity - I&C and large (MW)
NG FES - Falling Short | Gen_BB012 | MW | NPgN | BLYTB1 | Total installed PV capacity - I&C and large (MW) | Blyth 66kV | BLYTH 66kV | 1 | 9.445 | 9.588 | 9.808 | 10.072 | 10.333 | 10.779 | 11.334 | 12.087 | 13.088 | 14.407 | 16.015 | 17.565 | 19.651 | 20.975 | 21.907 | 21.828 | 21.74 | 22.206 | 22.349 | 23.002 | 23.65 | 24.294 | 24.934 | 25.569 | 26.2 | 26.827 | 27.449 | 28.067 | 28.681 | NPgN | GSP | NG FES - Falling Short | Total installed PV capacity - I&C and large (MW)
NG FES - Falling Short | Gen_BB012 | MW | NPgN | BLYTH132 | Total installed PV capacity - I&C and large (MW) | Blyth 132kV | BLYTH 132kV | 0.886 | 15.735 | 15.948 | 16.297 | 16.722 | 17.144 | 17.881 | 18.785 | 20.009 | 21.635 | 23.781 | 26.397 | 28.923 | 32.333 | 34.524 | 36.178 | 36.03 | 35.876 | 36.648 | 36.831 | 37.907 | 38.975 | 40.035 | 41.088 | 42.133 | 43.17 | 44.199 | 45.221 | 46.236 | 47.243 | NPgN | GSP | NG FES - Falling Short | Total installed PV capacity - I&C and large (MW)
NG FES - Falling Short | Gen_BB012 | MW | NPgN | FOUR_1 | Total installed PV capacity - I&C and large (MW) | Fourstones | FOURSTONES | 0.262 | 1.029 | 1.048 | 1.075 | 1.105 | 1.136 | 1.185 | 1.248 | 1.333 | 1.448 | 1.598 | 1.781 | 1.957 | 2.192 | 2.337 | 2.421 | 2.415 | 2.407 | 2.458 | 2.482 | 2.554 | 2.626 | 2.697 | 2.768 | 2.839 | 2.909 | 2.978 | 3.048 | 3.117 | 3.185 | NPgN | GSP | NG FES - Falling Short | Total installed PV capacity - I&C and large (MW)
NG FES - Falling Short | Gen_BB012 | MW | NPgN | HARM_6 | Total installed PV capacity - I&C and large (MW) | Hart Moor | HARTMOOR | 0.92 | 5.068 | 5.144 | 5.256 | 5.391 | 5.524 | 5.749 | 6.032 | 6.415 | 6.924 | 7.595 | 8.413 | 9.2 | 10.26 | 10.929 | 11.389 | 11.35 | 11.307 | 11.543 | 11.62 | 11.951 | 12.279 | 12.605 | 12.93 | 13.252 | 13.571 | 13.889 | 14.205 | 14.518 | 14.829 | NPgN | GSP | NG FES - Falling Short | Total installed PV capacity - I&C and large (MW)
NG FES - Falling Short | Gen_BB012 | MW | NPgN | HAWP_6 | Total installed PV capacity - I&C and large (MW) | Hawthorn Pit | HAWTHORN PIT GRID | 6.445 | 10.777 | 10.852 | 10.967 | 11.105 | 11.241 | 11.472 | 11.762 | 12.154 | 12.675 | 13.362 | 14.2 | 15.006 | 16.092 | 16.78 | 17.259 | 17.218 | 17.173 | 17.415 | 17.491 | 17.831 | 18.168 | 18.503 | 18.836 | 19.166 | 19.494 | 19.82 | 20.144 | 20.466 | 20.785 | NPgN | GSP | NG FES - Falling Short | Total installed PV capacity - I&C and large (MW)
NG FES - Falling Short | Gen_BB012 | MW | NPgN | KNARE_111 | Total installed PV capacity - I&C and large (MW) | Knaresborough | KNARESBOROUGH | 12.216 | 29.465 | 29.735 | 30.163 | 30.679 | 31.192 | 32.076 | 33.171 | 34.652 | 36.621 | 39.218 | 42.384 | 45.439 | 49.555 | 52.184 | 54.098 | 53.93 | 53.75 | 54.676 | 54.927 | 56.22 | 57.505 | 58.781 | 60.047 | 61.305 | 62.554 | 63.794 | 65.025 | 66.248 | 67.461 | NPgN | GSP | NG FES - Falling Short | Total installed PV capacity - I&C and large (MW)
NG FES - Falling Short | Gen_BB012 | MW | NPgN | LACK_6 | Total installed PV capacity - I&C and large (MW) | Lackenby | LACKENBY | 13.775 | 18.249 | 18.343 | 18.477 | 18.635 | 18.791 | 19.05 | 19.38 | 19.826 | 20.421 | 21.203 | 22.157 | 23.074 | 24.304 | 25.073 | 25.567 | 25.528 | 25.481 | 25.752 | 25.857 | 26.238 | 26.617 | 26.994 | 27.368 | 27.74 | 28.11 | 28.477 | 28.842 | 29.205 | 29.565 | NPgN | GSP | NG FES - Falling Short | Total installed PV capacity - I&C and large (MW)
NG FES - Falling Short | Gen_BB012 | MW | NPgN | NORT_1 | Total installed PV capacity - I&C and large (MW) | Norton | NORTON | 99.763 | 135.307 | 135.88 | 136.777 | 137.856 | 138.93 | 140.772 | 143.057 | 146.152 | 150.266 | 155.69 | 162.303 | 168.681 | 177.273 | 182.749 | 186.695 | 186.35 | 185.981 | 187.91 | 188.454 | 191.149 | 193.827 | 196.486 | 199.127 | 201.75 | 204.354 | 206.94 | 209.507 | 212.057 | 214.588 | NPgN | GSP | NG FES - Falling Short | Total installed PV capacity - I&C and large (MW)
NG FES - Falling Short | Gen_BB012 | MW | NPgN | OFFE_3 | Total installed PV capacity - I&C and large (MW) | Offerton | OFFERTON | 0.15 | 0.457 | 0.473 | 0.493 | 0.514 | 0.535 | 0.565 | 0.608 | 0.665 | 0.743 | 0.843 | 0.966 | 1.083 | 1.238 | 1.329 | 1.361 | 1.361 | 1.357 | 1.389 | 1.414 | 1.46 | 1.505 | 1.551 | 1.597 | 1.642 | 1.687 | 1.732 | 1.777 | 1.822 | 1.866 | NPgN | GSP | NG FES - Falling Short | Total installed PV capacity - I&C and large (MW)
NG FES - Falling Short | Gen_BB012 | MW | NPgN | OSBA_1 | Total installed PV capacity - I&C and large (MW) | Osbaldwick | OSBALDWICK | 8.455 | 50.713 | 51.324 | 52.321 | 53.535 | 54.741 | 56.843 | 59.425 | 62.922 | 67.562 | 73.691 | 81.16 | 88.373 | 98.107 | 104.359 | 109.064 | 108.641 | 108.203 | 110.407 | 110.935 | 114.005 | 117.052 | 120.078 | 123.083 | 126.065 | 129.026 | 131.965 | 134.882 | 137.777 | 140.651 | NPgN | GSP | NG FES - Falling Short | Total installed PV capacity - I&C and large (MW)
NG FES - Falling Short | Gen_BB012 | MW | NPgN | POPP_3 | Total installed PV capacity - I&C and large (MW) | Poppleton | POPPLETON | 0.429 | 1.724 | 1.75 | 1.787 | 1.831 | 1.875 | 1.948 | 2.04 | 2.164 | 2.331 | 2.549 | 2.816 | 3.072 | 3.417 | 3.633 | 3.776 | 3.765 | 3.751 | 3.827 | 3.855 | 3.962 | 4.068 | 4.174 | 4.279 | 4.384 | 4.487 | 4.59 | 4.693 | 4.795 | 4.896 | NPgN | GSP | NG FES - Falling Short | Total installed PV capacity - I&C and large (MW)
NG FES - Falling Short | Gen_BB012 | MW | NPgN | SALH_1 | Total installed PV capacity - I&C and large (MW) | Saltholme | SALTHOLME | 0.056 | 0.379 | 0.385 | 0.393 | 0.404 | 0.414 | 0.432 | 0.454 | 0.483 | 0.523 | 0.575 | 0.639 | 0.7 | 0.783 | 0.835 | 0.871 | 0.868 | 0.864 | 0.883 | 0.889 | 0.914 | 0.94 | 0.965 | 0.99 | 1.016 | 1.04 | 1.065 | 1.09 | 1.114 | 1.138 | NPgN | GSP | NG FES - Falling Short | Total installed PV capacity - I&C and large (MW)
NG FES - Falling Short | Gen_BB012 | MW | NPgN | SSHI_3 | Total installed PV capacity - I&C and large (MW) | South Shields | SOUTH SHIELDS | 0.57 | 0.57 | 0.582 | 0.595 | 0.607 | 0.619 | 0.634 | 0.658 | 0.69 | 0.734 | 0.79 | 0.858 | 0.923 | 1.007 | 1.052 | 1.05 | 1.052 | 1.052 | 1.067 | 1.088 | 1.112 | 1.135 | 1.159 | 1.183 | 1.206 | 1.23 | 1.254 | 1.277 | 1.301 | 1.325 | NPgN | GSP | NG FES - Falling Short | Total installed PV capacity - I&C and large (MW)
NG FES - Falling Short | Gen_BB012 | MW | NPgN | KIELD01 and SPAD20 | Total installed PV capacity - I&C and large (MW) | 0 | SPADEADAM | 0.064 | 0.666 | 0.677 | 0.694 | 0.714 | 0.734 | 0.768 | 0.81 | 0.867 | 0.943 | 1.042 | 1.164 | 1.281 | 1.439 | 1.538 | 1.605 | 1.599 | 1.593 | 1.628 | 1.64 | 1.689 | 1.738 | 1.786 | 1.834 | 1.882 | 1.93 | 1.977 | 2.024 | 2.07 | 2.116 | NPgN | GSP | NG FES - Falling Short | Total installed PV capacity - I&C and large (MW)
NG FES - Falling Short | Gen_BB012 | MW | NPgN | SPEN_1 | Total installed PV capacity - I&C and large (MW) | Spennymoor | SPENNYMOOR | 3.714 | 31.947 | 32.375 | 33.062 | 33.893 | 34.719 | 36.149 | 37.913 | 40.302 | 43.475 | 47.662 | 52.766 | 57.692 | 64.335 | 68.586 | 71.727 | 71.448 | 71.156 | 72.654 | 73.041 | 75.131 | 77.206 | 79.267 | 81.314 | 83.346 | 85.363 | 87.366 | 89.354 | 91.327 | 93.286 | NPgN | GSP | NG FES - Falling Short | Total installed PV capacity - I&C and large (MW)
NG FES - Falling Short | Gen_BB012 | MW | NPgN | STEN_1 | Total installed PV capacity - I&C and large (MW) | Stella North | STELLA NORTH | 1.976 | 3.923 | 3.993 | 4.08 | 4.177 | 4.273 | 4.422 | 4.621 | 4.889 | 5.251 | 5.722 | 6.298 | 6.848 | 7.58 | 8.02 | 8.23 | 8.218 | 8.197 | 8.351 | 8.445 | 8.667 | 8.887 | 9.106 | 9.325 | 9.542 | 9.758 | 9.973 | 10.188 | 10.401 | 10.613 | NPgN | GSP | NG FES - Falling Short | Total installed PV capacity - I&C and large (MW)
NG FES - Falling Short | Gen_BB012 | MW | NPgN | STES_1 | Total installed PV capacity - I&C and large (MW) | Stella South | STELLA SOUTH | 6.858 | 20.645 | 20.861 | 21.203 | 21.615 | 22.025 | 22.732 | 23.606 | 24.79 | 26.363 | 28.439 | 30.968 | 33.409 | 36.698 | 38.799 | 40.331 | 40.197 | 40.054 | 40.794 | 40.994 | 42.027 | 43.054 | 44.073 | 45.085 | 46.09 | 47.088 | 48.079 | 49.063 | 50.039 | 51.009 | NPgN | GSP | NG FES - Falling Short | Total installed PV capacity - I&C and large (MW)
NG FES - Falling Short | Gen_BB012 | MW | NPgN | TYNE_1 | Total installed PV capacity - I&C and large (MW) | Tynemouth 1 | TYNEMOUTH | 1.281 | 1.806 | 1.839 | 1.877 | 1.918 | 1.958 | 2.016 | 2.097 | 2.207 | 2.356 | 2.549 | 2.785 | 3.009 | 3.306 | 3.478 | 3.531 | 3.531 | 3.525 | 3.585 | 3.635 | 3.722 | 3.809 | 3.896 | 3.983 | 4.07 | 4.156 | 4.242 | 4.327 | 4.413 | 4.498 | NPgN | GSP | NG FES - Falling Short | Total installed PV capacity - I&C and large (MW)
NG FES - Falling Short | Gen_BB012 | MW | NPgN | WBOL_6 | Total installed PV capacity - I&C and large (MW) | West Boldon | WEST BOLDON | 7.379 | 9.02 | 9.083 | 9.161 | 9.247 | 9.333 | 9.464 | 9.64 | 9.878 | 10.198 | 10.616 | 11.126 | 11.612 | 12.26 | 12.647 | 12.822 | 12.813 | 12.795 | 12.931 | 13.017 | 13.213 | 13.407 | 13.6 | 13.793 | 13.985 | 14.175 | 14.365 | 14.555 | 14.743 | 14.93 | NPgN | GSP | NG FES - Falling Short | Total installed PV capacity - I&C and large (MW)
NG FES - Falling Short | Gen_BB012 | MW | NPgN | BRAW_1 | Total installed PV capacity - I&C and large (MW) | Bradford West | BRADFORD WEST | 4.18 | 8.396 | 8.457 | 8.57 | 8.708 | 8.846 | 9.086 | 9.381 | 9.78 | 10.309 | 11.008 | 11.861 | 12.684 | 13.796 | 14.511 | 15.054 | 15.004 | 14.954 | 15.206 | 15.263 | 15.614 | 15.963 | 16.309 | 16.652 | 16.993 | 17.332 | 17.668 | 18.001 | 18.332 | 18.66 | NPgY | GSP | NG FES - Falling Short | Total installed PV capacity - I&C and large (MW)
NG FES - Falling Short | Gen_BB012 | MW | NPgN | CAMB_01 | Total installed PV capacity - I&C and large (MW) | Camblesforth | CAMBLESFORTH | 0.919 | 1.639 | 1.655 | 1.68 | 1.709 | 1.738 | 1.786 | 1.847 | 1.929 | 2.039 | 2.183 | 2.359 | 2.528 | 2.756 | 2.898 | 2.991 | 2.983 | 2.974 | 3.025 | 3.043 | 3.114 | 3.184 | 3.254 | 3.323 | 3.392 | 3.46 | 3.528 | 3.595 | 3.662 | 3.729 | NPgY | GSP | NG FES - Falling Short | Total installed PV capacity - I&C and large (MW)
NG FES - Falling Short | Gen_BB012 | MW | NPgN | CREB_1 | Total installed PV capacity - I&C and large (MW) | Creyke Beck | CREYKE BECK | 27.243 | 58.061 | 58.513 | 59.346 | 60.361 | 61.37 | 63.131 | 65.291 | 68.218 | 72.101 | 77.229 | 83.48 | 89.517 | 97.666 | 102.902 | 106.858 | 106.502 | 106.134 | 107.98 | 108.415 | 110.986 | 113.538 | 116.072 | 118.588 | 121.085 | 123.565 | 126.025 | 128.468 | 130.892 | 133.298 | NPgY | GSP | NG FES - Falling Short | Total installed PV capacity - I&C and large (MW)
NG FES - Falling Short | Gen_BB012 | MW | NPgN | DRAX_YEDL | Total installed PV capacity - I&C and large (MW) | Drax | DRAX | 1.338 | 5.052 | 5.109 | 5.212 | 5.336 | 5.46 | 5.675 | 5.939 | 6.297 | 6.773 | 7.401 | 8.166 | 8.904 | 9.901 | 10.539 | 11.015 | 10.973 | 10.929 | 11.154 | 11.21 | 11.524 | 11.835 | 12.145 | 12.452 | 12.757 | 13.06 | 13.36 | 13.658 | 13.955 | 14.249 | NPgY | GSP | NG FES - Falling Short | Total installed PV capacity - I&C and large (MW)
NG FES - Falling Short | Gen_BB012 | MW | NPgN | ELLA_1 | Total installed PV capacity - I&C and large (MW) | Elland | ELLAND | 3.828 | 8.001 | 8.06 | 8.17 | 8.305 | 8.439 | 8.675 | 8.963 | 9.353 | 9.871 | 10.555 | 11.388 | 12.194 | 13.282 | 13.983 | 14.52 | 14.471 | 14.421 | 14.668 | 14.722 | 15.066 | 15.407 | 15.746 | 16.083 | 16.417 | 16.748 | 17.077 | 17.404 | 17.728 | 18.049 | NPgY | GSP | NG FES - Falling Short | Total installed PV capacity - I&C and large (MW)
NG FES - Falling Short | Gen_BB012 | MW | NPgN | FERRA2 | Total installed PV capacity - I&C and large (MW) | Ferrybridge A | FERRYBRIDGE A | 1.466 | 7.552 | 7.638 | 7.798 | 7.995 | 8.19 | 8.532 | 8.951 | 9.518 | 10.27 | 11.264 | 12.474 | 13.645 | 15.225 | 16.243 | 17.023 | 16.952 | 16.88 | 17.239 | 17.319 | 17.818 | 18.314 | 18.806 | 19.294 | 19.779 | 20.26 | 20.738 | 21.212 | 21.683 | 22.15 | NPgY | GSP | NG FES - Falling Short | Total installed PV capacity - I&C and large (MW)
NG FES - Falling Short | Gen_BB012 | MW | NPgN | FERRB9 | Total installed PV capacity - I&C and large (MW) | Ferrybridge B (_M) | FERRYBRIDGE B | 26.922 | 42.515 | 42.736 | 43.15 | 43.655 | 44.157 | 45.037 | 46.114 | 47.572 | 49.507 | 52.063 | 55.179 | 58.189 | 62.253 | 64.869 | 66.867 | 66.687 | 66.501 | 67.424 | 67.632 | 68.916 | 70.19 | 71.456 | 72.711 | 73.958 | 75.196 | 76.424 | 77.643 | 78.853 | 80.053 | NPgY | GSP | NG FES - Falling Short | Total installed PV capacity - I&C and large (MW)
NG FES - Falling Short | Gen_BB012 | MW | NPgN | GRIW_1 | Total installed PV capacity - I&C and large (MW) | Grimsby West | GRIMSBY WEST | 3.933 | 13.92 | 14.06 | 14.324 | 14.646 | 14.967 | 15.53 | 16.218 | 17.15 | 18.386 | 20.02 | 22.01 | 23.934 | 26.531 | 28.205 | 29.486 | 29.37 | 29.251 | 29.841 | 29.972 | 30.793 | 31.608 | 32.417 | 33.22 | 34.017 | 34.808 | 35.593 | 36.373 | 37.146 | 37.914 | NPgY | GSP | NG FES - Falling Short | Total installed PV capacity - I&C and large (MW)
NG FES - Falling Short | Gen_BB012 | MW | NPgN | JORD_3 | Total installed PV capacity - I&C and large (MW) | Jordanthorpe | JORDANTHORPE | 0.187 | 0.66 | 0.666 | 0.679 | 0.694 | 0.709 | 0.736 | 0.768 | 0.812 | 0.871 | 0.948 | 1.042 | 1.133 | 1.256 | 1.335 | 1.395 | 1.39 | 1.384 | 1.412 | 1.418 | 1.457 | 1.496 | 1.534 | 1.572 | 1.61 | 1.647 | 1.684 | 1.721 | 1.757 | 1.794 | NPgY | GSP | NG FES - Falling Short | Total installed PV capacity - I&C and large (MW)
NG FES - Falling Short | Gen_BB012 | MW | NPgN | KEAD_YEDL | Total installed PV capacity - I&C and large (MW) | Keadby | KEADBY | 78.883 | 130.496 | 131.252 | 132.645 | 134.341 | 136.028 | 138.968 | 142.578 | 147.468 | 153.957 | 162.526 | 172.97 | 183.057 | 196.67 | 205.417 | 212.028 | 211.434 | 210.821 | 213.905 | 214.636 | 218.93 | 223.194 | 227.427 | 231.629 | 235.801 | 239.943 | 244.053 | 248.134 | 252.184 | 256.203 | NPgY | GSP | NG FES - Falling Short | Total installed PV capacity - I&C and large (MW)
NG FES - Falling Short | Gen_BB012 | MW | NPgN | KIRKB1 | Total installed PV capacity - I&C and large (MW) | Kirkstall B | KIRKSTALL B | 2.386 | 4.123 | 4.149 | 4.197 | 4.255 | 4.313 | 4.414 | 4.537 | 4.705 | 4.928 | 5.221 | 5.579 | 5.925 | 6.391 | 6.691 | 6.914 | 6.894 | 6.873 | 6.979 | 7.004 | 7.151 | 7.297 | 7.442 | 7.586 | 7.729 | 7.871 | 8.012 | 8.151 | 8.29 | 8.428 | NPgY | GSP | NG FES - Falling Short | Total installed PV capacity - I&C and large (MW)
NG FES - Falling Short | Gen_BB012 | MW | NPgN | NEEP_3 | Total installed PV capacity - I&C and large (MW) | Neepsend | NEEPSEND | 0.233 | 0.395 | 0.397 | 0.402 | 0.407 | 0.413 | 0.422 | 0.434 | 0.45 | 0.471 | 0.499 | 0.533 | 0.566 | 0.61 | 0.638 | 0.659 | 0.657 | 0.655 | 0.665 | 0.668 | 0.682 | 0.696 | 0.709 | 0.723 | 0.736 | 0.75 | 0.763 | 0.776 | 0.79 | 0.803 | NPgY | GSP | NG FES - Falling Short | Total installed PV capacity - I&C and large (MW)
NG FES - Falling Short | Gen_BB012 | MW | NPgN | NORL_3 | Total installed PV capacity - I&C and large (MW) | Norton Lees | NORTON LEES | 0.336 | 0.332 | 0.332 | 0.333 | 0.333 | 0.334 | 0.334 | 0.335 | 0.336 | 0.338 | 0.34 | 0.343 | 0.345 | 0.348 | 0.35 | 0.35 | 0.35 | 0.35 | 0.351 | 0.351 | 0.352 | 0.353 | 0.354 | 0.355 | 0.356 | 0.357 | 0.358 | 0.359 | 0.36 | 0.36 | NPgY | GSP | NG FES - Falling Short | Total installed PV capacity - I&C and large (MW)
NG FES - Falling Short | Gen_BB012 | MW | NPgN | PITS_BB_B | Total installed PV capacity - I&C and large (MW) | Pitsmoor | PITSMOOR 3/4 | 0.229 | 0.227 | 0.227 | 0.228 | 0.228 | 0.228 | 0.229 | 0.229 | 0.23 | 0.231 | 0.232 | 0.233 | 0.234 | 0.236 | 0.237 | 0.237 | 0.237 | 0.237 | 0.237 | 0.238 | 0.238 | 0.239 | 0.239 | 0.24 | 0.24 | 0.241 | 0.241 | 0.242 | 0.242 | 0.243 | NPgY | GSP | NG FES - Falling Short | Total installed PV capacity - I&C and large (MW)
NG FES - Falling Short | Gen_BB012 | MW | NPgN | SALT_1 | Total installed PV capacity - I&C and large (MW) | Saltend North | SALTEND NORTH | 16.976 | 16.964 | 16.97 | 16.977 | 16.983 | 16.989 | 16.998 | 17.01 | 17.027 | 17.05 | 17.079 | 17.116 | 17.15 | 17.194 | 17.219 | 17.219 | 17.22 | 17.22 | 17.228 | 17.238 | 17.251 | 17.264 | 17.276 | 17.289 | 17.302 | 17.314 | 17.327 | 17.34 | 17.352 | 17.365 | NPgY | GSP | NG FES - Falling Short | Total installed PV capacity - I&C and large (MW)
NG FES - Falling Short | Gen_BB012 | MW | NPgN | SHEC_3 | Total installed PV capacity - I&C and large (MW) | Sheffield City | SHEFFIELD CITY | 0.235 | 0.266 | 0.266 | 0.267 | 0.269 | 0.27 | 0.272 | 0.275 | 0.278 | 0.283 | 0.29 | 0.298 | 0.305 | 0.315 | 0.322 | 0.326 | 0.325 | 0.325 | 0.327 | 0.328 | 0.331 | 0.334 | 0.337 | 0.34 | 0.344 | 0.347 | 0.35 | 0.353 | 0.356 | 0.359 | NPgY | GSP | NG FES - Falling Short | Total installed PV capacity - I&C and large (MW)
NG FES - Falling Short | Gen_BB012 | MW | NPgN | SKLGB1 | Total installed PV capacity - I&C and large (MW) | Skelton Grange | SKELTON GRANGE | 6.313 | 10.819 | 10.888 | 11.013 | 11.165 | 11.317 | 11.58 | 11.903 | 12.341 | 12.923 | 13.691 | 14.627 | 15.531 | 16.75 | 17.532 | 18.112 | 18.06 | 18.006 | 18.281 | 18.35 | 18.734 | 19.115 | 19.494 | 19.87 | 20.243 | 20.614 | 20.981 | 21.347 | 21.709 | 22.069 | NPgY | GSP | NG FES - Falling Short | Total installed PV capacity - I&C and large (MW)
NG FES - Falling Short | Gen_BB012 | MW | NPgN | TEMP_3 | Total installed PV capacity - I&C and large (MW) | Templeborough | TEMPLEBOROUGH 275/33KV | 0.009 | 0.134 | 0.136 | 0.14 | 0.144 | 0.148 | 0.156 | 0.165 | 0.177 | 0.194 | 0.215 | 0.242 | 0.267 | 0.301 | 0.323 | 0.339 | 0.338 | 0.336 | 0.344 | 0.346 | 0.357 | 0.368 | 0.378 | 0.389 | 0.399 | 0.41 | 0.42 | 0.43 | 0.44 | 0.451 | NPgY | GSP | NG FES - Falling Short | Total installed PV capacity - I&C and large (MW)
NG FES - Falling Short | Gen_BB012 | MW | NPgN | THUR_6 | Total installed PV capacity - I&C and large (MW) | Thurcroft | THURCROFT | 3.301 | 16.318 | 16.497 | 16.836 | 17.251 | 17.665 | 18.391 | 19.278 | 20.479 | 22.071 | 24.177 | 26.742 | 29.221 | 32.571 | 34.731 | 36.399 | 36.247 | 36.093 | 36.855 | 37.018 | 38.078 | 39.129 | 40.173 | 41.21 | 42.238 | 43.259 | 44.272 | 45.277 | 46.275 | 47.265 | NPgY | GSP | NG FES - Falling Short | Total installed PV capacity - I&C and large (MW)
NG FES - Falling Short | Gen_BB012 | MW | NPgN | WMEL_THOM | Total installed PV capacity - I&C and large (MW) | Thorpe Marsh | WEST MELTON / THORPE MARSH | 16.715 | 28.574 | 28.746 | 29.064 | 29.452 | 29.838 | 30.512 | 31.338 | 32.457 | 33.942 | 35.904 | 38.294 | 40.604 | 43.721 | 45.725 | 47.245 | 47.108 | 46.967 | 47.674 | 47.838 | 48.822 | 49.799 | 50.768 | 51.731 | 52.686 | 53.635 | 54.577 | 55.511 | 56.439 | 57.359 | NPgY | GSP | NG FES - Falling Short | Total installed PV capacity - I&C and large (MW)
NG FES - Falling Short | Gen_BB012 | MW | NPgN | WMEL_BB3 | Total installed PV capacity - I&C and large (MW) | West Melton | WEST MELTON SECTION 3 | 5.621 | 18.323 | 18.502 | 18.838 | 19.249 | 19.657 | 20.373 | 21.249 | 22.435 | 24.008 | 26.087 | 28.62 | 31.068 | 34.374 | 36.502 | 38.13 | 37.983 | 37.832 | 38.582 | 38.751 | 39.795 | 40.831 | 41.861 | 42.882 | 43.896 | 44.903 | 45.902 | 46.894 | 47.878 | 48.854 | NPgY | GSP | NG FES - Falling Short | Total installed PV capacity - I&C and large (MW)
NG FES - Falling Short | Gen_BB012 | MW | NPgN | WIBA_3 | Total installed PV capacity - I&C and large (MW) | Wincobank | WINCOBANK | 0.234 | 0.675 | 0.681 | 0.693 | 0.708 | 0.722 | 0.747 | 0.778 | 0.82 | 0.876 | 0.95 | 1.039 | 1.126 | 1.243 | 1.318 | 1.374 | 1.369 | 1.364 | 1.391 | 1.397 | 1.434 | 1.47 | 1.507 | 1.543 | 1.579 | 1.614 | 1.649 | 1.684 | 1.719 | 1.754 | NPgY | GSP | NG FES - Falling Short | Total installed PV capacity - I&C and large (MW)
NG FES - Leading the Way | Gen_BB012 | MW | NPgN | BLYTB1 | Total installed PV capacity - I&C and large (MW) | Blyth 66kV | BLYTH 66kV | 1 | 10.299 | 11.923 | 15.08 | 18.22 | 21.345 | 24.448 | 27.597 | 30.791 | 34.135 | 38.071 | 42.392 | 46.333 | 50.404 | 53.59 | 55.437 | 56.452 | 57.44 | 59.672 | 62.548 | 65.278 | 68.185 | 71.075 | 72.287 | 72.666 | 73.043 | 73.42 | 73.795 | 74.17 | 74.543 | NPgN | GSP | NG FES - Leading the Way | Total installed PV capacity - I&C and large (MW)
NG FES - Leading the Way | Gen_BB012 | MW | NPgN | BLYTH132 | Total installed PV capacity - I&C and large (MW) | Blyth 132kV | BLYTH 132kV | 0.886 | 17.211 | 19.78 | 25.02 | 30.234 | 35.42 | 40.575 | 45.743 | 50.924 | 56.306 | 62.603 | 69.512 | 75.818 | 82.345 | 87.275 | 90.186 | 91.781 | 93.165 | 96.751 | 101.361 | 105.695 | 110.342 | 114.958 | 116.608 | 116.784 | 116.959 | 117.132 | 117.302 | 117.471 | 117.638 | NPgN | GSP | NG FES - Leading the Way | Total installed PV capacity - I&C and large (MW)
NG FES - Leading the Way | Gen_BB012 | MW | NPgN | FOUR_1 | Total installed PV capacity - I&C and large (MW) | Fourstones | FOURSTONES | 0.262 | 1.113 | 1.309 | 1.652 | 1.993 | 2.332 | 2.669 | 3.02 | 3.386 | 3.776 | 4.241 | 4.752 | 5.218 | 5.697 | 6.099 | 6.325 | 6.449 | 6.597 | 6.858 | 7.197 | 7.525 | 7.869 | 8.211 | 8.4 | 8.513 | 8.626 | 8.739 | 8.851 | 8.964 | 9.076 | NPgN | GSP | NG FES - Leading the Way | Total installed PV capacity - I&C and large (MW)
NG FES - Leading the Way | Gen_BB012 | MW | NPgN | HARM_6 | Total installed PV capacity - I&C and large (MW) | Hart Moor | HARTMOOR | 0.92 | 5.495 | 6.328 | 7.922 | 9.509 | 11.087 | 12.655 | 14.252 | 15.877 | 17.583 | 19.596 | 21.805 | 23.82 | 25.9 | 27.546 | 28.495 | 29.017 | 29.542 | 30.681 | 32.151 | 33.55 | 35.036 | 36.514 | 37.164 | 37.401 | 37.637 | 37.873 | 38.109 | 38.344 | 38.578 | NPgN | GSP | NG FES - Leading the Way | Total installed PV capacity - I&C and large (MW)
NG FES - Leading the Way | Gen_BB012 | MW | NPgN | HAWP_6 | Total installed PV capacity - I&C and large (MW) | Hawthorn Pit | HAWTHORN PIT GRID | 6.445 | 11.223 | 12.074 | 13.714 | 15.346 | 16.97 | 18.583 | 20.222 | 21.885 | 23.628 | 25.681 | 27.935 | 29.99 | 32.113 | 33.779 | 34.744 | 35.275 | 35.796 | 36.959 | 38.459 | 39.884 | 41.4 | 42.907 | 43.549 | 43.759 | 43.969 | 44.179 | 44.388 | 44.596 | 44.804 | NPgN | GSP | NG FES - Leading the Way | Total installed PV capacity - I&C and large (MW)
NG FES - Leading the Way | Gen_BB012 | MW | NPgN | KNARE_111 | Total installed PV capacity - I&C and large (MW) | Knaresborough | KNARESBOROUGH | 12.216 | 31.21 | 34.372 | 40.65 | 46.897 | 53.112 | 59.287 | 65.515 | 71.794 | 78.341 | 86.024 | 94.458 | 102.152 | 110.108 | 116.225 | 119.804 | 121.768 | 123.576 | 127.943 | 133.563 | 138.872 | 144.544 | 150.181 | 152.37 | 152.846 | 153.32 | 153.791 | 154.26 | 154.727 | 155.192 | NPgN | GSP | NG FES - Leading the Way | Total installed PV capacity - I&C and large (MW)
NG FES - Leading the Way | Gen_BB012 | MW | NPgN | LACK_6 | Total installed PV capacity - I&C and large (MW) | Lackenby | LACKENBY | 13.775 | 18.72 | 19.714 | 21.54 | 23.358 | 25.167 | 26.963 | 28.811 | 30.711 | 32.718 | 35.097 | 37.71 | 40.092 | 42.547 | 44.542 | 45.678 | 46.304 | 46.984 | 48.327 | 50.061 | 51.725 | 53.484 | 55.233 | 56.088 | 56.499 | 56.909 | 57.319 | 57.728 | 58.137 | 58.545 | NPgN | GSP | NG FES - Leading the Way | Total installed PV capacity - I&C and large (MW)
NG FES - Leading the Way | Gen_BB012 | MW | NPgN | NORT_1 | Total installed PV capacity - I&C and large (MW) | Norton | NORTON | 99.763 | 138.908 | 145.532 | 158.603 | 171.607 | 184.545 | 197.399 | 210.388 | 223.509 | 237.209 | 253.301 | 270.966 | 287.08 | 303.738 | 316.619 | 324.134 | 328.259 | 332.127 | 341.268 | 353.035 | 364.168 | 376.05 | 387.858 | 392.565 | 393.741 | 394.913 | 396.08 | 397.242 | 398.4 | 399.554 | NPgN | GSP | NG FES - Leading the Way | Total installed PV capacity - I&C and large (MW)
NG FES - Leading the Way | Gen_BB012 | MW | NPgN | OFFE_3 | Total installed PV capacity - I&C and large (MW) | Offerton | OFFERTON | 0.15 | 0.497 | 0.641 | 0.853 | 1.063 | 1.273 | 1.48 | 1.708 | 1.956 | 2.227 | 2.558 | 2.922 | 3.252 | 3.59 | 3.904 | 4.072 | 4.165 | 4.304 | 4.487 | 4.726 | 4.964 | 5.21 | 5.454 | 5.637 | 5.79 | 5.942 | 6.095 | 6.247 | 6.4 | 6.552 | NPgN | GSP | NG FES - Leading the Way | Total installed PV capacity - I&C and large (MW)
NG FES - Leading the Way | Gen_BB012 | MW | NPgN | OSBA_1 | Total installed PV capacity - I&C and large (MW) | Osbaldwick | OSBALDWICK | 8.455 | 54.925 | 62.275 | 77.227 | 92.102 | 106.898 | 121.605 | 136.357 | 151.153 | 166.528 | 184.518 | 204.261 | 222.277 | 240.924 | 255.031 | 263.351 | 267.913 | 271.888 | 282.135 | 295.306 | 307.692 | 320.969 | 334.158 | 338.906 | 339.458 | 340.005 | 340.547 | 341.083 | 341.613 | 342.139 | NPgN | GSP | NG FES - Leading the Way | Total installed PV capacity - I&C and large (MW)
NG FES - Leading the Way | Gen_BB012 | MW | NPgN | POPP_3 | Total installed PV capacity - I&C and large (MW) | Poppleton | POPPLETON | 0.429 | 1.86 | 2.136 | 2.65 | 3.163 | 3.672 | 4.178 | 4.697 | 5.227 | 5.786 | 6.447 | 7.173 | 7.835 | 8.517 | 9.065 | 9.379 | 9.552 | 9.733 | 10.107 | 10.589 | 11.05 | 11.539 | 12.025 | 12.251 | 12.349 | 12.447 | 12.544 | 12.642 | 12.739 | 12.836 | NPgN | GSP | NG FES - Leading the Way | Total installed PV capacity - I&C and large (MW)
NG FES - Leading the Way | Gen_BB012 | MW | NPgN | SALH_1 | Total installed PV capacity - I&C and large (MW) | Saltholme | SALTHOLME | 0.056 | 0.412 | 0.477 | 0.601 | 0.724 | 0.847 | 0.969 | 1.093 | 1.22 | 1.353 | 1.509 | 1.681 | 1.838 | 2 | 2.128 | 2.201 | 2.242 | 2.283 | 2.371 | 2.486 | 2.595 | 2.71 | 2.825 | 2.876 | 2.894 | 2.912 | 2.93 | 2.949 | 2.967 | 2.985 | NPgN | GSP | NG FES - Leading the Way | Total installed PV capacity - I&C and large (MW)
NG FES - Leading the Way | Gen_BB012 | MW | NPgN | SSHI_3 | Total installed PV capacity - I&C and large (MW) | South Shields | SOUTH SHIELDS | 0.57 | 0.582 | 0.674 | 0.777 | 0.879 | 0.981 | 1.082 | 1.202 | 1.343 | 1.502 | 1.702 | 1.922 | 2.121 | 2.323 | 2.534 | 2.641 | 2.701 | 2.81 | 2.919 | 3.062 | 3.21 | 3.358 | 3.507 | 3.655 | 3.803 | 3.951 | 4.098 | 4.246 | 4.394 | 4.542 | NPgN | GSP | NG FES - Leading the Way | Total installed PV capacity - I&C and large (MW)
NG FES - Leading the Way | Gen_BB012 | MW | NPgN | KIELD01 and SPAD20 | Total installed PV capacity - I&C and large (MW) | 0 | SPADEADAM | 0.064 | 0.728 | 0.853 | 1.089 | 1.324 | 1.557 | 1.789 | 2.026 | 2.269 | 2.523 | 2.825 | 3.155 | 3.457 | 3.768 | 4.016 | 4.159 | 4.237 | 4.319 | 4.489 | 4.709 | 4.918 | 5.141 | 5.362 | 5.463 | 5.505 | 5.546 | 5.587 | 5.628 | 5.669 | 5.71 | NPgN | GSP | NG FES - Leading the Way | Total installed PV capacity - I&C and large (MW)
NG FES - Leading the Way | Gen_BB012 | MW | NPgN | SPEN_1 | Total installed PV capacity - I&C and large (MW) | Spennymoor | SPENNYMOOR | 3.714 | 34.779 | 39.84 | 49.999 | 60.107 | 70.161 | 80.154 | 90.21 | 100.328 | 110.864 | 123.214 | 136.77 | 149.137 | 161.931 | 171.706 | 177.443 | 180.59 | 183.427 | 190.452 | 199.489 | 208.011 | 217.127 | 226.185 | 229.604 | 230.219 | 230.83 | 231.438 | 232.042 | 232.643 | 233.24 | NPgN | GSP | NG FES - Leading the Way | Total installed PV capacity - I&C and large (MW)
NG FES - Leading the Way | Gen_BB012 | MW | NPgN | STEN_1 | Total installed PV capacity - I&C and large (MW) | Stella North | STELLA NORTH | 1.976 | 4.157 | 4.805 | 5.84 | 6.871 | 7.898 | 8.915 | 10.001 | 11.157 | 12.403 | 13.905 | 15.557 | 17.06 | 18.602 | 19.963 | 20.709 | 21.121 | 21.671 | 22.51 | 23.599 | 24.67 | 25.783 | 26.892 | 27.61 | 28.134 | 28.658 | 29.182 | 29.705 | 30.228 | 30.751 | NPgN | GSP | NG FES - Leading the Way | Total installed PV capacity - I&C and large (MW)
NG FES - Leading the Way | Gen_BB012 | MW | NPgN | STES_1 | Total installed PV capacity - I&C and large (MW) | Stella South | STELLA SOUTH | 6.858 | 22.034 | 24.555 | 29.572 | 34.564 | 39.529 | 44.463 | 49.439 | 54.456 | 59.688 | 65.827 | 72.566 | 78.714 | 85.071 | 89.959 | 92.819 | 94.388 | 95.832 | 99.322 | 103.812 | 108.055 | 112.587 | 117.091 | 118.84 | 119.221 | 119.599 | 119.976 | 120.351 | 120.725 | 121.096 | NPgN | GSP | NG FES - Leading the Way | Total installed PV capacity - I&C and large (MW)
NG FES - Leading the Way | Gen_BB012 | MW | NPgN | TYNE_1 | Total installed PV capacity - I&C and large (MW) | Tynemouth 1 | TYNEMOUTH | 1.281 | 1.884 | 2.167 | 2.567 | 2.965 | 3.362 | 3.755 | 4.19 | 4.667 | 5.19 | 5.83 | 6.534 | 7.174 | 7.828 | 8.443 | 8.77 | 8.952 | 9.228 | 9.582 | 10.044 | 10.507 | 10.982 | 11.456 | 11.823 | 12.138 | 12.454 | 12.768 | 13.083 | 13.398 | 13.713 | NPgN | GSP | NG FES - Leading the Way | Total installed PV capacity - I&C and large (MW)
NG FES - Leading the Way | Gen_BB012 | MW | NPgN | WBOL_6 | Total installed PV capacity - I&C and large (MW) | West Boldon | WEST BOLDON | 7.379 | 9.224 | 9.805 | 10.715 | 11.621 | 12.523 | 13.417 | 14.376 | 15.401 | 16.508 | 17.846 | 19.318 | 20.656 | 22.028 | 23.251 | 23.918 | 24.287 | 24.79 | 25.535 | 26.505 | 27.461 | 28.452 | 29.44 | 30.098 | 30.592 | 31.086 | 31.58 | 32.074 | 32.567 | 33.06 | NPgN | GSP | NG FES - Leading the Way | Total installed PV capacity - I&C and large (MW)
NG FES - Leading the Way | Gen_BB012 | MW | NPgN | BRAW_1 | Total installed PV capacity - I&C and large (MW) | Bradford West | BRADFORD WEST | 4.18 | 8.939 | 9.726 | 11.497 | 13.26 | 15.013 | 16.755 | 18.511 | 20.279 | 22.122 | 24.285 | 26.658 | 28.823 | 31.062 | 32.779 | 33.785 | 34.337 | 34.841 | 36.071 | 37.652 | 39.145 | 40.741 | 42.327 | 42.937 | 43.06 | 43.183 | 43.306 | 43.427 | 43.549 | 43.669 | NPgY | GSP | NG FES - Leading the Way | Total installed PV capacity - I&C and large (MW)
NG FES - Leading the Way | Gen_BB012 | MW | NPgN | CAMB_01 | Total installed PV capacity - I&C and large (MW) | Camblesforth | CAMBLESFORTH | 0.919 | 1.795 | 2.015 | 2.413 | 2.809 | 3.203 | 3.594 | 4.005 | 4.437 | 4.9 | 5.454 | 6.062 | 6.617 | 7.186 | 7.675 | 7.946 | 8.095 | 8.282 | 8.592 | 8.994 | 9.387 | 9.797 | 10.205 | 10.445 | 10.603 | 10.76 | 10.917 | 11.074 | 11.23 | 11.387 | NPgY | GSP | NG FES - Leading the Way | Total installed PV capacity - I&C and large (MW)
NG FES - Leading the Way | Gen_BB012 | MW | NPgN | CREB_1 | Total installed PV capacity - I&C and large (MW) | Creyke Beck | CREYKE BECK | 27.243 | 61.935 | 67.821 | 80.877 | 93.867 | 106.789 | 119.629 | 132.601 | 145.706 | 159.386 | 175.456 | 193.097 | 209.188 | 225.823 | 238.682 | 246.186 | 250.305 | 254.164 | 263.292 | 275.043 | 286.16 | 298.025 | 309.816 | 314.511 | 315.678 | 316.84 | 317.998 | 319.151 | 320.3 | 321.444 | NPgY | GSP | NG FES - Leading the Way | Total installed PV capacity - I&C and large (MW)
NG FES - Leading the Way | Gen_BB012 | MW | NPgN | DRAX_YEDL | Total installed PV capacity - I&C and large (MW) | Drax | DRAX | 1.338 | 5.534 | 6.281 | 7.895 | 9.5 | 11.097 | 12.684 | 14.295 | 15.931 | 17.645 | 19.663 | 21.88 | 23.901 | 25.988 | 27.626 | 28.575 | 29.096 | 29.608 | 30.753 | 32.227 | 33.628 | 35.119 | 36.601 | 37.231 | 37.437 | 37.642 | 37.847 | 38.051 | 38.255 | 38.458 | NPgY | GSP | NG FES - Leading the Way | Total installed PV capacity - I&C and large (MW)
NG FES - Leading the Way | Gen_BB012 | MW | NPgN | ELLA_1 | Total installed PV capacity - I&C and large (MW) | Elland | ELLAND | 3.828 | 8.514 | 9.267 | 10.99 | 12.704 | 14.409 | 16.104 | 17.807 | 19.516 | 21.295 | 23.377 | 25.663 | 27.749 | 29.907 | 31.547 | 32.512 | 33.041 | 33.509 | 34.695 | 36.219 | 37.655 | 39.192 | 40.719 | 41.281 | 41.362 | 41.443 | 41.524 | 41.604 | 41.683 | 41.762 | NPgY | GSP | NG FES - Leading the Way | Total installed PV capacity - I&C and large (MW)
NG FES - Leading the Way | Gen_BB012 | MW | NPgN | FERRA2 | Total installed PV capacity - I&C and large (MW) | Ferrybridge A | FERRYBRIDGE A | 1.466 | 8.254 | 9.359 | 11.868 | 14.365 | 16.849 | 19.317 | 21.8 | 24.297 | 26.897 | 29.944 | 33.287 | 36.338 | 39.495 | 41.903 | 43.317 | 44.093 | 44.789 | 46.523 | 48.752 | 50.854 | 53.103 | 55.337 | 56.175 | 56.319 | 56.462 | 56.604 | 56.746 | 56.886 | 57.026 | NPgY | GSP | NG FES - Leading the Way | Total installed PV capacity - I&C and large (MW)
NG FES - Leading the Way | Gen_BB012 | MW | NPgN | FERRB9 | Total installed PV capacity - I&C and large (MW) | Ferrybridge B (_M) | FERRYBRIDGE B | 26.922 | 44.342 | 47.206 | 53.675 | 60.11 | 66.511 | 72.873 | 79.28 | 85.73 | 92.449 | 100.328 | 108.976 | 116.866 | 125.027 | 131.275 | 134.938 | 136.948 | 138.771 | 143.252 | 149.017 | 154.456 | 160.272 | 166.051 | 168.252 | 168.674 | 169.093 | 169.511 | 169.926 | 170.338 | 170.749 | NPgY | GSP | NG FES - Leading the Way | Total installed PV capacity - I&C and large (MW)
NG FES - Leading the Way | Gen_BB012 | MW | NPgN | GRIW_1 | Total installed PV capacity - I&C and large (MW) | Grimsby West | GRIMSBY WEST | 3.933 | 15.097 | 16.91 | 21.034 | 25.136 | 29.216 | 33.272 | 37.351 | 41.452 | 45.72 | 50.722 | 56.212 | 61.221 | 66.402 | 70.354 | 72.675 | 73.948 | 75.088 | 77.934 | 81.594 | 85.044 | 88.736 | 92.404 | 93.775 | 94.004 | 94.232 | 94.459 | 94.684 | 94.907 | 95.129 | NPgY | GSP | NG FES - Leading the Way | Total installed PV capacity - I&C and large (MW)
NG FES - Leading the Way | Gen_BB012 | MW | NPgN | JORD_3 | Total installed PV capacity - I&C and large (MW) | Jordanthorpe | JORDANTHORPE | 0.187 | 0.715 | 0.801 | 0.995 | 1.189 | 1.382 | 1.574 | 1.766 | 1.96 | 2.162 | 2.398 | 2.657 | 2.893 | 3.138 | 3.324 | 3.434 | 3.494 | 3.548 | 3.682 | 3.855 | 4.018 | 4.192 | 4.365 | 4.43 | 4.44 | 4.451 | 4.461 | 4.471 | 4.481 | 4.491 | NPgY | GSP | NG FES - Leading the Way | Total installed PV capacity - I&C and large (MW)
NG FES - Leading the Way | Gen_BB012 | MW | NPgN | KEAD_YEDL | Total installed PV capacity - I&C and large (MW) | Keadby | KEADBY | 78.883 | 136.778 | 146.651 | 168.487 | 190.212 | 211.825 | 233.3 | 255.008 | 276.948 | 299.86 | 326.781 | 356.336 | 383.293 | 411.159 | 432.734 | 445.314 | 452.22 | 458.722 | 474.011 | 493.696 | 512.326 | 532.204 | 551.96 | 559.88 | 561.917 | 563.946 | 565.968 | 567.982 | 569.988 | 571.987 | NPgY | GSP | NG FES - Leading the Way | Total installed PV capacity - I&C and large (MW)
NG FES - Leading the Way | Gen_BB012 | MW | NPgN | KIRKB1 | Total installed PV capacity - I&C and large (MW) | Kirkstall B | KIRKSTALL B | 2.386 | 4.362 | 4.705 | 5.456 | 6.203 | 6.946 | 7.685 | 8.432 | 9.189 | 9.981 | 10.912 | 11.934 | 12.866 | 13.829 | 14.578 | 15.014 | 15.254 | 15.483 | 16.011 | 16.692 | 17.336 | 18.024 | 18.707 | 18.987 | 19.067 | 19.147 | 19.226 | 19.305 | 19.384 | 19.462 | NPgY | GSP | NG FES - Leading the Way | Total installed PV capacity - I&C and large (MW)
NG FES - Leading the Way | Gen_BB012 | MW | NPgN | NEEP_3 | Total installed PV capacity - I&C and large (MW) | Neepsend | NEEPSEND | 0.233 | 0.419 | 0.453 | 0.525 | 0.596 | 0.667 | 0.738 | 0.81 | 0.883 | 0.96 | 1.051 | 1.15 | 1.241 | 1.334 | 1.408 | 1.451 | 1.474 | 1.497 | 1.549 | 1.615 | 1.678 | 1.745 | 1.811 | 1.84 | 1.85 | 1.86 | 1.87 | 1.881 | 1.891 | 1.901 | NPgY | GSP | NG FES - Leading the Way | Total installed PV capacity - I&C and large (MW)
NG FES - Leading the Way | Gen_BB012 | MW | NPgN | NORL_3 | Total installed PV capacity - I&C and large (MW) | Norton Lees | NORTON LEES | 0.336 | 0.342 | 0.349 | 0.357 | 0.365 | 0.373 | 0.381 | 0.391 | 0.402 | 0.415 | 0.431 | 0.448 | 0.464 | 0.48 | 0.497 | 0.506 | 0.511 | 0.519 | 0.528 | 0.539 | 0.551 | 0.563 | 0.575 | 0.587 | 0.598 | 0.61 | 0.622 | 0.633 | 0.645 | 0.657 | NPgY | GSP | NG FES - Leading the Way | Total installed PV capacity - I&C and large (MW)
NG FES - Leading the Way | Gen_BB012 | MW | NPgN | PITS_BB_B | Total installed PV capacity - I&C and large (MW) | Pitsmoor | PITSMOOR 3/4 | 0.229 | 0.233 | 0.236 | 0.24 | 0.244 | 0.248 | 0.252 | 0.257 | 0.262 | 0.268 | 0.275 | 0.283 | 0.291 | 0.298 | 0.306 | 0.31 | 0.312 | 0.316 | 0.32 | 0.325 | 0.331 | 0.336 | 0.342 | 0.347 | 0.352 | 0.357 | 0.362 | 0.367 | 0.372 | 0.377 | NPgY | GSP | NG FES - Leading the Way | Total installed PV capacity - I&C and large (MW)
NG FES - Leading the Way | Gen_BB012 | MW | NPgN | SALT_1 | Total installed PV capacity - I&C and large (MW) | Saltend North | SALTEND NORTH | 16.976 | 17.062 | 17.157 | 17.267 | 17.376 | 17.486 | 17.593 | 17.721 | 17.868 | 18.035 | 18.244 | 18.473 | 18.681 | 18.893 | 19.111 | 19.222 | 19.284 | 19.395 | 19.509 | 19.658 | 19.813 | 19.968 | 20.123 | 20.273 | 20.421 | 20.57 | 20.718 | 20.866 | 21.015 | 21.163 | NPgY | GSP | NG FES - Leading the Way | Total installed PV capacity - I&C and large (MW)
NG FES - Leading the Way | Gen_BB012 | MW | NPgN | SHEC_3 | Total installed PV capacity - I&C and large (MW) | Sheffield City | SHEFFIELD CITY | 0.235 | 0.275 | 0.284 | 0.301 | 0.319 | 0.336 | 0.353 | 0.371 | 0.39 | 0.41 | 0.433 | 0.459 | 0.483 | 0.507 | 0.528 | 0.539 | 0.546 | 0.553 | 0.567 | 0.584 | 0.601 | 0.618 | 0.636 | 0.645 | 0.651 | 0.657 | 0.663 | 0.668 | 0.674 | 0.68 | NPgY | GSP | NG FES - Leading the Way | Total installed PV capacity - I&C and large (MW)
NG FES - Leading the Way | Gen_BB012 | MW | NPgN | SKLGB1 | Total installed PV capacity - I&C and large (MW) | Skelton Grange | SKELTON GRANGE | 6.313 | 11.457 | 12.366 | 14.337 | 16.298 | 18.249 | 20.187 | 22.153 | 24.148 | 26.237 | 28.696 | 31.395 | 33.857 | 36.401 | 38.392 | 39.546 | 40.18 | 40.798 | 42.193 | 43.99 | 45.695 | 47.511 | 49.317 | 50.076 | 50.314 | 50.553 | 50.79 | 51.027 | 51.263 | 51.499 | NPgY | GSP | NG FES - Leading the Way | Total installed PV capacity - I&C and large (MW)
NG FES - Leading the Way | Gen_BB012 | MW | NPgN | TEMP_3 | Total installed PV capacity - I&C and large (MW) | Templeborough | TEMPLEBOROUGH 275/33KV | 0.009 | 0.151 | 0.178 | 0.234 | 0.29 | 0.346 | 0.402 | 0.458 | 0.516 | 0.577 | 0.648 | 0.727 | 0.799 | 0.873 | 0.932 | 0.966 | 0.985 | 1.004 | 1.045 | 1.097 | 1.147 | 1.2 | 1.253 | 1.277 | 1.287 | 1.297 | 1.306 | 1.316 | 1.326 | 1.335 | NPgY | GSP | NG FES - Leading the Way | Total installed PV capacity - I&C and large (MW)
NG FES - Leading the Way | Gen_BB012 | MW | NPgN | THUR_6 | Total installed PV capacity - I&C and large (MW) | Thurcroft | THURCROFT | 3.301 | 17.766 | 20.061 | 25.352 | 30.614 | 35.849 | 41.053 | 46.273 | 51.509 | 56.95 | 63.316 | 70.303 | 76.679 | 83.278 | 88.272 | 91.216 | 92.831 | 94.239 | 97.865 | 102.526 | 106.91 | 111.609 | 116.276 | 117.959 | 118.157 | 118.353 | 118.548 | 118.74 | 118.931 | 119.119 | NPgY | GSP | NG FES - Leading the Way | Total installed PV capacity - I&C and large (MW)
NG FES - Leading the Way | Gen_BB012 | MW | NPgN | WMEL_THOM | Total installed PV capacity - I&C and large (MW) | Thorpe Marsh | WEST MELTON / THORPE MARSH | 16.715 | 30.014 | 32.249 | 37.233 | 42.192 | 47.124 | 52.026 | 56.974 | 61.966 | 67.175 | 73.29 | 80.003 | 86.126 | 92.457 | 97.337 | 100.189 | 101.754 | 103.206 | 106.681 | 111.153 | 115.381 | 119.896 | 124.382 | 126.145 | 126.554 | 126.96 | 127.366 | 127.769 | 128.17 | 128.57 | NPgY | GSP | NG FES - Leading the Way | Total installed PV capacity - I&C and large (MW)
NG FES - Leading the Way | Gen_BB012 | MW | NPgN | WMEL_BB3 | Total installed PV capacity - I&C and large (MW) | West Melton | WEST MELTON SECTION 3 | 5.621 | 19.805 | 22.125 | 27.38 | 32.608 | 37.808 | 42.976 | 48.178 | 53.412 | 58.862 | 65.252 | 72.265 | 78.663 | 85.282 | 90.34 | 93.308 | 94.937 | 96.406 | 100.04 | 104.715 | 109.124 | 113.841 | 118.527 | 120.297 | 120.618 | 120.938 | 121.255 | 121.57 | 121.884 | 122.196 | NPgY | GSP | NG FES - Leading the Way | Total installed PV capacity - I&C and large (MW)
NG FES - Leading the Way | Gen_BB012 | MW | NPgN | WIBA_3 | Total installed PV capacity - I&C and large (MW) | Wincobank | WINCOBANK | 0.234 | 0.731 | 0.815 | 1.003 | 1.189 | 1.375 | 1.559 | 1.745 | 1.934 | 2.13 | 2.361 | 2.615 | 2.846 | 3.085 | 3.27 | 3.378 | 3.437 | 3.493 | 3.624 | 3.793 | 3.953 | 4.123 | 4.293 | 4.361 | 4.378 | 4.395 | 4.412 | 4.429 | 4.447 | 4.464 | NPgY | GSP | NG FES - Leading the Way | Total installed PV capacity - I&C and large (MW)
NPg Planning Scenario | Gen_BB012 | MW | NPgN | BLYTB1 | Total installed PV capacity - I&C and large (MW) | Blyth 66kV | BLYTH 66kV | 1 | 10.299 | 11.923 | 15.08 | 18.22 | 21.345 | 24.448 | 27.597 | 30.791 | 34.135 | 38.071 | 42.392 | 46.333 | 50.404 | 53.59 | 55.437 | 56.452 | 57.44 | 59.672 | 62.548 | 65.278 | 68.185 | 71.075 | 72.287 | 72.666 | 73.043 | 73.42 | 73.795 | 74.17 | 74.543 | NPgN | GSP | NPg Planning Scenario | Total installed PV capacity - I&C and large (MW)
NPg Planning Scenario | Gen_BB012 | MW | NPgN | BLYTH132 | Total installed PV capacity - I&C and large (MW) | Blyth 132kV | BLYTH 132kV | 0.886 | 17.211 | 19.78 | 25.02 | 30.234 | 35.42 | 40.575 | 45.743 | 50.924 | 56.306 | 62.603 | 69.512 | 75.818 | 82.345 | 87.275 | 90.186 | 91.781 | 93.165 | 96.751 | 101.361 | 105.695 | 110.342 | 114.958 | 116.608 | 116.784 | 116.959 | 117.132 | 117.302 | 117.471 | 117.638 | NPgN | GSP | NPg Planning Scenario | Total installed PV capacity - I&C and large (MW)
NPg Planning Scenario | Gen_BB012 | MW | NPgN | FOUR_1 | Total installed PV capacity - I&C and large (MW) | Fourstones | FOURSTONES | 0.262 | 1.113 | 1.309 | 1.652 | 1.993 | 2.332 | 2.669 | 3.02 | 3.386 | 3.776 | 4.241 | 4.752 | 5.218 | 5.697 | 6.099 | 6.325 | 6.449 | 6.597 | 6.858 | 7.197 | 7.525 | 7.869 | 8.211 | 8.4 | 8.513 | 8.626 | 8.739 | 8.851 | 8.964 | 9.076 | NPgN | GSP | NPg Planning Scenario | Total installed PV capacity - I&C and large (MW)
NPg Planning Scenario | Gen_BB012 | MW | NPgN | HARM_6 | Total installed PV capacity - I&C and large (MW) | Hart Moor | HARTMOOR | 0.92 | 5.495 | 6.328 | 7.922 | 9.509 | 11.087 | 12.655 | 14.252 | 15.877 | 17.583 | 19.596 | 21.805 | 23.82 | 25.9 | 27.546 | 28.495 | 29.017 | 29.542 | 30.681 | 32.151 | 33.55 | 35.036 | 36.514 | 37.164 | 37.401 | 37.637 | 37.873 | 38.109 | 38.344 | 38.578 | NPgN | GSP | NPg Planning Scenario | Total installed PV capacity - I&C and large (MW)
NPg Planning Scenario | Gen_BB012 | MW | NPgN | HAWP_6 | Total installed PV capacity - I&C and large (MW) | Hawthorn Pit | HAWTHORN PIT GRID | 6.445 | 11.223 | 12.074 | 13.714 | 15.346 | 16.97 | 18.583 | 20.222 | 21.885 | 23.628 | 25.681 | 27.935 | 29.99 | 32.113 | 33.779 | 34.744 | 35.275 | 35.796 | 36.959 | 38.459 | 39.884 | 41.4 | 42.907 | 43.549 | 43.759 | 43.969 | 44.179 | 44.388 | 44.596 | 44.804 | NPgN | GSP | NPg Planning Scenario | Total installed PV capacity - I&C and large (MW)
NPg Planning Scenario | Gen_BB012 | MW | NPgN | KNARE_111 | Total installed PV capacity - I&C and large (MW) | Knaresborough | KNARESBOROUGH | 12.216 | 31.21 | 34.372 | 40.65 | 46.897 | 53.112 | 59.287 | 65.515 | 71.794 | 78.341 | 86.024 | 94.458 | 102.152 | 110.108 | 116.225 | 119.804 | 121.768 | 123.576 | 127.943 | 133.563 | 138.872 | 144.544 | 150.181 | 152.37 | 152.846 | 153.32 | 153.791 | 154.26 | 154.727 | 155.192 | NPgN | GSP | NPg Planning Scenario | Total installed PV capacity - I&C and large (MW)
NPg Planning Scenario | Gen_BB012 | MW | NPgN | LACK_6 | Total installed PV capacity - I&C and large (MW) | Lackenby | LACKENBY | 13.775 | 18.72 | 19.714 | 21.54 | 23.358 | 25.167 | 26.963 | 28.811 | 30.711 | 32.718 | 35.097 | 37.71 | 40.092 | 42.547 | 44.542 | 45.678 | 46.304 | 46.984 | 48.327 | 50.061 | 51.725 | 53.484 | 55.233 | 56.088 | 56.499 | 56.909 | 57.319 | 57.728 | 58.137 | 58.545 | NPgN | GSP | NPg Planning Scenario | Total installed PV capacity - I&C and large (MW)
NPg Planning Scenario | Gen_BB012 | MW | NPgN | NORT_1 | Total installed PV capacity - I&C and large (MW) | Norton | NORTON | 99.763 | 138.908 | 145.532 | 158.603 | 171.607 | 184.545 | 197.399 | 210.388 | 223.509 | 237.209 | 253.301 | 270.966 | 287.08 | 303.738 | 316.619 | 324.134 | 328.259 | 332.127 | 341.268 | 353.035 | 364.168 | 376.05 | 387.858 | 392.565 | 393.741 | 394.913 | 396.08 | 397.242 | 398.4 | 399.554 | NPgN | GSP | NPg Planning Scenario | Total installed PV capacity - I&C and large (MW)
NPg Planning Scenario | Gen_BB012 | MW | NPgN | OFFE_3 | Total installed PV capacity - I&C and large (MW) | Offerton | OFFERTON | 0.15 | 0.497 | 0.641 | 0.853 | 1.063 | 1.273 | 1.48 | 1.708 | 1.956 | 2.227 | 2.558 | 2.922 | 3.252 | 3.59 | 3.904 | 4.072 | 4.165 | 4.304 | 4.487 | 4.726 | 4.964 | 5.21 | 5.454 | 5.637 | 5.79 | 5.942 | 6.095 | 6.247 | 6.4 | 6.552 | NPgN | GSP | NPg Planning Scenario | Total installed PV capacity - I&C and large (MW)
NPg Planning Scenario | Gen_BB012 | MW | NPgN | OSBA_1 | Total installed PV capacity - I&C and large (MW) | Osbaldwick | OSBALDWICK | 8.455 | 54.925 | 62.275 | 77.227 | 92.102 | 106.898 | 121.605 | 136.357 | 151.153 | 166.528 | 184.518 | 204.261 | 222.277 | 240.924 | 255.031 | 263.351 | 267.913 | 271.888 | 282.135 | 295.306 | 307.692 | 320.969 | 334.158 | 338.906 | 339.458 | 340.005 | 340.547 | 341.083 | 341.613 | 342.139 | NPgN | GSP | NPg Planning Scenario | Total installed PV capacity - I&C and large (MW)
NPg Planning Scenario | Gen_BB012 | MW | NPgN | POPP_3 | Total installed PV capacity - I&C and large (MW) | Poppleton | POPPLETON | 0.429 | 1.86 | 2.136 | 2.65 | 3.163 | 3.672 | 4.178 | 4.697 | 5.227 | 5.786 | 6.447 | 7.173 | 7.835 | 8.517 | 9.065 | 9.379 | 9.552 | 9.733 | 10.107 | 10.589 | 11.05 | 11.539 | 12.025 | 12.251 | 12.349 | 12.447 | 12.544 | 12.642 | 12.739 | 12.836 | NPgN | GSP | NPg Planning Scenario | Total installed PV capacity - I&C and large (MW)
NPg Planning Scenario | Gen_BB012 | MW | NPgN | SALH_1 | Total installed PV capacity - I&C and large (MW) | Saltholme | SALTHOLME | 0.056 | 0.412 | 0.477 | 0.601 | 0.724 | 0.847 | 0.969 | 1.093 | 1.22 | 1.353 | 1.509 | 1.681 | 1.838 | 2 | 2.128 | 2.201 | 2.242 | 2.283 | 2.371 | 2.486 | 2.595 | 2.71 | 2.825 | 2.876 | 2.894 | 2.912 | 2.93 | 2.949 | 2.967 | 2.985 | NPgN | GSP | NPg Planning Scenario | Total installed PV capacity - I&C and large (MW)
NPg Planning Scenario | Gen_BB012 | MW | NPgN | SSHI_3 | Total installed PV capacity - I&C and large (MW) | South Shields | SOUTH SHIELDS | 0.57 | 0.582 | 0.674 | 0.777 | 0.879 | 0.981 | 1.082 | 1.202 | 1.343 | 1.502 | 1.702 | 1.922 | 2.121 | 2.323 | 2.534 | 2.641 | 2.701 | 2.81 | 2.919 | 3.062 | 3.21 | 3.358 | 3.507 | 3.655 | 3.803 | 3.951 | 4.098 | 4.246 | 4.394 | 4.542 | NPgN | GSP | NPg Planning Scenario | Total installed PV capacity - I&C and large (MW)
NPg Planning Scenario | Gen_BB012 | MW | NPgN | KIELD01 and SPAD20 | Total installed PV capacity - I&C and large (MW) | 0 | SPADEADAM | 0.064 | 0.728 | 0.853 | 1.089 | 1.324 | 1.557 | 1.789 | 2.026 | 2.269 | 2.523 | 2.825 | 3.155 | 3.457 | 3.768 | 4.016 | 4.159 | 4.237 | 4.319 | 4.489 | 4.709 | 4.918 | 5.141 | 5.362 | 5.463 | 5.505 | 5.546 | 5.587 | 5.628 | 5.669 | 5.71 | NPgN | GSP | NPg Planning Scenario | Total installed PV capacity - I&C and large (MW)
NPg Planning Scenario | Gen_BB012 | MW | NPgN | SPEN_1 | Total installed PV capacity - I&C and large (MW) | Spennymoor | SPENNYMOOR | 3.714 | 34.779 | 39.84 | 49.999 | 60.107 | 70.161 | 80.154 | 90.21 | 100.328 | 110.864 | 123.214 | 136.77 | 149.137 | 161.931 | 171.706 | 177.443 | 180.59 | 183.427 | 190.452 | 199.489 | 208.011 | 217.127 | 226.185 | 229.604 | 230.219 | 230.83 | 231.438 | 232.042 | 232.643 | 233.24 | NPgN | GSP | NPg Planning Scenario | Total installed PV capacity - I&C and large (MW)
NPg Planning Scenario | Gen_BB012 | MW | NPgN | STEN_1 | Total installed PV capacity - I&C and large (MW) | Stella North | STELLA NORTH | 1.976 | 4.157 | 4.805 | 5.84 | 6.871 | 7.898 | 8.915 | 10.001 | 11.157 | 12.403 | 13.905 | 15.557 | 17.06 | 18.602 | 19.963 | 20.709 | 21.121 | 21.671 | 22.51 | 23.599 | 24.67 | 25.783 | 26.892 | 27.61 | 28.134 | 28.658 | 29.182 | 29.705 | 30.228 | 30.751 | NPgN | GSP | NPg Planning Scenario | Total installed PV capacity - I&C and large (MW)
NPg Planning Scenario | Gen_BB012 | MW | NPgN | STES_1 | Total installed PV capacity - I&C and large (MW) | Stella South | STELLA SOUTH | 6.858 | 22.034 | 24.555 | 29.572 | 34.564 | 39.529 | 44.463 | 49.439 | 54.456 | 59.688 | 65.827 | 72.566 | 78.714 | 85.071 | 89.959 | 92.819 | 94.388 | 95.832 | 99.322 | 103.812 | 108.055 | 112.587 | 117.091 | 118.84 | 119.221 | 119.599 | 119.976 | 120.351 | 120.725 | 121.096 | NPgN | GSP | NPg Planning Scenario | Total installed PV capacity - I&C and large (MW)
NPg Planning Scenario | Gen_BB012 | MW | NPgN | TYNE_1 | Total installed PV capacity - I&C and large (MW) | Tynemouth 1 | TYNEMOUTH | 1.281 | 1.884 | 2.167 | 2.567 | 2.965 | 3.362 | 3.755 | 4.19 | 4.667 | 5.19 | 5.83 | 6.534 | 7.174 | 7.828 | 8.443 | 8.77 | 8.952 | 9.228 | 9.582 | 10.044 | 10.507 | 10.982 | 11.456 | 11.823 | 12.138 | 12.454 | 12.768 | 13.083 | 13.398 | 13.713 | NPgN | GSP | NPg Planning Scenario | Total installed PV capacity - I&C and large (MW)
NPg Planning Scenario | Gen_BB012 | MW | NPgN | WBOL_6 | Total installed PV capacity - I&C and large (MW) | West Boldon | WEST BOLDON | 7.379 | 9.224 | 9.805 | 10.715 | 11.621 | 12.523 | 13.417 | 14.376 | 15.401 | 16.508 | 17.846 | 19.318 | 20.656 | 22.028 | 23.251 | 23.918 | 24.287 | 24.79 | 25.535 | 26.505 | 27.461 | 28.452 | 29.44 | 30.098 | 30.592 | 31.086 | 31.58 | 32.074 | 32.567 | 33.06 | NPgN | GSP | NPg Planning Scenario | Total installed PV capacity - I&C and large (MW)
NPg Planning Scenario | Gen_BB012 | MW | NPgN | BRAW_1 | Total installed PV capacity - I&C and large (MW) | Bradford West | BRADFORD WEST | 4.18 | 8.939 | 9.726 | 11.497 | 13.26 | 15.013 | 16.755 | 18.511 | 20.279 | 22.122 | 24.285 | 26.658 | 28.823 | 31.062 | 32.779 | 33.785 | 34.337 | 34.841 | 36.071 | 37.652 | 39.145 | 40.741 | 42.327 | 42.937 | 43.06 | 43.183 | 43.306 | 43.427 | 43.549 | 43.669 | NPgY | GSP | NPg Planning Scenario | Total installed PV capacity - I&C and large (MW)
NPg Planning Scenario | Gen_BB012 | MW | NPgN | CAMB_01 | Total installed PV capacity - I&C and large (MW) | Camblesforth | CAMBLESFORTH | 0.919 | 1.795 | 2.015 | 2.413 | 2.809 | 3.203 | 3.594 | 4.005 | 4.437 | 4.9 | 5.454 | 6.062 | 6.617 | 7.186 | 7.675 | 7.946 | 8.095 | 8.282 | 8.592 | 8.994 | 9.387 | 9.797 | 10.205 | 10.445 | 10.603 | 10.76 | 10.917 | 11.074 | 11.23 | 11.387 | NPgY | GSP | NPg Planning Scenario | Total installed PV capacity - I&C and large (MW)
NPg Planning Scenario | Gen_BB012 | MW | NPgN | CREB_1 | Total installed PV capacity - I&C and large (MW) | Creyke Beck | CREYKE BECK | 27.243 | 61.935 | 67.821 | 80.877 | 93.867 | 106.789 | 119.629 | 132.601 | 145.706 | 159.386 | 175.456 | 193.097 | 209.188 | 225.823 | 238.682 | 246.186 | 250.305 | 254.164 | 263.292 | 275.043 | 286.16 | 298.025 | 309.816 | 314.511 | 315.678 | 316.84 | 317.998 | 319.151 | 320.3 | 321.444 | NPgY | GSP | NPg Planning Scenario | Total installed PV capacity - I&C and large (MW)
NPg Planning Scenario | Gen_BB012 | MW | NPgN | DRAX_YEDL | Total installed PV capacity - I&C and large (MW) | Drax | DRAX | 1.338 | 5.534 | 6.281 | 7.895 | 9.5 | 11.097 | 12.684 | 14.295 | 15.931 | 17.645 | 19.663 | 21.88 | 23.901 | 25.988 | 27.626 | 28.575 | 29.096 | 29.608 | 30.753 | 32.227 | 33.628 | 35.119 | 36.601 | 37.231 | 37.437 | 37.642 | 37.847 | 38.051 | 38.255 | 38.458 | NPgY | GSP | NPg Planning Scenario | Total installed PV capacity - I&C and large (MW)
NPg Planning Scenario | Gen_BB012 | MW | NPgN | ELLA_1 | Total installed PV capacity - I&C and large (MW) | Elland | ELLAND | 3.828 | 8.514 | 9.267 | 10.99 | 12.704 | 14.409 | 16.104 | 17.807 | 19.516 | 21.295 | 23.377 | 25.663 | 27.749 | 29.907 | 31.547 | 32.512 | 33.041 | 33.509 | 34.695 | 36.219 | 37.655 | 39.192 | 40.719 | 41.281 | 41.362 | 41.443 | 41.524 | 41.604 | 41.683 | 41.762 | NPgY | GSP | NPg Planning Scenario | Total installed PV capacity - I&C and large (MW)
NPg Planning Scenario | Gen_BB012 | MW | NPgN | FERRA2 | Total installed PV capacity - I&C and large (MW) | Ferrybridge A | FERRYBRIDGE A | 1.466 | 8.254 | 9.359 | 11.868 | 14.365 | 16.849 | 19.317 | 21.8 | 24.297 | 26.897 | 29.944 | 33.287 | 36.338 | 39.495 | 41.903 | 43.317 | 44.093 | 44.789 | 46.523 | 48.752 | 50.854 | 53.103 | 55.337 | 56.175 | 56.319 | 56.462 | 56.604 | 56.746 | 56.886 | 57.026 | NPgY | GSP | NPg Planning Scenario | Total installed PV capacity - I&C and large (MW)
NPg Planning Scenario | Gen_BB012 | MW | NPgN | FERRB9 | Total installed PV capacity - I&C and large (MW) | Ferrybridge B (_M) | FERRYBRIDGE B | 26.922 | 44.342 | 47.206 | 53.675 | 60.11 | 66.511 | 72.873 | 79.28 | 85.73 | 92.449 | 100.328 | 108.976 | 116.866 | 125.027 | 131.275 | 134.938 | 136.948 | 138.771 | 143.252 | 149.017 | 154.456 | 160.272 | 166.051 | 168.252 | 168.674 | 169.093 | 169.511 | 169.926 | 170.338 | 170.749 | NPgY | GSP | NPg Planning Scenario | Total installed PV capacity - I&C and large (MW)
NPg Planning Scenario | Gen_BB012 | MW | NPgN | GRIW_1 | Total installed PV capacity - I&C and large (MW) | Grimsby West | GRIMSBY WEST | 3.933 | 15.097 | 16.91 | 21.034 | 25.136 | 29.216 | 33.272 | 37.351 | 41.452 | 45.72 | 50.722 | 56.212 | 61.221 | 66.402 | 70.354 | 72.675 | 73.948 | 75.088 | 77.934 | 81.594 | 85.044 | 88.736 | 92.404 | 93.775 | 94.004 | 94.232 | 94.459 | 94.684 | 94.907 | 95.129 | NPgY | GSP | NPg Planning Scenario | Total installed PV capacity - I&C and large (MW)
NPg Planning Scenario | Gen_BB012 | MW | NPgN | JORD_3 | Total installed PV capacity - I&C and large (MW) | Jordanthorpe | JORDANTHORPE | 0.187 | 0.715 | 0.801 | 0.995 | 1.189 | 1.382 | 1.574 | 1.766 | 1.96 | 2.162 | 2.398 | 2.657 | 2.893 | 3.138 | 3.324 | 3.434 | 3.494 | 3.548 | 3.682 | 3.855 | 4.018 | 4.192 | 4.365 | 4.43 | 4.44 | 4.451 | 4.461 | 4.471 | 4.481 | 4.491 | NPgY | GSP | NPg Planning Scenario | Total installed PV capacity - I&C and large (MW)
NPg Planning Scenario | Gen_BB012 | MW | NPgN | KEAD_YEDL | Total installed PV capacity - I&C and large (MW) | Keadby | KEADBY | 78.883 | 136.778 | 146.651 | 168.487 | 190.212 | 211.825 | 233.3 | 255.008 | 276.948 | 299.86 | 326.781 | 356.336 | 383.293 | 411.159 | 432.734 | 445.314 | 452.22 | 458.722 | 474.011 | 493.696 | 512.326 | 532.204 | 551.96 | 559.88 | 561.917 | 563.946 | 565.968 | 567.982 | 569.988 | 571.987 | NPgY | GSP | NPg Planning Scenario | Total installed PV capacity - I&C and large (MW)
NPg Planning Scenario | Gen_BB012 | MW | NPgN | KIRKB1 | Total installed PV capacity - I&C and large (MW) | Kirkstall B | KIRKSTALL B | 2.386 | 4.362 | 4.705 | 5.456 | 6.203 | 6.946 | 7.685 | 8.432 | 9.189 | 9.981 | 10.912 | 11.934 | 12.866 | 13.829 | 14.578 | 15.014 | 15.254 | 15.483 | 16.011 | 16.692 | 17.336 | 18.024 | 18.707 | 18.987 | 19.067 | 19.147 | 19.226 | 19.305 | 19.384 | 19.462 | NPgY | GSP | NPg Planning Scenario | Total installed PV capacity - I&C and large (MW)
NPg Planning Scenario | Gen_BB012 | MW | NPgN | NEEP_3 | Total installed PV capacity - I&C and large (MW) | Neepsend | NEEPSEND | 0.233 | 0.419 | 0.453 | 0.525 | 0.596 | 0.667 | 0.738 | 0.81 | 0.883 | 0.96 | 1.051 | 1.15 | 1.241 | 1.334 | 1.408 | 1.451 | 1.474 | 1.497 | 1.549 | 1.615 | 1.678 | 1.745 | 1.811 | 1.84 | 1.85 | 1.86 | 1.87 | 1.881 | 1.891 | 1.901 | NPgY | GSP | NPg Planning Scenario | Total installed PV capacity - I&C and large (MW)
NPg Planning Scenario | Gen_BB012 | MW | NPgN | NORL_3 | Total installed PV capacity - I&C and large (MW) | Norton Lees | NORTON LEES | 0.336 | 0.342 | 0.349 | 0.357 | 0.365 | 0.373 | 0.381 | 0.391 | 0.402 | 0.415 | 0.431 | 0.448 | 0.464 | 0.48 | 0.497 | 0.506 | 0.511 | 0.519 | 0.528 | 0.539 | 0.551 | 0.563 | 0.575 | 0.587 | 0.598 | 0.61 | 0.622 | 0.633 | 0.645 | 0.657 | NPgY | GSP | NPg Planning Scenario | Total installed PV capacity - I&C and large (MW)
NPg Planning Scenario | Gen_BB012 | MW | NPgN | PITS_BB_B | Total installed PV capacity - I&C and large (MW) | Pitsmoor | PITSMOOR 3/4 | 0.229 | 0.233 | 0.236 | 0.24 | 0.244 | 0.248 | 0.252 | 0.257 | 0.262 | 0.268 | 0.275 | 0.283 | 0.291 | 0.298 | 0.306 | 0.31 | 0.312 | 0.316 | 0.32 | 0.325 | 0.331 | 0.336 | 0.342 | 0.347 | 0.352 | 0.357 | 0.362 | 0.367 | 0.372 | 0.377 | NPgY | GSP | NPg Planning Scenario | Total installed PV capacity - I&C and large (MW)
NPg Planning Scenario | Gen_BB012 | MW | NPgN | SALT_1 | Total installed PV capacity - I&C and large (MW) | Saltend North | SALTEND NORTH | 16.976 | 17.062 | 17.157 | 17.267 | 17.376 | 17.486 | 17.593 | 17.721 | 17.868 | 18.035 | 18.244 | 18.473 | 18.681 | 18.893 | 19.111 | 19.222 | 19.284 | 19.395 | 19.509 | 19.658 | 19.813 | 19.968 | 20.123 | 20.273 | 20.421 | 20.57 | 20.718 | 20.866 | 21.015 | 21.163 | NPgY | GSP | NPg Planning Scenario | Total installed PV capacity - I&C and large (MW)
NPg Planning Scenario | Gen_BB012 | MW | NPgN | SHEC_3 | Total installed PV capacity - I&C and large (MW) | Sheffield City | SHEFFIELD CITY | 0.235 | 0.275 | 0.284 | 0.301 | 0.319 | 0.336 | 0.353 | 0.371 | 0.39 | 0.41 | 0.433 | 0.459 | 0.483 | 0.507 | 0.528 | 0.539 | 0.546 | 0.553 | 0.567 | 0.584 | 0.601 | 0.618 | 0.636 | 0.645 | 0.651 | 0.657 | 0.663 | 0.668 | 0.674 | 0.68 | NPgY | GSP | NPg Planning Scenario | Total installed PV capacity - I&C and large (MW)
NPg Planning Scenario | Gen_BB012 | MW | NPgN | SKLGB1 | Total installed PV capacity - I&C and large (MW) | Skelton Grange | SKELTON GRANGE | 6.313 | 11.457 | 12.366 | 14.337 | 16.298 | 18.249 | 20.187 | 22.153 | 24.148 | 26.237 | 28.696 | 31.395 | 33.857 | 36.401 | 38.392 | 39.546 | 40.18 | 40.798 | 42.193 | 43.99 | 45.695 | 47.511 | 49.317 | 50.076 | 50.314 | 50.553 | 50.79 | 51.027 | 51.263 | 51.499 | NPgY | GSP | NPg Planning Scenario | Total installed PV capacity - I&C and large (MW)
NPg Planning Scenario | Gen_BB012 | MW | NPgN | TEMP_3 | Total installed PV capacity - I&C and large (MW) | Templeborough | TEMPLEBOROUGH 275/33KV | 0.009 | 0.151 | 0.178 | 0.234 | 0.29 | 0.346 | 0.402 | 0.458 | 0.516 | 0.577 | 0.648 | 0.727 | 0.799 | 0.873 | 0.932 | 0.966 | 0.985 | 1.004 | 1.045 | 1.097 | 1.147 | 1.2 | 1.253 | 1.277 | 1.287 | 1.297 | 1.306 | 1.316 | 1.326 | 1.335 | NPgY | GSP | NPg Planning Scenario | Total installed PV capacity - I&C and large (MW)
NPg Planning Scenario | Gen_BB012 | MW | NPgN | THUR_6 | Total installed PV capacity - I&C and large (MW) | Thurcroft | THURCROFT | 3.301 | 17.766 | 20.061 | 25.352 | 30.614 | 35.849 | 41.053 | 46.273 | 51.509 | 56.95 | 63.316 | 70.303 | 76.679 | 83.278 | 88.272 | 91.216 | 92.831 | 94.239 | 97.865 | 102.526 | 106.91 | 111.609 | 116.276 | 117.959 | 118.157 | 118.353 | 118.548 | 118.74 | 118.931 | 119.119 | NPgY | GSP | NPg Planning Scenario | Total installed PV capacity - I&C and large (MW)
NPg Planning Scenario | Gen_BB012 | MW | NPgN | WMEL_THOM | Total installed PV capacity - I&C and large (MW) | Thorpe Marsh | WEST MELTON / THORPE MARSH | 16.715 | 30.014 | 32.249 | 37.233 | 42.192 | 47.124 | 52.026 | 56.974 | 61.966 | 67.175 | 73.29 | 80.003 | 86.126 | 92.457 | 97.337 | 100.189 | 101.754 | 103.206 | 106.681 | 111.153 | 115.381 | 119.896 | 124.382 | 126.145 | 126.554 | 126.96 | 127.366 | 127.769 | 128.17 | 128.57 | NPgY | GSP | NPg Planning Scenario | Total installed PV capacity - I&C and large (MW)
NPg Planning Scenario | Gen_BB012 | MW | NPgN | WMEL_BB3 | Total installed PV capacity - I&C and large (MW) | West Melton | WEST MELTON SECTION 3 | 5.621 | 19.805 | 22.125 | 27.38 | 32.608 | 37.808 | 42.976 | 48.178 | 53.412 | 58.862 | 65.252 | 72.265 | 78.663 | 85.282 | 90.34 | 93.308 | 94.937 | 96.406 | 100.04 | 104.715 | 109.124 | 113.841 | 118.527 | 120.297 | 120.618 | 120.938 | 121.255 | 121.57 | 121.884 | 122.196 | NPgY | GSP | NPg Planning Scenario | Total installed PV capacity - I&C and large (MW)
NPg Planning Scenario | Gen_BB012 | MW | NPgN | WIBA_3 | Total installed PV capacity - I&C and large (MW) | Wincobank | WINCOBANK | 0.234 | 0.731 | 0.815 | 1.003 | 1.189 | 1.375 | 1.559 | 1.745 | 1.934 | 2.13 | 2.361 | 2.615 | 2.846 | 3.085 | 3.27 | 3.378 | 3.437 | 3.493 | 3.624 | 3.793 | 3.953 | 4.123 | 4.293 | 4.361 | 4.378 | 4.395 | 4.412 | 4.429 | 4.447 | 4.464 | NPgY | GSP | NPg Planning Scenario | Total installed PV capacity - I&C and large (MW)
NG FES - System Transformation | Gen_BB012 | MW | NPgN | BLYTB1 | Total installed PV capacity - I&C and large (MW) | Blyth 66kV | BLYTH 66kV | 1 | 9.731 | 10.299 | 11.382 | 12.548 | 13.709 | 14.889 | 16.354 | 18.115 | 20.544 | 23.289 | 26.25 | 28.903 | 32.124 | 34.179 | 35.568 | 36.022 | 36.617 | 37.417 | 39.057 | 40.691 | 42.315 | 43.929 | 45.202 | 46.468 | 47.725 | 48.975 | 50.218 | 51.453 | 52.68 | NPgN | GSP | NG FES - System Transformation | Total installed PV capacity - I&C and large (MW)
NG FES - System Transformation | Gen_BB012 | MW | NPgN | BLYTH132 | Total installed PV capacity - I&C and large (MW) | Blyth 132kV | BLYTH 132kV | 0.886 | 16.224 | 17.082 | 18.819 | 20.701 | 22.574 | 24.453 | 26.804 | 29.631 | 33.544 | 37.951 | 42.675 | 46.851 | 52.022 | 55.226 | 57.521 | 58.248 | 59.065 | 60.202 | 62.819 | 65.422 | 68.007 | 70.575 | 72.54 | 74.49 | 76.428 | 78.352 | 80.262 | 82.159 | 84.043 | NPgN | GSP | NG FES - System Transformation | Total installed PV capacity - I&C and large (MW)
NG FES - System Transformation | Gen_BB012 | MW | NPgN | FOUR_1 | Total installed PV capacity - I&C and large (MW) | Fourstones | FOURSTONES | 0.262 | 1.058 | 1.133 | 1.26 | 1.395 | 1.53 | 1.671 | 1.843 | 2.049 | 2.332 | 2.654 | 3.006 | 3.33 | 3.708 | 3.964 | 4.116 | 4.17 | 4.262 | 4.379 | 4.574 | 4.768 | 4.962 | 5.155 | 5.317 | 5.478 | 5.639 | 5.799 | 5.958 | 6.116 | 6.274 | NPgN | GSP | NG FES - System Transformation | Total installed PV capacity - I&C and large (MW)
NG FES - System Transformation | Gen_BB012 | MW | NPgN | HARM_6 | Total installed PV capacity - I&C and large (MW) | Hart Moor | HARTMOOR | 0.92 | 5.211 | 5.507 | 6.061 | 6.655 | 7.247 | 7.851 | 8.599 | 9.499 | 10.738 | 12.14 | 13.655 | 15.018 | 16.664 | 17.722 | 18.425 | 18.657 | 18.975 | 19.399 | 20.238 | 21.074 | 21.906 | 22.733 | 23.391 | 24.045 | 24.696 | 25.343 | 25.986 | 26.625 | 27.261 | NPgN | GSP | NG FES - System Transformation | Total installed PV capacity - I&C and large (MW)
NG FES - System Transformation | Gen_BB012 | MW | NPgN | HAWP_6 | Total installed PV capacity - I&C and large (MW) | Hawthorn Pit | HAWTHORN PIT GRID | 6.445 | 10.929 | 11.227 | 11.792 | 12.399 | 13.004 | 13.62 | 14.383 | 15.302 | 16.568 | 17.999 | 19.544 | 20.929 | 22.609 | 23.683 | 24.405 | 24.642 | 24.957 | 25.378 | 26.234 | 27.086 | 27.934 | 28.776 | 29.442 | 30.104 | 30.763 | 31.417 | 32.067 | 32.714 | 33.356 | NPgN | GSP | NG FES - System Transformation | Total installed PV capacity - I&C and large (MW)
NG FES - System Transformation | Gen_BB012 | MW | NPgN | KNARE_111 | Total installed PV capacity - I&C and large (MW) | Knaresborough | KNARESBOROUGH | 12.216 | 30.053 | 31.131 | 33.248 | 35.535 | 37.81 | 40.109 | 42.973 | 46.418 | 51.176 | 56.543 | 62.316 | 67.453 | 73.752 | 77.712 | 80.468 | 81.356 | 82.435 | 83.908 | 87.106 | 90.288 | 93.451 | 96.594 | 99.035 | 101.46 | 103.869 | 106.263 | 108.641 | 111.004 | 113.351 | NPgN | GSP | NG FES - System Transformation | Total installed PV capacity - I&C and large (MW)
NG FES - System Transformation | Gen_BB012 | MW | NPgN | LACK_6 | Total installed PV capacity - I&C and large (MW) | Lackenby | LACKENBY | 13.775 | 18.408 | 18.773 | 19.427 | 20.124 | 20.819 | 21.536 | 22.418 | 23.479 | 24.936 | 26.588 | 28.383 | 30.015 | 31.955 | 33.232 | 34.04 | 34.315 | 34.731 | 35.276 | 36.269 | 37.262 | 38.249 | 39.231 | 40.031 | 40.827 | 41.618 | 42.406 | 43.19 | 43.97 | 44.745 | NPgN | GSP | NG FES - System Transformation | Total installed PV capacity - I&C and large (MW)
NG FES - System Transformation | Gen_BB012 | MW | NPgN | NORT_1 | Total installed PV capacity - I&C and large (MW) | Norton | NORTON | 99.763 | 136.516 | 138.794 | 143.228 | 148.01 | 152.768 | 157.586 | 163.581 | 170.793 | 180.748 | 191.982 | 204.08 | 214.866 | 228.053 | 236.381 | 242.123 | 243.981 | 246.298 | 249.444 | 256.143 | 262.814 | 269.444 | 276.032 | 281.174 | 286.284 | 291.361 | 296.406 | 301.42 | 306.401 | 311.35 | NPgN | GSP | NG FES - System Transformation | Total installed PV capacity - I&C and large (MW)
NG FES - System Transformation | Gen_BB012 | MW | NPgN | OFFE_3 | Total installed PV capacity - I&C and large (MW) | Offerton | OFFERTON | 0.15 | 0.471 | 0.533 | 0.623 | 0.716 | 0.809 | 0.911 | 1.032 | 1.177 | 1.374 | 1.599 | 1.852 | 2.093 | 2.359 | 2.555 | 2.651 | 2.689 | 2.777 | 2.885 | 3.024 | 3.164 | 3.304 | 3.444 | 3.571 | 3.698 | 3.825 | 3.951 | 4.077 | 4.203 | 4.328 | NPgN | GSP | NG FES - System Transformation | Total installed PV capacity - I&C and large (MW)
NG FES - System Transformation | Gen_BB012 | MW | NPgN | OSBA_1 | Total installed PV capacity - I&C and large (MW) | Osbaldwick | OSBALDWICK | 8.455 | 52.116 | 54.572 | 59.534 | 64.911 | 70.259 | 75.63 | 82.345 | 90.423 | 101.6 | 114.188 | 127.689 | 139.629 | 154.4 | 163.564 | 170.113 | 172.191 | 174.542 | 177.804 | 185.283 | 192.721 | 200.11 | 207.449 | 213.069 | 218.651 | 224.195 | 229.701 | 235.169 | 240.598 | 245.989 | NPgN | GSP | NG FES - System Transformation | Total installed PV capacity - I&C and large (MW)
NG FES - System Transformation | Gen_BB012 | MW | NPgN | POPP_3 | Total installed PV capacity - I&C and large (MW) | Poppleton | POPPLETON | 0.429 | 1.771 | 1.87 | 2.052 | 2.246 | 2.44 | 2.639 | 2.884 | 3.179 | 3.585 | 4.044 | 4.543 | 4.994 | 5.533 | 5.885 | 6.112 | 6.188 | 6.299 | 6.445 | 6.721 | 6.996 | 7.27 | 7.542 | 7.762 | 7.98 | 8.197 | 8.413 | 8.628 | 8.841 | 9.054 | NPgN | GSP | NG FES - System Transformation | Total installed PV capacity - I&C and large (MW)
NG FES - System Transformation | Gen_BB012 | MW | NPgN | SALH_1 | Total installed PV capacity - I&C and large (MW) | Saltholme | SALTHOLME | 0.056 | 0.39 | 0.413 | 0.456 | 0.502 | 0.548 | 0.595 | 0.653 | 0.723 | 0.82 | 0.929 | 1.047 | 1.153 | 1.281 | 1.363 | 1.418 | 1.436 | 1.461 | 1.493 | 1.559 | 1.624 | 1.688 | 1.753 | 1.804 | 1.855 | 1.905 | 1.956 | 2.006 | 2.055 | 2.105 | NPgN | GSP | NG FES - System Transformation | Total installed PV capacity - I&C and large (MW)
NG FES - System Transformation | Gen_BB012 | MW | NPgN | SSHI_3 | Total installed PV capacity - I&C and large (MW) | South Shields | SOUTH SHIELDS | 0.57 | 0.576 | 0.62 | 0.674 | 0.728 | 0.782 | 0.845 | 0.917 | 1.003 | 1.118 | 1.252 | 1.406 | 1.561 | 1.719 | 1.848 | 1.897 | 1.919 | 1.99 | 2.073 | 2.158 | 2.244 | 2.331 | 2.417 | 2.503 | 2.589 | 2.675 | 2.761 | 2.847 | 2.933 | 3.019 | NPgN | GSP | NG FES - System Transformation | Total installed PV capacity - I&C and large (MW)
NG FES - System Transformation | Gen_BB012 | MW | NPgN | KIELD01 and SPAD20 | Total installed PV capacity - I&C and large (MW) | 0 | SPADEADAM | 0.064 | 0.687 | 0.732 | 0.814 | 0.903 | 0.991 | 1.082 | 1.194 | 1.328 | 1.513 | 1.723 | 1.95 | 2.155 | 2.401 | 2.56 | 2.664 | 2.699 | 2.748 | 2.814 | 2.939 | 3.065 | 3.189 | 3.313 | 3.413 | 3.512 | 3.61 | 3.708 | 3.805 | 3.902 | 3.998 | NPgN | GSP | NG FES - System Transformation | Total installed PV capacity - I&C and large (MW)
NG FES - System Transformation | Gen_BB012 | MW | NPgN | SPEN_1 | Total installed PV capacity - I&C and large (MW) | Spennymoor | SPENNYMOOR | 3.714 | 32.892 | 34.606 | 38.011 | 41.693 | 45.355 | 49.047 | 53.653 | 59.194 | 66.852 | 75.485 | 84.76 | 92.994 | 103.125 | 109.461 | 113.917 | 115.344 | 117.031 | 119.35 | 124.487 | 129.599 | 134.679 | 139.726 | 143.623 | 147.496 | 151.342 | 155.164 | 158.96 | 162.73 | 166.475 | NPgN | GSP | NG FES - System Transformation | Total installed PV capacity - I&C and large (MW)
NG FES - System Transformation | Gen_BB012 | MW | NPgN | STEN_1 | Total installed PV capacity - I&C and large (MW) | Stella North | STELLA NORTH | 1.976 | 4.007 | 4.269 | 4.68 | 5.11 | 5.538 | 5.996 | 6.549 | 7.213 | 8.116 | 9.149 | 10.291 | 11.362 | 12.577 | 13.434 | 13.9 | 14.073 | 14.419 | 14.851 | 15.482 | 16.115 | 16.746 | 17.375 | 17.925 | 18.473 | 19.018 | 19.563 | 20.105 | 20.646 | 21.184 | NPgN | GSP | NG FES - System Transformation | Total installed PV capacity - I&C and large (MW)
NG FES - System Transformation | Gen_BB012 | MW | NPgN | STES_1 | Total installed PV capacity - I&C and large (MW) | Stella South | STELLA SOUTH | 6.858 | 21.11 | 21.971 | 23.663 | 25.49 | 27.308 | 29.144 | 31.433 | 34.185 | 37.987 | 42.276 | 46.889 | 50.993 | 56.027 | 59.191 | 61.393 | 62.102 | 62.964 | 64.142 | 66.697 | 69.24 | 71.767 | 74.278 | 76.228 | 78.166 | 80.091 | 82.004 | 83.904 | 85.792 | 87.668 | NPgN | GSP | NG FES - System Transformation | Total installed PV capacity - I&C and large (MW)
NG FES - System Transformation | Gen_BB012 | MW | NPgN | TYNE_1 | Total installed PV capacity - I&C and large (MW) | Tynemouth 1 | TYNEMOUTH | 1.281 | 1.836 | 1.959 | 2.133 | 2.312 | 2.491 | 2.688 | 2.922 | 3.203 | 3.582 | 4.018 | 4.507 | 4.978 | 5.492 | 5.875 | 6.057 | 6.131 | 6.307 | 6.522 | 6.792 | 7.064 | 7.335 | 7.606 | 7.856 | 8.105 | 8.353 | 8.601 | 8.849 | 9.096 | 9.342 | NPgN | GSP | NG FES - System Transformation | Total installed PV capacity - I&C and large (MW)
NG FES - System Transformation | Gen_BB012 | MW | NPgN | WBOL_6 | Total installed PV capacity - I&C and large (MW) | West Boldon | WEST BOLDON | 7.379 | 9.095 | 9.332 | 9.698 | 10.08 | 10.46 | 10.868 | 11.36 | 11.951 | 12.754 | 13.673 | 14.69 | 15.648 | 16.73 | 17.498 | 17.908 | 18.062 | 18.379 | 18.773 | 19.335 | 19.9 | 20.463 | 21.024 | 21.518 | 22.01 | 22.501 | 22.991 | 23.479 | 23.965 | 24.45 | NPgN | GSP | NG FES - System Transformation | Total installed PV capacity - I&C and large (MW)
NG FES - System Transformation | Gen_BB012 | MW | NPgN | BRAW_1 | Total installed PV capacity - I&C and large (MW) | Bradford West | BRADFORD WEST | 4.18 | 8.614 | 8.88 | 9.472 | 10.111 | 10.747 | 11.388 | 12.188 | 13.151 | 14.481 | 15.98 | 17.592 | 19.023 | 20.782 | 21.884 | 22.657 | 22.905 | 23.2 | 23.604 | 24.496 | 25.384 | 26.267 | 27.144 | 27.822 | 28.495 | 29.164 | 29.829 | 30.489 | 31.145 | 31.796 | NPgY | GSP | NG FES - System Transformation | Total installed PV capacity - I&C and large (MW)
NG FES - System Transformation | Gen_BB012 | MW | NPgN | CAMB_01 | Total installed PV capacity - I&C and large (MW) | Camblesforth | CAMBLESFORTH | 0.919 | 1.703 | 1.786 | 1.933 | 2.088 | 2.243 | 2.406 | 2.604 | 2.843 | 3.168 | 3.539 | 3.946 | 4.323 | 4.759 | 5.057 | 5.231 | 5.293 | 5.403 | 5.543 | 5.768 | 5.994 | 6.218 | 6.442 | 6.631 | 6.82 | 7.007 | 7.194 | 7.381 | 7.566 | 7.751 | NPgY | GSP | NG FES - System Transformation | Total installed PV capacity - I&C and large (MW)
NG FES - System Transformation | Gen_BB012 | MW | NPgN | CREB_1 | Total installed PV capacity - I&C and large (MW) | Creyke Beck | CREYKE BECK | 27.243 | 59.503 | 61.51 | 65.897 | 70.633 | 75.344 | 80.109 | 86.042 | 93.18 | 103.035 | 114.154 | 126.12 | 136.775 | 149.826 | 158.044 | 163.744 | 165.582 | 167.84 | 170.917 | 177.544 | 184.141 | 190.697 | 197.212 | 202.281 | 207.318 | 212.323 | 217.295 | 222.236 | 227.145 | 232.022 | NPgY | GSP | NG FES - System Transformation | Total installed PV capacity - I&C and large (MW)
NG FES - System Transformation | Gen_BB012 | MW | NPgN | DRAX_YEDL | Total installed PV capacity - I&C and large (MW) | Drax | DRAX | 1.338 | 5.224 | 5.483 | 6.032 | 6.623 | 7.21 | 7.808 | 8.55 | 9.443 | 10.674 | 12.064 | 13.565 | 14.907 | 16.54 | 17.58 | 18.284 | 18.514 | 18.814 | 19.218 | 20.049 | 20.877 | 21.699 | 22.517 | 23.161 | 23.801 | 24.438 | 25.07 | 25.699 | 26.324 | 26.945 | NPgY | GSP | NG FES - System Transformation | Total installed PV capacity - I&C and large (MW)
NG FES - System Transformation | Gen_BB012 | MW | NPgN | ELLA_1 | Total installed PV capacity - I&C and large (MW) | Elland | ELLAND | 3.828 | 8.204 | 8.456 | 9.027 | 9.646 | 10.261 | 10.879 | 11.652 | 12.581 | 13.867 | 15.315 | 16.869 | 18.244 | 19.944 | 21 | 21.752 | 21.991 | 22.265 | 22.643 | 23.504 | 24.36 | 25.211 | 26.056 | 26.704 | 27.348 | 27.987 | 28.622 | 29.253 | 29.88 | 30.502 | NPgY | GSP | NG FES - System Transformation | Total installed PV capacity - I&C and large (MW)
NG FES - System Transformation | Gen_BB012 | MW | NPgN | FERRA2 | Total installed PV capacity - I&C and large (MW) | Ferrybridge A | FERRYBRIDGE A | 1.466 | 7.799 | 8.17 | 9.004 | 9.907 | 10.806 | 11.71 | 12.839 | 14.197 | 16.075 | 18.191 | 20.463 | 22.477 | 24.96 | 26.508 | 27.604 | 27.953 | 28.36 | 28.921 | 30.179 | 31.431 | 32.675 | 33.911 | 34.862 | 35.807 | 36.746 | 37.679 | 38.605 | 39.525 | 40.438 | NPgY | GSP | NG FES - System Transformation | Total installed PV capacity - I&C and large (MW)
NG FES - System Transformation | Gen_BB012 | MW | NPgN | FERRB9 | Total installed PV capacity - I&C and large (MW) | Ferrybridge B (_M) | FERRYBRIDGE B | 26.922 | 43.161 | 44.127 | 46.283 | 48.615 | 50.935 | 53.273 | 56.19 | 59.699 | 64.549 | 70.017 | 75.891 | 81.103 | 87.519 | 91.53 | 94.353 | 95.257 | 96.322 | 97.787 | 101.04 | 104.277 | 107.494 | 110.689 | 113.156 | 115.606 | 118.041 | 120.459 | 122.861 | 125.246 | 127.616 | NPgY | GSP | NG FES - System Transformation | Total installed PV capacity - I&C and large (MW)
NG FES - System Transformation | Gen_BB012 | MW | NPgN | GRIW_1 | Total installed PV capacity - I&C and large (MW) | Grimsby West | GRIMSBY WEST | 3.933 | 14.351 | 14.959 | 16.329 | 17.812 | 19.288 | 20.772 | 22.626 | 24.856 | 27.94 | 31.415 | 35.145 | 38.451 | 42.529 | 45.07 | 46.869 | 47.443 | 48.109 | 49.028 | 51.094 | 53.15 | 55.192 | 57.221 | 58.782 | 60.333 | 61.873 | 63.403 | 64.922 | 66.431 | 67.93 | NPgY | GSP | NG FES - System Transformation | Total installed PV capacity - I&C and large (MW)
NG FES - System Transformation | Gen_BB012 | MW | NPgN | JORD_3 | Total installed PV capacity - I&C and large (MW) | Jordanthorpe | JORDANTHORPE | 0.187 | 0.68 | 0.709 | 0.773 | 0.843 | 0.913 | 0.983 | 1.071 | 1.176 | 1.321 | 1.486 | 1.662 | 1.818 | 2.01 | 2.13 | 2.215 | 2.242 | 2.274 | 2.317 | 2.415 | 2.512 | 2.608 | 2.704 | 2.777 | 2.851 | 2.923 | 2.995 | 3.067 | 3.138 | 3.209 | NPgY | GSP | NG FES - System Transformation | Total installed PV capacity - I&C and large (MW)
NG FES - System Transformation | Gen_BB012 | MW | NPgN | KEAD_YEDL | Total installed PV capacity - I&C and large (MW) | Keadby | KEADBY | 78.883 | 132.698 | 136.07 | 143.417 | 151.346 | 159.233 | 167.215 | 177.15 | 189.102 | 205.603 | 224.222 | 244.265 | 262.121 | 283.976 | 297.755 | 307.287 | 310.366 | 314.172 | 319.35 | 330.45 | 341.501 | 352.483 | 363.396 | 371.899 | 380.348 | 388.743 | 397.085 | 405.373 | 413.608 | 421.79 | NPgY | GSP | NG FES - System Transformation | Total installed PV capacity - I&C and large (MW)
NG FES - System Transformation | Gen_BB012 | MW | NPgN | KIRKB1 | Total installed PV capacity - I&C and large (MW) | Kirkstall B | KIRKSTALL B | 2.386 | 4.221 | 4.338 | 4.592 | 4.866 | 5.138 | 5.414 | 5.757 | 6.169 | 6.739 | 7.381 | 8.074 | 8.692 | 9.447 | 9.924 | 10.252 | 10.358 | 10.493 | 10.674 | 11.058 | 11.44 | 11.819 | 12.197 | 12.492 | 12.785 | 13.077 | 13.366 | 13.654 | 13.94 | 14.224 | NPgY | GSP | NG FES - System Transformation | Total installed PV capacity - I&C and large (MW)
NG FES - System Transformation | Gen_BB012 | MW | NPgN | NEEP_3 | Total installed PV capacity - I&C and large (MW) | Neepsend | NEEPSEND | 0.233 | 0.405 | 0.417 | 0.441 | 0.468 | 0.494 | 0.521 | 0.554 | 0.594 | 0.649 | 0.711 | 0.779 | 0.839 | 0.912 | 0.959 | 0.99 | 1 | 1.014 | 1.033 | 1.07 | 1.107 | 1.144 | 1.18 | 1.209 | 1.238 | 1.267 | 1.295 | 1.324 | 1.352 | 1.38 | NPgY | GSP | NG FES - System Transformation | Total installed PV capacity - I&C and large (MW)
NG FES - System Transformation | Gen_BB012 | MW | NPgN | NORL_3 | Total installed PV capacity - I&C and large (MW) | Norton Lees | NORTON LEES | 0.336 | 0.338 | 0.342 | 0.346 | 0.349 | 0.353 | 0.358 | 0.363 | 0.37 | 0.378 | 0.388 | 0.4 | 0.411 | 0.423 | 0.432 | 0.436 | 0.437 | 0.442 | 0.449 | 0.455 | 0.461 | 0.468 | 0.474 | 0.48 | 0.487 | 0.493 | 0.499 | 0.506 | 0.512 | 0.518 | NPgY | GSP | NG FES - System Transformation | Total installed PV capacity - I&C and large (MW)
NG FES - System Transformation | Gen_BB012 | MW | NPgN | PITS_BB_B | Total installed PV capacity - I&C and large (MW) | Pitsmoor | PITSMOOR 3/4 | 0.229 | 0.231 | 0.233 | 0.235 | 0.237 | 0.238 | 0.241 | 0.243 | 0.246 | 0.25 | 0.255 | 0.26 | 0.265 | 0.271 | 0.275 | 0.277 | 0.278 | 0.28 | 0.283 | 0.286 | 0.288 | 0.291 | 0.294 | 0.297 | 0.3 | 0.303 | 0.306 | 0.309 | 0.312 | 0.315 | NPgY | GSP | NG FES - System Transformation | Total installed PV capacity - I&C and large (MW)
NG FES - System Transformation | Gen_BB012 | MW | NPgN | SALT_1 | Total installed PV capacity - I&C and large (MW) | Saltend North | SALTEND NORTH | 16.976 | 17.02 | 17.062 | 17.114 | 17.167 | 17.219 | 17.279 | 17.349 | 17.433 | 17.545 | 17.675 | 17.824 | 17.973 | 18.126 | 18.25 | 18.298 | 18.32 | 18.386 | 18.465 | 18.547 | 18.63 | 18.714 | 18.797 | 18.879 | 18.962 | 19.044 | 19.126 | 19.208 | 19.291 | 19.373 | NPgY | GSP | NG FES - System Transformation | Total installed PV capacity - I&C and large (MW)
NG FES - System Transformation | Gen_BB012 | MW | NPgN | SHEC_3 | Total installed PV capacity - I&C and large (MW) | Sheffield City | SHEFFIELD CITY | 0.235 | 0.271 | 0.274 | 0.281 | 0.287 | 0.294 | 0.301 | 0.31 | 0.32 | 0.334 | 0.35 | 0.367 | 0.383 | 0.402 | 0.415 | 0.422 | 0.425 | 0.429 | 0.435 | 0.445 | 0.454 | 0.464 | 0.474 | 0.482 | 0.49 | 0.497 | 0.505 | 0.513 | 0.521 | 0.529 | NPgY | GSP | NG FES - System Transformation | Total installed PV capacity - I&C and large (MW)
NG FES - System Transformation | Gen_BB012 | MW | NPgN | SKLGB1 | Total installed PV capacity - I&C and large (MW) | Skelton Grange | SKELTON GRANGE | 6.313 | 11.08 | 11.394 | 12.063 | 12.784 | 13.501 | 14.229 | 15.134 | 16.222 | 17.723 | 19.418 | 21.246 | 22.881 | 24.871 | 26.136 | 26.997 | 27.277 | 27.64 | 28.128 | 29.14 | 30.149 | 31.151 | 32.147 | 32.931 | 33.709 | 34.483 | 35.252 | 36.016 | 36.775 | 37.53 | NPgY | GSP | NG FES - System Transformation | Total installed PV capacity - I&C and large (MW)
NG FES - System Transformation | Gen_BB012 | MW | NPgN | TEMP_3 | Total installed PV capacity - I&C and large (MW) | Templeborough | TEMPLEBOROUGH 275/33KV | 0.009 | 0.14 | 0.15 | 0.169 | 0.19 | 0.211 | 0.232 | 0.258 | 0.29 | 0.333 | 0.382 | 0.436 | 0.483 | 0.541 | 0.578 | 0.603 | 0.611 | 0.623 | 0.638 | 0.667 | 0.696 | 0.726 | 0.755 | 0.778 | 0.801 | 0.824 | 0.847 | 0.869 | 0.892 | 0.914 | NPgY | GSP | NG FES - System Transformation | Total installed PV capacity - I&C and large (MW)
NG FES - System Transformation | Gen_BB012 | MW | NPgN | THUR_6 | Total installed PV capacity - I&C and large (MW) | Thurcroft | THURCROFT | 3.301 | 16.823 | 17.587 | 19.334 | 21.228 | 23.112 | 25.003 | 27.367 | 30.212 | 34.148 | 38.581 | 43.334 | 47.535 | 52.736 | 55.958 | 58.268 | 58.999 | 59.821 | 60.962 | 63.595 | 66.214 | 68.814 | 71.398 | 73.373 | 75.335 | 77.283 | 79.218 | 81.14 | 83.048 | 84.942 | NPgY | GSP | NG FES - System Transformation | Total installed PV capacity - I&C and large (MW)
NG FES - System Transformation | Gen_BB012 | MW | NPgN | WMEL_THOM | Total installed PV capacity - I&C and large (MW) | Thorpe Marsh | WEST MELTON / THORPE MARSH | 16.715 | 29.091 | 29.851 | 31.521 | 33.326 | 35.121 | 36.935 | 39.194 | 41.913 | 45.667 | 49.902 | 54.457 | 58.509 | 63.48 | 66.602 | 68.778 | 69.478 | 70.328 | 71.488 | 74.011 | 76.522 | 79.017 | 81.497 | 83.421 | 85.333 | 87.233 | 89.121 | 90.996 | 92.859 | 94.71 | NPgY | GSP | NG FES - System Transformation | Total installed PV capacity - I&C and large (MW)
NG FES - System Transformation | Gen_BB012 | MW | NPgN | WMEL_BB3 | Total installed PV capacity - I&C and large (MW) | West Melton | WEST MELTON SECTION 3 | 5.621 | 18.849 | 19.63 | 21.379 | 23.272 | 25.154 | 27.05 | 29.417 | 32.264 | 36.2 | 40.636 | 45.4 | 49.625 | 54.831 | 58.08 | 60.374 | 61.107 | 61.965 | 63.147 | 65.785 | 68.411 | 71.019 | 73.611 | 75.609 | 77.593 | 79.564 | 81.522 | 83.467 | 85.399 | 87.318 | NPgY | GSP | NG FES - System Transformation | Total installed PV capacity - I&C and large (MW)
NG FES - System Transformation | Gen_BB012 | MW | NPgN | WIBA_3 | Total installed PV capacity - I&C and large (MW) | Wincobank | WINCOBANK | 0.234 | 0.696 | 0.725 | 0.788 | 0.856 | 0.923 | 0.992 | 1.077 | 1.18 | 1.321 | 1.481 | 1.653 | 1.806 | 1.994 | 2.112 | 2.194 | 2.22 | 2.253 | 2.297 | 2.392 | 2.487 | 2.581 | 2.675 | 2.748 | 2.82 | 2.892 | 2.964 | 3.035 | 3.106 | 3.176 | NPgY | GSP | NG FES - System Transformation | Total installed PV capacity - I&C and large (MW)
NG FES - Consumer Transformation | Srg_BB001 | MW | NPgN | BLYTB1 | Non Domestic battery storage installed capacity (MW) | Blyth 66kV | BLYTH 66kV | 0.1 | 3.463 | 5.32 | 5.905 | 10.567 | 10.727 | 10.853 | 11.015 | 11.067 | 14.039 | 14.135 | 14.755 | 17.247 | 17.417 | 21.153 | 27.073 | 29.467 | 31.54 | 33.484 | 37.173 | 44.53 | 49.959 | 50.014 | 53.648 | 53.649 | 55.187 | 55.187 | 55.19 | 56.974 | 56.974 | NPgN | GSP | NG FES - Consumer Transformation | Non Domestic battery storage installed capacity (MW)
NG FES - Consumer Transformation | Srg_BB001 | MW | NPgN | BLYTH132 | Non Domestic battery storage installed capacity (MW) | Blyth 132kV | BLYTH 132kV | 0.042 | 3.219 | 6.321 | 7.227 | 8.312 | 8.407 | 8.491 | 8.595 | 8.632 | 13.603 | 13.665 | 14.106 | 16.027 | 16.139 | 22.374 | 23.803 | 27.11 | 30.36 | 33.523 | 39.723 | 41.441 | 45.338 | 45.374 | 46.203 | 46.203 | 48.839 | 48.839 | 48.84 | 51.903 | 51.902 | NPgN | GSP | NG FES - Consumer Transformation | Non Domestic battery storage installed capacity (MW)
NG FES - Consumer Transformation | Srg_BB001 | MW | NPgN | FOUR_1 | Non Domestic battery storage installed capacity (MW) | Fourstones | FOURSTONES | 0.019 | 0.154 | 0.308 | 0.365 | 0.39 | 0.432 | 0.467 | 0.513 | 0.529 | 0.777 | 0.803 | 0.841 | 0.962 | 1.012 | 1.331 | 1.397 | 1.605 | 1.825 | 2.008 | 2.313 | 2.356 | 2.502 | 2.519 | 2.526 | 2.527 | 2.644 | 2.644 | 2.645 | 2.78 | 2.779 | NPgN | GSP | NG FES - Consumer Transformation | Non Domestic battery storage installed capacity (MW)
NG FES - Consumer Transformation | Srg_BB001 | MW | NPgN | HARM_6 | Non Domestic battery storage installed capacity (MW) | Hart Moor | HARTMOOR | 0.034 | 0.798 | 1.611 | 1.865 | 2.009 | 2.086 | 2.149 | 2.232 | 2.254 | 3.565 | 3.615 | 3.743 | 4.251 | 4.341 | 5.989 | 6.231 | 7.151 | 8.084 | 8.949 | 10.572 | 10.806 | 11.684 | 11.712 | 11.805 | 11.805 | 12.478 | 12.478 | 12.479 | 13.259 | 13.258 | NPgN | GSP | NG FES - Consumer Transformation | Non Domestic battery storage installed capacity (MW)
NG FES - Consumer Transformation | Srg_BB001 | MW | NPgN | HAWP_6 | Non Domestic battery storage installed capacity (MW) | Hawthorn Pit | HAWTHORN PIT GRID | 0.035 | 1.138 | 2.205 | 2.533 | 2.97 | 3.049 | 3.114 | 3.199 | 3.225 | 4.94 | 4.991 | 5.169 | 5.893 | 5.985 | 8.14 | 8.75 | 9.949 | 11.138 | 12.257 | 14.387 | 15.083 | 16.444 | 16.474 | 16.798 | 16.797 | 17.688 | 17.688 | 17.689 | 18.722 | 18.721 | NPgN | GSP | NG FES - Consumer Transformation | Non Domestic battery storage installed capacity (MW)
NG FES - Consumer Transformation | Srg_BB001 | MW | NPgN | KNARE_111 | Non Domestic battery storage installed capacity (MW) | Knaresborough | KNARESBOROUGH | 0.105 | 3.036 | 6.308 | 7.31 | 7.448 | 7.685 | 7.878 | 8.132 | 8.21 | 13.475 | 13.629 | 14.077 | 15.916 | 16.193 | 22.813 | 23.183 | 26.764 | 30.409 | 33.842 | 40.385 | 40.626 | 43.862 | 43.952 | 43.997 | 43.997 | 46.733 | 46.733 | 46.736 | 49.91 | 49.91 | NPgN | GSP | NG FES - Consumer Transformation | Non Domestic battery storage installed capacity (MW)
NG FES - Consumer Transformation | Srg_BB001 | MW | NPgN | LACK_6 | Non Domestic battery storage installed capacity (MW) | Lackenby | LACKENBY | 6.056 | 7.238 | 8.31 | 8.657 | 9.328 | 9.456 | 9.561 | 9.698 | 9.741 | 11.466 | 11.548 | 11.767 | 12.611 | 12.76 | 14.937 | 15.878 | 17.158 | 18.427 | 19.583 | 21.72 | 22.789 | 24.308 | 24.356 | 24.851 | 24.851 | 25.728 | 25.728 | 25.73 | 26.745 | 26.745 | NPgN | GSP | NG FES - Consumer Transformation | Non Domestic battery storage installed capacity (MW)
NG FES - Consumer Transformation | Srg_BB001 | MW | NPgN | NORT_1 | Non Domestic battery storage installed capacity (MW) | Norton | NORTON | 2.71 | 9.509 | 16.772 | 18.981 | 20.021 | 20.498 | 20.889 | 21.402 | 21.552 | 33.239 | 33.547 | 34.578 | 38.844 | 39.402 | 54.078 | 55.77 | 63.713 | 71.725 | 79.31 | 93.832 | 95.514 | 103.304 | 103.483 | 104.174 | 104.174 | 110.263 | 110.263 | 110.268 | 117.332 | 117.333 | NPgN | GSP | NG FES - Consumer Transformation | Non Domestic battery storage installed capacity (MW)
NG FES - Consumer Transformation | Srg_BB001 | MW | NPgN | OFFE_3 | Non Domestic battery storage installed capacity (MW) | Offerton | OFFERTON | 0.021 | 0.26 | 0.438 | 0.498 | 0.659 | 0.698 | 0.732 | 0.779 | 0.793 | 1.092 | 1.121 | 1.172 | 1.352 | 1.407 | 1.791 | 2.01 | 2.265 | 2.525 | 2.743 | 3.111 | 3.342 | 3.611 | 3.628 | 3.729 | 3.728 | 3.87 | 3.87 | 3.871 | 4.036 | 4.036 | NPgN | GSP | NG FES - Consumer Transformation | Non Domestic battery storage installed capacity (MW)
NG FES - Consumer Transformation | Srg_BB001 | MW | NPgN | OSBA_1 | Non Domestic battery storage installed capacity (MW) | Osbaldwick | OSBALDWICK | 3.423 | 11.479 | 19.661 | 22.104 | 24.224 | 24.624 | 24.968 | 25.406 | 25.539 | 38.683 | 38.945 | 40.12 | 45.1 | 45.575 | 62.065 | 65.04 | 73.898 | 82.713 | 91.165 | 107.521 | 110.897 | 120.501 | 120.653 | 122.214 | 122.214 | 129.117 | 129.116 | 129.121 | 137.134 | 137.135 | NPgN | GSP | NG FES - Consumer Transformation | Non Domestic battery storage installed capacity (MW)
NG FES - Consumer Transformation | Srg_BB001 | MW | NPgN | POPP_3 | Non Domestic battery storage installed capacity (MW) | Poppleton | POPPLETON | 0.021 | 0.371 | 0.764 | 0.892 | 0.919 | 0.967 | 1.006 | 1.058 | 1.075 | 1.707 | 1.737 | 1.802 | 2.044 | 2.099 | 2.899 | 2.975 | 3.429 | 3.896 | 4.322 | 5.106 | 5.155 | 5.539 | 5.558 | 5.567 | 5.567 | 5.888 | 5.888 | 5.889 | 6.261 | 6.261 | NPgN | GSP | NG FES - Consumer Transformation | Non Domestic battery storage installed capacity (MW)
NG FES - Consumer Transformation | Srg_BB001 | MW | NPgN | SALH_1 | Non Domestic battery storage installed capacity (MW) | Saltholme | SALTHOLME | 0.003 | 0.439 | 0.919 | 1.057 | 1.071 | 1.079 | 1.084 | 1.093 | 1.095 | 1.866 | 1.871 | 1.924 | 2.167 | 2.176 | 3.139 | 3.163 | 3.655 | 4.147 | 4.633 | 5.594 | 5.617 | 6.103 | 6.107 | 6.116 | 6.116 | 6.526 | 6.526 | 6.526 | 7.004 | 7.004 | NPgN | GSP | NG FES - Consumer Transformation | Non Domestic battery storage installed capacity (MW)
NG FES - Consumer Transformation | Srg_BB001 | MW | NPgN | SSHI_3 | Non Domestic battery storage installed capacity (MW) | South Shields | SOUTH SHIELDS | 35.023 | 35.243 | 35.433 | 35.5 | 35.616 | 35.664 | 35.704 | 35.759 | 35.774 | 36.089 | 36.123 | 36.174 | 36.35 | 36.412 | 36.815 | 36.991 | 37.259 | 37.536 | 37.766 | 38.154 | 38.323 | 38.565 | 38.585 | 38.653 | 38.653 | 38.801 | 38.802 | 38.802 | 38.973 | 38.973 | NPgN | GSP | NG FES - Consumer Transformation | Non Domestic battery storage installed capacity (MW)
NG FES - Consumer Transformation | Srg_BB001 | MW | NPgN | KIELD01 and SPAD20 | Non Domestic battery storage installed capacity (MW) | 0 | SPADEADAM | 0.007 | 0.2 | 0.313 | 0.349 | 0.594 | 0.609 | 0.622 | 0.64 | 0.645 | 0.826 | 0.837 | 0.874 | 1.02 | 1.038 | 1.268 | 1.584 | 1.734 | 1.873 | 1.996 | 2.221 | 2.604 | 2.898 | 2.904 | 3.091 | 3.091 | 3.182 | 3.181 | 3.182 | 3.288 | 3.287 | NPgN | GSP | NG FES - Consumer Transformation | Non Domestic battery storage installed capacity (MW)
NG FES - Consumer Transformation | Srg_BB001 | MW | NPgN | SPEN_1 | Non Domestic battery storage installed capacity (MW) | Spennymoor | SPENNYMOOR | 0.119 | 5.772 | 11.521 | 13.233 | 14.693 | 14.967 | 15.188 | 15.48 | 15.571 | 24.8 | 24.975 | 25.79 | 29.266 | 29.581 | 41.163 | 43.206 | 49.407 | 55.576 | 61.504 | 72.995 | 75.323 | 82.058 | 82.16 | 83.239 | 83.24 | 88.094 | 88.095 | 88.098 | 93.734 | 93.734 | NPgN | GSP | NG FES - Consumer Transformation | Non Domestic battery storage installed capacity (MW)
NG FES - Consumer Transformation | Srg_BB001 | MW | NPgN | STEN_1 | Non Domestic battery storage installed capacity (MW) | Stella North | STELLA NORTH | 0.089 | 1.599 | 2.971 | 3.402 | 4.024 | 4.195 | 4.341 | 4.544 | 4.601 | 6.846 | 6.97 | 7.244 | 8.278 | 8.51 | 11.353 | 12.226 | 13.909 | 15.615 | 17.143 | 19.925 | 20.832 | 22.544 | 22.617 | 23.006 | 23.005 | 24.135 | 24.135 | 24.137 | 25.445 | 25.445 | NPgN | GSP | NG FES - Consumer Transformation | Non Domestic battery storage installed capacity (MW)
NG FES - Consumer Transformation | Srg_BB001 | MW | NPgN | STES_1 | Non Domestic battery storage installed capacity (MW) | Stella South | STELLA SOUTH | 0.074 | 3.789 | 7.261 | 8.299 | 9.977 | 10.148 | 10.287 | 10.467 | 10.516 | 16.097 | 16.206 | 16.762 | 19.115 | 19.31 | 26.304 | 28.529 | 32.34 | 36.07 | 39.652 | 46.59 | 49.248 | 53.938 | 54.001 | 55.277 | 55.278 | 58.207 | 58.208 | 58.21 | 61.612 | 61.612 | NPgN | GSP | NG FES - Consumer Transformation | Non Domestic battery storage installed capacity (MW)
NG FES - Consumer Transformation | Srg_BB001 | MW | NPgN | TYNE_1 | Non Domestic battery storage installed capacity (MW) | Tynemouth 1 | TYNEMOUTH | 0.058 | 1.058 | 2.033 | 2.354 | 2.766 | 2.897 | 3.005 | 3.147 | 3.189 | 4.764 | 4.849 | 5.04 | 5.761 | 5.916 | 7.905 | 8.527 | 9.697 | 10.88 | 11.944 | 13.892 | 14.553 | 15.769 | 15.819 | 16.109 | 16.108 | 16.901 | 16.902 | 16.903 | 17.822 | 17.822 | NPgN | GSP | NG FES - Consumer Transformation | Non Domestic battery storage installed capacity (MW)
NG FES - Consumer Transformation | Srg_BB001 | MW | NPgN | WBOL_6 | Non Domestic battery storage installed capacity (MW) | West Boldon | WEST BOLDON | 2.778 | 3.487 | 4.159 | 4.411 | 4.819 | 4.996 | 5.139 | 5.329 | 5.383 | 6.477 | 6.591 | 6.772 | 7.388 | 7.593 | 8.985 | 9.641 | 10.561 | 11.509 | 12.3 | 13.638 | 14.298 | 15.181 | 15.246 | 15.521 | 15.521 | 16.038 | 16.037 | 16.04 | 16.634 | 16.634 | NPgN | GSP | NG FES - Consumer Transformation | Non Domestic battery storage installed capacity (MW)
NG FES - Consumer Transformation | Srg_BB001 | MW | NPgN | BRAW_1 | Non Domestic battery storage installed capacity (MW) | Bradford West | BRADFORD WEST | 0.075 | 1.571 | 3.168 | 9.445 | 9.572 | 9.796 | 9.964 | 10.445 | 11.452 | 15.333 | 16.151 | 16.792 | 17.494 | 18.4 | 18.95 | 19.567 | 20.146 | 23.161 | 25.034 | 25.374 | 25.714 | 25.88 | 26.052 | 26.161 | 26.221 | 28.755 | 28.812 | 28.821 | 28.83 | 28.83 | NPgY | GSP | NG FES - Consumer Transformation | Non Domestic battery storage installed capacity (MW)
NG FES - Consumer Transformation | Srg_BB001 | MW | NPgN | CAMB_01 | Non Domestic battery storage installed capacity (MW) | Camblesforth | CAMBLESFORTH | 0.05 | 0.523 | 1.128 | 2.841 | 2.925 | 3.073 | 3.186 | 3.357 | 3.485 | 4.333 | 4.473 | 4.59 | 4.81 | 5.069 | 5.258 | 5.507 | 5.769 | 6.561 | 7.029 | 7.166 | 7.321 | 7.368 | 7.428 | 7.461 | 7.465 | 7.968 | 7.978 | 7.98 | 7.982 | 7.982 | NPgY | GSP | NG FES - Consumer Transformation | Non Domestic battery storage installed capacity (MW)
NG FES - Consumer Transformation | Srg_BB001 | MW | NPgN | CREB_1 | Non Domestic battery storage installed capacity (MW) | Creyke Beck | CREYKE BECK | 49.922 | 58.076 | 65.322 | 103.81 | 103.904 | 104.002 | 104.071 | 103.923 | 103.115 | 117.496 | 116.914 | 116.47 | 116.177 | 117.289 | 117.091 | 117.1 | 117.02 | 126.448 | 132.037 | 131.956 | 131.909 | 131.83 | 131.77 | 131.72 | 131.665 | 141.035 | 141.217 | 141.211 | 141.206 | 141.206 | NPgY | GSP | NG FES - Consumer Transformation | Non Domestic battery storage installed capacity (MW)
NG FES - Consumer Transformation | Srg_BB001 | MW | NPgN | DRAX_YEDL | Non Domestic battery storage installed capacity (MW) | Drax | DRAX | 0.04 | 1.01 | 2.01 | 6.17 | 6.238 | 6.357 | 6.446 | 6.694 | 7.2 | 9.554 | 9.968 | 10.292 | 10.652 | 11.15 | 11.434 | 11.756 | 12.058 | 13.848 | 14.954 | 15.129 | 15.307 | 15.391 | 15.48 | 15.536 | 15.566 | 17.102 | 17.136 | 17.141 | 17.145 | 17.145 | NPgY | GSP | NG FES - Consumer Transformation | Non Domestic battery storage installed capacity (MW)
NG FES - Consumer Transformation | Srg_BB001 | MW | NPgN | ELLA_1 | Non Domestic battery storage installed capacity (MW) | Elland | ELLAND | 0.041 | 1.18 | 2.333 | 7.283 | 7.353 | 7.475 | 7.566 | 7.807 | 8.277 | 10.899 | 11.287 | 11.591 | 11.938 | 12.452 | 12.726 | 13.046 | 13.344 | 15.309 | 16.517 | 16.689 | 16.865 | 16.945 | 17.031 | 17.085 | 17.113 | 18.821 | 18.858 | 18.863 | 18.867 | 18.867 | NPgY | GSP | NG FES - Consumer Transformation | Non Domestic battery storage installed capacity (MW)
NG FES - Consumer Transformation | Srg_BB001 | MW | NPgN | FERRA2 | Non Domestic battery storage installed capacity (MW) | Ferrybridge A | FERRYBRIDGE A | 0.124 | 1.876 | 3.886 | 10.894 | 11.11 | 11.482 | 11.761 | 12.08 | 11.996 | 14.664 | 14.714 | 14.773 | 15.14 | 15.698 | 16.037 | 16.551 | 17.11 | 19.389 | 20.706 | 20.979 | 21.308 | 21.379 | 21.488 | 21.539 | 21.522 | 23.11 | 23.14 | 23.143 | 23.145 | 23.145 | NPgY | GSP | NG FES - Consumer Transformation | Non Domestic battery storage installed capacity (MW)
NG FES - Consumer Transformation | Srg_BB001 | MW | NPgN | FERRB9 | Non Domestic battery storage installed capacity (MW) | Ferrybridge B (_M) | FERRYBRIDGE B | 0.066 | 4.219 | 8.114 | 27.099 | 27.228 | 27.434 | 27.588 | 27.682 | 27.346 | 34.503 | 34.312 | 34.177 | 34.241 | 34.969 | 35.056 | 35.305 | 35.538 | 40.48 | 43.397 | 43.496 | 43.632 | 43.637 | 43.667 | 43.672 | 43.644 | 48.241 | 48.33 | 48.329 | 48.328 | 48.328 | NPgY | GSP | NG FES - Consumer Transformation | Non Domestic battery storage installed capacity (MW)
NG FES - Consumer Transformation | Srg_BB001 | MW | NPgN | GRIW_1 | Non Domestic battery storage installed capacity (MW) | Grimsby West | GRIMSBY WEST | 0.25 | 2.509 | 5.438 | 13.502 | 13.92 | 14.659 | 15.217 | 16.071 | 16.702 | 20.731 | 21.426 | 22.002 | 23.103 | 24.372 | 25.314 | 26.549 | 27.855 | 31.671 | 33.931 | 34.609 | 35.377 | 35.612 | 35.912 | 36.073 | 36.094 | 38.47 | 38.519 | 38.53 | 38.541 | 38.542 | NPgY | GSP | NG FES - Consumer Transformation | Non Domestic battery storage installed capacity (MW)
NG FES - Consumer Transformation | Srg_BB001 | MW | NPgN | JORD_3 | Non Domestic battery storage installed capacity (MW) | Jordanthorpe | JORDANTHORPE | 0.025 | 0.295 | 0.628 | 1.648 | 1.692 | 1.766 | 1.823 | 1.901 | 1.938 | 2.393 | 2.443 | 2.486 | 2.585 | 2.707 | 2.794 | 2.911 | 3.035 | 3.447 | 3.689 | 3.753 | 3.827 | 3.847 | 3.875 | 3.889 | 3.89 | 4.159 | 4.164 | 4.165 | 4.165 | 4.166 | NPgY | GSP | NG FES - Consumer Transformation | Non Domestic battery storage installed capacity (MW)
NG FES - Consumer Transformation | Srg_BB001 | MW | NPgN | KEAD_YEDL | Non Domestic battery storage installed capacity (MW) | Keadby | KEADBY | 0.213 | 8.633 | 16.809 | 54.378 | 54.733 | 55.36 | 55.835 | 56.93 | 58.826 | 76.469 | 78.072 | 79.341 | 80.891 | 83.74 | 84.983 | 86.527 | 87.944 | 100.709 | 108.472 | 109.272 | 110.106 | 110.462 | 110.853 | 111.092 | 111.199 | 122.677 | 122.918 | 122.937 | 122.955 | 122.955 | NPgY | GSP | NG FES - Consumer Transformation | Non Domestic battery storage installed capacity (MW)
NG FES - Consumer Transformation | Srg_BB001 | MW | NPgN | KIRKB1 | Non Domestic battery storage installed capacity (MW) | Kirkstall B | KIRKSTALL B | 0.025 | 2.167 | 4.148 | 14.092 | 14.161 | 14.249 | 14.315 | 13.996 | 12.558 | 14.582 | 13.533 | 12.731 | 12.161 | 11.929 | 11.535 | 11.273 | 11.064 | 12.304 | 12.915 | 12.738 | 12.614 | 12.464 | 12.345 | 12.249 | 12.152 | 13.34 | 13.353 | 13.344 | 13.335 | 13.335 | NPgY | GSP | NG FES - Consumer Transformation | Non Domestic battery storage installed capacity (MW)
NG FES - Consumer Transformation | Srg_BB001 | MW | NPgN | NEEP_3 | Non Domestic battery storage installed capacity (MW) | Neepsend | NEEPSEND | 0.004 | 0.139 | 0.272 | 0.865 | 0.872 | 0.885 | 0.893 | 0.928 | 1.011 | 1.364 | 1.43 | 1.481 | 1.532 | 1.605 | 1.644 | 1.687 | 1.724 | 1.985 | 2.147 | 2.171 | 2.193 | 2.206 | 2.217 | 2.226 | 2.231 | 2.464 | 2.469 | 2.469 | 2.471 | 2.471 | NPgY | GSP | NG FES - Consumer Transformation | Non Domestic battery storage installed capacity (MW)
NG FES - Consumer Transformation | Srg_BB001 | MW | NPgN | NORL_3 | Non Domestic battery storage installed capacity (MW) | Norton Lees | NORTON LEES | 0.028 | 0.18 | 0.42 | 0.849 | 0.895 | 0.978 | 1.041 | 1.148 | 1.262 | 1.584 | 1.694 | 1.784 | 1.926 | 2.07 | 2.19 | 2.339 | 2.495 | 2.842 | 3.051 | 3.134 | 3.226 | 3.257 | 3.295 | 3.316 | 3.321 | 3.505 | 3.509 | 3.511 | 3.512 | 3.513 | NPgY | GSP | NG FES - Consumer Transformation | Non Domestic battery storage installed capacity (MW)
NG FES - Consumer Transformation | Srg_BB001 | MW | NPgN | PITS_BB_B | Non Domestic battery storage installed capacity (MW) | Pitsmoor | PITSMOOR 3/4 | 0.008 | 0.075 | 0.167 | 0.398 | 0.412 | 0.436 | 0.455 | 0.49 | 0.534 | 0.684 | 0.725 | 0.757 | 0.805 | 0.856 | 0.895 | 0.943 | 0.992 | 1.133 | 1.219 | 1.245 | 1.275 | 1.284 | 1.297 | 1.304 | 1.307 | 1.398 | 1.4 | 1.4 | 1.401 | 1.401 | NPgY | GSP | NG FES - Consumer Transformation | Non Domestic battery storage installed capacity (MW)
NG FES - Consumer Transformation | Srg_BB001 | MW | NPgN | SALT_1 | Non Domestic battery storage installed capacity (MW) | Saltend North | SALTEND NORTH | 0.141 | 0.652 | 1.638 | 2.585 | 2.82 | 3.237 | 3.551 | 4.061 | 4.521 | 5.488 | 5.957 | 6.341 | 7.008 | 7.64 | 8.204 | 8.917 | 9.676 | 10.986 | 11.761 | 12.161 | 12.609 | 12.753 | 12.932 | 13.031 | 13.049 | 13.538 | 13.55 | 13.557 | 13.564 | 13.564 | NPgY | GSP | NG FES - Consumer Transformation | Non Domestic battery storage installed capacity (MW)
NG FES - Consumer Transformation | Srg_BB001 | MW | NPgN | SHEC_3 | Non Domestic battery storage installed capacity (MW) | Sheffield City | SHEFFIELD CITY | 0.105 | 0.417 | 1.089 | 1.471 | 1.647 | 1.956 | 2.191 | 2.524 | 2.698 | 3.058 | 3.282 | 3.472 | 3.892 | 4.272 | 4.637 | 5.118 | 5.645 | 6.36 | 6.766 | 7.037 | 7.346 | 7.435 | 7.552 | 7.612 | 7.615 | 7.729 | 7.732 | 7.736 | 7.74 | 7.74 | NPgY | GSP | NG FES - Consumer Transformation | Non Domestic battery storage installed capacity (MW)
NG FES - Consumer Transformation | Srg_BB001 | MW | NPgN | SKLGB1 | Non Domestic battery storage installed capacity (MW) | Skelton Grange | SKELTON GRANGE | 0.087 | 3.753 | 7.234 | 23.229 | 23.249 | 23.436 | 23.589 | 23.241 | 21.183 | 24.716 | 23.26 | 22.156 | 21.508 | 21.374 | 20.961 | 20.802 | 20.741 | 23.156 | 24.396 | 24.26 | 24.222 | 24.042 | 23.919 | 23.804 | 23.662 | 25.715 | 25.74 | 25.727 | 25.716 | 25.716 | NPgY | GSP | NG FES - Consumer Transformation | Non Domestic battery storage installed capacity (MW)
NG FES - Consumer Transformation | Srg_BB001 | MW | NPgN | TEMP_3 | Non Domestic battery storage installed capacity (MW) | Templeborough | TEMPLEBOROUGH 275/33KV | 0.069 | 0.416 | 0.983 | 1.908 | 2.025 | 2.229 | 2.384 | 2.575 | 2.586 | 2.951 | 3.021 | 3.086 | 3.316 | 3.541 | 3.749 | 4.039 | 4.361 | 4.902 | 5.202 | 5.363 | 5.553 | 5.599 | 5.666 | 5.698 | 5.692 | 5.845 | 5.847 | 5.849 | 5.851 | 5.85 | NPgY | GSP | NG FES - Consumer Transformation | Non Domestic battery storage installed capacity (MW)
NG FES - Consumer Transformation | Srg_BB001 | MW | NPgN | THUR_6 | Non Domestic battery storage installed capacity (MW) | Thurcroft | THURCROFT | 49.992 | 52.41 | 54.878 | 65.352 | 65.51 | 65.784 | 65.991 | 66.31 | 66.556 | 71.077 | 71.344 | 71.564 | 71.976 | 72.728 | 73.08 | 73.566 | 74.05 | 77.453 | 79.487 | 79.738 | 80.024 | 80.111 | 80.223 | 80.284 | 80.293 | 83.167 | 83.226 | 83.23 | 83.234 | 83.234 | NPgY | GSP | NG FES - Consumer Transformation | Non Domestic battery storage installed capacity (MW)
NG FES - Consumer Transformation | Srg_BB001 | MW | NPgN | WMEL_THOM | Non Domestic battery storage installed capacity (MW) | Thorpe Marsh | WEST MELTON / THORPE MARSH | 20 | 21.866 | 23.499 | 32.315 | 32.315 | 32.315 | 32.315 | 32.509 | 33.222 | 37.748 | 38.279 | 38.687 | 39.01 | 39.668 | 39.9 | 40.132 | 40.293 | 43.363 | 45.27 | 45.386 | 45.482 | 45.563 | 45.635 | 45.688 | 45.736 | 48.767 | 48.833 | 48.838 | 48.843 | 48.843 | NPgY | GSP | NG FES - Consumer Transformation | Non Domestic battery storage installed capacity (MW)
NG FES - Consumer Transformation | Srg_BB001 | MW | NPgN | WMEL_BB3 | Non Domestic battery storage installed capacity (MW) | West Melton | WEST MELTON SECTION 3 | 1.199 | 3.819 | 6.113 | 18.506 | 18.513 | 18.516 | 18.518 | 18.56 | 18.704 | 23.888 | 23.996 | 24.078 | 24.144 | 24.671 | 24.718 | 24.805 | 24.837 | 28.261 | 30.332 | 30.356 | 30.375 | 30.392 | 30.406 | 30.417 | 30.427 | 33.849 | 33.918 | 33.919 | 33.92 | 33.92 | NPgY | GSP | NG FES - Consumer Transformation | Non Domestic battery storage installed capacity (MW)
NG FES - Consumer Transformation | Srg_BB001 | MW | NPgN | WIBA_3 | Non Domestic battery storage installed capacity (MW) | Wincobank | WINCOBANK | 0 | 0.277 | 0.52 | 1.833 | 1.835 | 1.835 | 1.836 | 1.815 | 1.738 | 2.16 | 2.102 | 2.058 | 2.023 | 2.036 | 2.01 | 1.994 | 1.976 | 2.242 | 2.396 | 2.383 | 2.373 | 2.364 | 2.356 | 2.35 | 2.346 | 2.617 | 2.622 | 2.621 | 2.62 | 2.621 | NPgY | GSP | NG FES - Consumer Transformation | Non Domestic battery storage installed capacity (MW)
NG FES - Falling Short | Srg_BB001 | MW | NPgN | BLYTB1 | Non Domestic battery storage installed capacity (MW) | Blyth 66kV | BLYTH 66kV | 0 | 0.058 | 0.981 | 1.016 | 1.06 | 1.636 | 1.693 | 1.773 | 1.806 | 3.635 | 3.683 | 3.724 | 3.823 | 4.623 | 4.71 | 4.825 | 4.953 | 5.104 | 5.187 | 5.252 | 5.327 | 5.348 | 5.376 | 5.39 | 8.955 | 8.971 | 8.971 | 15.203 | 16.986 | 17.2 | NPgN | GSP | NG FES - Falling Short | Non Domestic battery storage installed capacity (MW)
NG FES - Falling Short | Srg_BB001 | MW | NPgN | BLYTH132 | Non Domestic battery storage installed capacity (MW) | Blyth 132kV | BLYTH 132kV | 0.022 | 0.039 | 1.588 | 1.612 | 1.64 | 2.548 | 2.587 | 2.639 | 2.66 | 5.75 | 5.782 | 5.808 | 5.874 | 7.156 | 7.214 | 7.29 | 7.375 | 7.475 | 7.531 | 7.574 | 7.623 | 7.636 | 7.655 | 7.665 | 13.786 | 13.811 | 13.812 | 24.513 | 27.575 | 27.942 | NPgN | GSP | NG FES - Falling Short | Non Domestic battery storage installed capacity (MW)
NG FES - Falling Short | Srg_BB001 | MW | NPgN | FOUR_1 | Non Domestic battery storage installed capacity (MW) | Fourstones | FOURSTONES | 0.009 | 0.017 | 0.094 | 0.105 | 0.117 | 0.177 | 0.195 | 0.218 | 0.227 | 0.377 | 0.39 | 0.403 | 0.431 | 0.511 | 0.537 | 0.571 | 0.608 | 0.652 | 0.677 | 0.696 | 0.717 | 0.724 | 0.732 | 0.737 | 1.006 | 1.007 | 1.007 | 1.478 | 1.613 | 1.629 | NPgN | GSP | NG FES - Falling Short | Non Domestic battery storage installed capacity (MW)
NG FES - Falling Short | Srg_BB001 | MW | NPgN | HARM_6 | Non Domestic battery storage installed capacity (MW) | Hart Moor | HARTMOOR | 0.017 | 0.031 | 0.437 | 0.457 | 0.479 | 0.738 | 0.769 | 0.811 | 0.829 | 1.633 | 1.658 | 1.68 | 1.733 | 2.091 | 2.137 | 2.198 | 2.267 | 2.346 | 2.391 | 2.425 | 2.466 | 2.477 | 2.491 | 2.499 | 4.057 | 4.064 | 4.063 | 6.787 | 7.566 | 7.66 | NPgN | GSP | NG FES - Falling Short | Non Domestic battery storage installed capacity (MW)
NG FES - Falling Short | Srg_BB001 | MW | NPgN | HAWP_6 | Non Domestic battery storage installed capacity (MW) | Hawthorn Pit | HAWTHORN PIT GRID | 0.018 | 0.031 | 0.565 | 0.584 | 0.608 | 0.938 | 0.97 | 1.013 | 1.031 | 2.088 | 2.115 | 2.137 | 2.19 | 2.65 | 2.698 | 2.76 | 2.83 | 2.912 | 2.958 | 2.993 | 3.034 | 3.045 | 3.06 | 3.068 | 5.131 | 5.141 | 5.14 | 8.748 | 9.781 | 9.904 | NPgN | GSP | NG FES - Falling Short | Non Domestic battery storage installed capacity (MW)
NG FES - Falling Short | Srg_BB001 | MW | NPgN | KNARE_111 | Non Domestic battery storage installed capacity (MW) | Knaresborough | KNARESBOROUGH | 0.054 | 0.095 | 1.732 | 1.791 | 1.862 | 2.875 | 2.97 | 3.101 | 3.154 | 6.403 | 6.481 | 6.549 | 6.711 | 8.122 | 8.265 | 8.455 | 8.664 | 8.911 | 9.049 | 9.155 | 9.279 | 9.312 | 9.358 | 9.381 | 15.723 | 15.751 | 15.751 | 26.839 | 30.01 | 30.391 | NPgN | GSP | NG FES - Falling Short | Non Domestic battery storage installed capacity (MW)
NG FES - Falling Short | Srg_BB001 | MW | NPgN | LACK_6 | Non Domestic battery storage installed capacity (MW) | Lackenby | LACKENBY | 6.029 | 6.05 | 6.586 | 6.617 | 6.656 | 7.006 | 7.058 | 7.128 | 7.156 | 8.213 | 8.255 | 8.291 | 8.378 | 8.86 | 8.936 | 9.037 | 9.15 | 9.282 | 9.356 | 9.412 | 9.479 | 9.497 | 9.521 | 9.534 | 11.561 | 11.571 | 11.571 | 15.116 | 16.13 | 16.252 | NPgN | GSP | NG FES - Falling Short | Non Domestic battery storage installed capacity (MW)
NG FES - Falling Short | Srg_BB001 | MW | NPgN | NORT_1 | Non Domestic battery storage installed capacity (MW) | Norton | NORTON | 2.608 | 2.692 | 6.325 | 6.442 | 6.585 | 8.814 | 9.005 | 9.268 | 9.376 | 16.589 | 16.747 | 16.884 | 17.211 | 20.321 | 20.608 | 20.99 | 21.413 | 21.908 | 22.185 | 22.4 | 22.648 | 22.716 | 22.808 | 22.855 | 36.971 | 37.033 | 37.034 | 61.713 | 68.775 | 69.622 | NPgN | GSP | NG FES - Falling Short | Non Domestic battery storage installed capacity (MW)
NG FES - Falling Short | Srg_BB001 | MW | NPgN | OFFE_3 | Non Domestic battery storage installed capacity (MW) | Offerton | OFFERTON | 0.011 | 0.019 | 0.112 | 0.124 | 0.138 | 0.209 | 0.229 | 0.255 | 0.266 | 0.447 | 0.462 | 0.476 | 0.509 | 0.603 | 0.632 | 0.67 | 0.712 | 0.762 | 0.79 | 0.811 | 0.837 | 0.843 | 0.852 | 0.857 | 1.186 | 1.188 | 1.187 | 1.762 | 1.927 | 1.946 | NPgN | GSP | NG FES - Falling Short | Non Domestic battery storage installed capacity (MW)
NG FES - Falling Short | Srg_BB001 | MW | NPgN | OSBA_1 | Non Domestic battery storage installed capacity (MW) | Osbaldwick | OSBALDWICK | 3.336 | 3.407 | 7.498 | 7.597 | 7.718 | 10.176 | 10.338 | 10.561 | 10.653 | 18.789 | 18.922 | 19.038 | 19.316 | 22.763 | 23.007 | 23.331 | 23.69 | 24.112 | 24.348 | 24.53 | 24.741 | 24.798 | 24.877 | 24.917 | 40.931 | 40.999 | 40.999 | 68.999 | 77.01 | 77.971 | NPgN | GSP | NG FES - Falling Short | Non Domestic battery storage installed capacity (MW)
NG FES - Falling Short | Srg_BB001 | MW | NPgN | POPP_3 | Non Domestic battery storage installed capacity (MW) | Poppleton | POPPLETON | 0.01 | 0.019 | 0.216 | 0.228 | 0.242 | 0.372 | 0.391 | 0.417 | 0.428 | 0.816 | 0.831 | 0.845 | 0.878 | 1.055 | 1.085 | 1.123 | 1.166 | 1.215 | 1.243 | 1.265 | 1.289 | 1.297 | 1.306 | 1.31 | 2.054 | 2.057 | 2.057 | 3.356 | 3.728 | 3.773 | NPgN | GSP | NG FES - Falling Short | Non Domestic battery storage installed capacity (MW)
NG FES - Falling Short | Srg_BB001 | MW | NPgN | SALH_1 | Non Domestic battery storage installed capacity (MW) | Saltholme | SALTHOLME | 0.002 | 0.003 | 0.243 | 0.245 | 0.248 | 0.385 | 0.388 | 0.392 | 0.395 | 0.874 | 0.877 | 0.879 | 0.883 | 1.079 | 1.084 | 1.091 | 1.097 | 1.105 | 1.109 | 1.114 | 1.117 | 1.118 | 1.12 | 1.121 | 2.076 | 2.08 | 2.08 | 3.749 | 4.227 | 4.283 | NPgN | GSP | NG FES - Falling Short | Non Domestic battery storage installed capacity (MW)
NG FES - Falling Short | Srg_BB001 | MW | NPgN | SSHI_3 | Non Domestic battery storage installed capacity (MW) | South Shields | SOUTH SHIELDS | 35.012 | 35.021 | 35.119 | 35.132 | 35.148 | 35.224 | 35.245 | 35.274 | 35.287 | 35.476 | 35.493 | 35.509 | 35.546 | 35.646 | 35.678 | 35.721 | 35.767 | 35.823 | 35.853 | 35.878 | 35.905 | 35.914 | 35.923 | 35.929 | 36.27 | 36.272 | 36.272 | 36.87 | 37.041 | 37.061 | NPgN | GSP | NG FES - Falling Short | Non Domestic battery storage installed capacity (MW)
NG FES - Falling Short | Srg_BB001 | MW | NPgN | KIELD01 and SPAD20 | Non Domestic battery storage installed capacity (MW) | 0 | SPADEADAM | 0.004 | 0.007 | 0.063 | 0.067 | 0.071 | 0.11 | 0.115 | 0.125 | 0.128 | 0.239 | 0.245 | 0.249 | 0.26 | 0.312 | 0.322 | 0.334 | 0.348 | 0.365 | 0.374 | 0.382 | 0.39 | 0.392 | 0.395 | 0.396 | 0.608 | 0.608 | 0.608 | 0.977 | 1.083 | 1.095 | NPgN | GSP | NG FES - Falling Short | Non Domestic battery storage installed capacity (MW)
NG FES - Falling Short | Srg_BB001 | MW | NPgN | SPEN_1 | Non Domestic battery storage installed capacity (MW) | Spennymoor | SPENNYMOOR | 0.061 | 0.108 | 2.982 | 3.048 | 3.129 | 4.849 | 4.956 | 5.104 | 5.166 | 10.883 | 10.972 | 11.049 | 11.233 | 13.648 | 13.809 | 14.025 | 14.264 | 14.544 | 14.7 | 14.821 | 14.961 | 14.999 | 15.051 | 15.077 | 26.343 | 26.391 | 26.392 | 46.088 | 51.723 | 52.399 | NPgN | GSP | NG FES - Falling Short | Non Domestic battery storage installed capacity (MW)
NG FES - Falling Short | Srg_BB001 | MW | NPgN | STEN_1 | Non Domestic battery storage installed capacity (MW) | Stella North | STELLA NORTH | 0.045 | 0.08 | 0.779 | 0.828 | 0.887 | 1.359 | 1.439 | 1.549 | 1.595 | 2.969 | 3.034 | 3.092 | 3.229 | 3.87 | 3.991 | 4.152 | 4.329 | 4.537 | 4.653 | 4.742 | 4.847 | 4.875 | 4.914 | 4.933 | 7.544 | 7.558 | 7.558 | 12.124 | 13.431 | 13.588 | NPgN | GSP | NG FES - Falling Short | Non Domestic battery storage installed capacity (MW)
NG FES - Falling Short | Srg_BB001 | MW | NPgN | STES_1 | Non Domestic battery storage installed capacity (MW) | Stella South | STELLA SOUTH | 0.038 | 0.066 | 1.801 | 1.843 | 1.893 | 2.932 | 2.999 | 3.09 | 3.128 | 6.579 | 6.634 | 6.681 | 6.796 | 8.255 | 8.355 | 8.488 | 8.635 | 8.808 | 8.905 | 8.979 | 9.066 | 9.089 | 9.121 | 9.138 | 15.936 | 15.965 | 15.965 | 27.85 | 31.251 | 31.659 | NPgN | GSP | NG FES - Falling Short | Non Domestic battery storage installed capacity (MW)
NG FES - Falling Short | Srg_BB001 | MW | NPgN | TYNE_1 | Non Domestic battery storage installed capacity (MW) | Tynemouth 1 | TYNEMOUTH | 0.029 | 0.052 | 0.541 | 0.573 | 0.613 | 0.94 | 0.992 | 1.064 | 1.094 | 2.057 | 2.1 | 2.137 | 2.228 | 2.674 | 2.752 | 2.858 | 2.975 | 3.111 | 3.188 | 3.247 | 3.316 | 3.334 | 3.36 | 3.372 | 5.207 | 5.216 | 5.216 | 8.423 | 9.341 | 9.451 | NPgN | GSP | NG FES - Falling Short | Non Domestic battery storage installed capacity (MW)
NG FES - Falling Short | Srg_BB001 | MW | NPgN | WBOL_6 | Non Domestic battery storage installed capacity (MW) | West Boldon | WEST BOLDON | 2.74 | 2.771 | 3.107 | 3.15 | 3.203 | 3.462 | 3.532 | 3.629 | 3.669 | 4.323 | 4.382 | 4.431 | 4.551 | 4.894 | 5 | 5.141 | 5.297 | 5.48 | 5.582 | 5.661 | 5.752 | 5.777 | 5.811 | 5.828 | 7.014 | 7.021 | 7.021 | 9.094 | 9.688 | 9.76 | NPgN | GSP | NG FES - Falling Short | Non Domestic battery storage installed capacity (MW)
NG FES - Falling Short | Srg_BB001 | MW | NPgN | BRAW_1 | Non Domestic battery storage installed capacity (MW) | Bradford West | BRADFORD WEST | 0.039 | 1.442 | 1.674 | 1.728 | 2.935 | 9.222 | 9.308 | 9.427 | 9.477 | 9.555 | 9.626 | 9.689 | 9.837 | 9.968 | 10.098 | 10.272 | 10.463 | 10.689 | 10.815 | 12.543 | 12.655 | 12.686 | 12.903 | 13.242 | 13.529 | 15.591 | 15.902 | 16.153 | 16.384 | 16.596 | NPgY | GSP | NG FES - Falling Short | Non Domestic battery storage installed capacity (MW)
NG FES - Falling Short | Srg_BB001 | MW | NPgN | CAMB_01 | Non Domestic battery storage installed capacity (MW) | Camblesforth | CAMBLESFORTH | 0.026 | 0.438 | 0.592 | 0.628 | 0.975 | 2.695 | 2.752 | 2.831 | 2.864 | 2.915 | 2.962 | 3.003 | 3.102 | 3.188 | 3.274 | 3.389 | 3.516 | 3.666 | 3.749 | 4.248 | 4.322 | 4.342 | 4.383 | 4.419 | 4.44 | 4.906 | 4.935 | 4.954 | 4.971 | 4.985 | NPgY | GSP | NG FES - Falling Short | Non Domestic battery storage installed capacity (MW)
NG FES - Falling Short | Srg_BB001 | MW | NPgN | CREB_1 | Non Domestic battery storage installed capacity (MW) | Creyke Beck | CREYKE BECK | 49.911 | 58.031 | 58.101 | 58.123 | 65.236 | 103.586 | 103.635 | 103.691 | 103.723 | 103.785 | 103.857 | 103.913 | 103.981 | 104.032 | 104.08 | 104.14 | 104.203 | 104.276 | 104.318 | 114.516 | 114.554 | 114.567 | 114.42 | 114.134 | 113.872 | 123.669 | 123.618 | 123.389 | 123.178 | 122.984 | NPgY | GSP | NG FES - Falling Short | Non Domestic battery storage installed capacity (MW)
NG FES - Falling Short | Srg_BB001 | MW | NPgN | DRAX_YEDL | Non Domestic battery storage installed capacity (MW) | Drax | DRAX | 0.02 | 0.941 | 1.065 | 1.093 | 1.888 | 6.053 | 6.099 | 6.162 | 6.188 | 6.229 | 6.267 | 6.3 | 6.379 | 6.448 | 6.518 | 6.609 | 6.712 | 6.831 | 6.899 | 8.034 | 8.094 | 8.11 | 8.22 | 8.39 | 8.533 | 9.833 | 9.994 | 10.121 | 10.235 | 10.342 | NPgY | GSP | NG FES - Falling Short | Non Domestic battery storage installed capacity (MW)
NG FES - Falling Short | Srg_BB001 | MW | NPgN | ELLA_1 | Non Domestic battery storage installed capacity (MW) | Elland | ELLAND | 0.021 | 1.11 | 1.236 | 1.266 | 2.207 | 7.163 | 7.211 | 7.275 | 7.302 | 7.343 | 7.383 | 7.416 | 7.497 | 7.568 | 7.639 | 7.734 | 7.838 | 7.961 | 8.029 | 9.374 | 9.436 | 9.453 | 9.556 | 9.714 | 9.845 | 11.336 | 11.489 | 11.605 | 11.712 | 11.809 | NPgY | GSP | NG FES - Falling Short | Non Domestic battery storage installed capacity (MW)
NG FES - Falling Short | Srg_BB001 | MW | NPgN | FERRA2 | Non Domestic battery storage installed capacity (MW) | Ferrybridge A | FERRYBRIDGE A | 0.063 | 1.663 | 2.045 | 2.134 | 3.503 | 10.509 | 10.654 | 10.853 | 10.936 | 11.068 | 11.192 | 11.299 | 11.546 | 11.761 | 11.977 | 12.263 | 12.578 | 12.95 | 13.157 | 15.124 | 15.309 | 15.361 | 15.383 | 15.334 | 15.258 | 16.963 | 16.926 | 16.862 | 16.804 | 16.748 | NPgY | GSP | NG FES - Falling Short | Non Domestic battery storage installed capacity (MW)
NG FES - Falling Short | Srg_BB001 | MW | NPgN | FERRB9 | Non Domestic battery storage installed capacity (MW) | Ferrybridge B (_M) | FERRYBRIDGE B | 0.034 | 4.103 | 4.309 | 4.357 | 7.905 | 26.857 | 26.94 | 27.051 | 27.1 | 27.179 | 27.258 | 27.323 | 27.461 | 27.579 | 27.697 | 27.852 | 28.023 | 28.223 | 28.335 | 33.414 | 33.514 | 33.543 | 33.499 | 33.371 | 33.238 | 38.047 | 38.019 | 37.904 | 37.8 | 37.702 | NPgY | GSP | NG FES - Falling Short | Non Domestic battery storage installed capacity (MW)
NG FES - Falling Short | Srg_BB001 | MW | NPgN | GRIW_1 | Non Domestic battery storage installed capacity (MW) | Grimsby West | GRIMSBY WEST | 0.128 | 2.083 | 2.851 | 3.028 | 4.671 | 12.771 | 13.057 | 13.451 | 13.613 | 13.867 | 14.104 | 14.307 | 14.798 | 15.228 | 15.659 | 16.232 | 16.866 | 17.61 | 18.026 | 20.386 | 20.759 | 20.86 | 21.058 | 21.238 | 21.336 | 23.539 | 23.675 | 23.766 | 23.85 | 23.924 | NPgY | GSP | NG FES - Falling Short | Non Domestic battery storage installed capacity (MW)
NG FES - Falling Short | Srg_BB001 | MW | NPgN | JORD_3 | Non Domestic battery storage installed capacity (MW) | Jordanthorpe | JORDANTHORPE | 0.013 | 0.253 | 0.329 | 0.347 | 0.551 | 1.572 | 1.6 | 1.641 | 1.657 | 1.684 | 1.708 | 1.73 | 1.78 | 1.823 | 1.866 | 1.924 | 1.987 | 2.062 | 2.104 | 2.396 | 2.434 | 2.444 | 2.459 | 2.468 | 2.47 | 2.735 | 2.742 | 2.744 | 2.746 | 2.747 | NPgY | GSP | NG FES - Falling Short | Non Domestic battery storage installed capacity (MW)
NG FES - Falling Short | Srg_BB001 | MW | NPgN | KEAD_YEDL | Non Domestic battery storage installed capacity (MW) | Keadby | KEADBY | 0.109 | 8.27 | 8.923 | 9.073 | 16.158 | 53.756 | 53.999 | 54.334 | 54.472 | 54.688 | 54.889 | 55.062 | 55.478 | 55.844 | 56.21 | 56.697 | 57.236 | 57.868 | 58.222 | 68.336 | 68.652 | 68.739 | 69.169 | 69.797 | 70.309 | 80.941 | 81.634 | 82.086 | 82.501 | 82.879 | NPgY | GSP | NG FES - Falling Short | Non Domestic battery storage installed capacity (MW)
NG FES - Falling Short | Srg_BB001 | MW | NPgN | KIRKB1 | Non Domestic battery storage installed capacity (MW) | Kirkstall B | KIRKSTALL B | 0.013 | 2.12 | 2.198 | 2.218 | 4.063 | 13.945 | 13.985 | 14.033 | 14.058 | 14.102 | 14.15 | 14.187 | 14.248 | 14.297 | 14.345 | 14.407 | 14.474 | 14.551 | 14.595 | 17.251 | 17.291 | 17.303 | 17.036 | 16.529 | 16.066 | 18.009 | 17.612 | 17.207 | 16.836 | 16.494 | NPgY | GSP | NG FES - Falling Short | Non Domestic battery storage installed capacity (MW)
NG FES - Falling Short | Srg_BB001 | MW | NPgN | NEEP_3 | Non Domestic battery storage installed capacity (MW) | Neepsend | NEEPSEND | 0.002 | 0.132 | 0.144 | 0.147 | 0.259 | 0.853 | 0.857 | 0.864 | 0.867 | 0.87 | 0.875 | 0.878 | 0.886 | 0.893 | 0.9 | 0.91 | 0.921 | 0.933 | 0.94 | 1.1 | 1.106 | 1.108 | 1.125 | 1.153 | 1.179 | 1.371 | 1.398 | 1.42 | 1.44 | 1.458 | NPgY | GSP | NG FES - Falling Short | Non Domestic battery storage installed capacity (MW)
NG FES - Falling Short | Srg_BB001 | MW | NPgN | NORL_3 | Non Domestic battery storage installed capacity (MW) | Norton Lees | NORTON LEES | 0.014 | 0.132 | 0.218 | 0.238 | 0.334 | 0.766 | 0.798 | 0.842 | 0.86 | 0.889 | 0.915 | 0.939 | 0.994 | 1.041 | 1.09 | 1.153 | 1.225 | 1.308 | 1.354 | 1.493 | 1.535 | 1.546 | 1.577 | 1.612 | 1.637 | 1.779 | 1.806 | 1.828 | 1.848 | 1.866 | NPgY | GSP | NG FES - Falling Short | Non Domestic battery storage installed capacity (MW)
NG FES - Falling Short | Srg_BB001 | MW | NPgN | PITS_BB_B | Non Domestic battery storage installed capacity (MW) | Pitsmoor | PITSMOOR 3/4 | 0.004 | 0.061 | 0.087 | 0.093 | 0.141 | 0.372 | 0.382 | 0.395 | 0.401 | 0.41 | 0.417 | 0.424 | 0.44 | 0.455 | 0.469 | 0.489 | 0.51 | 0.535 | 0.549 | 0.618 | 0.63 | 0.633 | 0.644 | 0.659 | 0.669 | 0.744 | 0.755 | 0.764 | 0.773 | 0.78 | NPgY | GSP | NG FES - Falling Short | Non Domestic battery storage installed capacity (MW)
NG FES - Falling Short | Srg_BB001 | MW | NPgN | SALT_1 | Non Domestic battery storage installed capacity (MW) | Saltend North | SALTEND NORTH | 0.072 | 0.412 | 0.846 | 0.945 | 1.205 | 2.173 | 2.334 | 2.556 | 2.648 | 2.791 | 2.924 | 3.039 | 3.316 | 3.558 | 3.801 | 4.124 | 4.482 | 4.901 | 5.135 | 5.516 | 5.726 | 5.784 | 5.915 | 6.053 | 6.141 | 6.479 | 6.568 | 6.648 | 6.721 | 6.787 | NPgY | GSP | NG FES - Falling Short | Non Domestic battery storage installed capacity (MW)
NG FES - Falling Short | Srg_BB001 | MW | NPgN | SHEC_3 | Non Domestic battery storage installed capacity (MW) | Sheffield City | SHEFFIELD CITY | 0.054 | 0.238 | 0.56 | 0.634 | 0.768 | 1.164 | 1.284 | 1.449 | 1.518 | 1.624 | 1.723 | 1.808 | 2.014 | 2.195 | 2.375 | 2.616 | 2.881 | 3.193 | 3.367 | 3.565 | 3.721 | 3.764 | 3.83 | 3.873 | 3.886 | 3.974 | 3.988 | 4.002 | 4.014 | 4.024 | NPgY | GSP | NG FES - Falling Short | Non Domestic battery storage installed capacity (MW)
NG FES - Falling Short | Srg_BB001 | MW | NPgN | SKLGB1 | Non Domestic battery storage installed capacity (MW) | Skelton Grange | SKELTON GRANGE | 0.044 | 3.623 | 3.883 | 3.933 | 7.005 | 23.32 | 23.368 | 23.462 | 23.479 | 23.481 | 23.451 | 23.441 | 23.558 | 23.68 | 23.807 | 23.988 | 24.193 | 24.438 | 24.571 | 28.839 | 28.959 | 28.985 | 28.612 | 27.879 | 27.196 | 30.359 | 29.78 | 29.185 | 28.638 | 28.133 | NPgY | GSP | NG FES - Falling Short | Non Domestic battery storage installed capacity (MW)
NG FES - Falling Short | Srg_BB001 | MW | NPgN | TEMP_3 | Non Domestic battery storage installed capacity (MW) | Templeborough | TEMPLEBOROUGH 275/33KV | 0.036 | 0.298 | 0.511 | 0.559 | 0.771 | 1.702 | 1.781 | 1.891 | 1.936 | 2.007 | 2.074 | 2.13 | 2.266 | 2.385 | 2.504 | 2.663 | 2.837 | 3.044 | 3.159 | 3.466 | 3.569 | 3.597 | 3.62 | 3.613 | 3.589 | 3.776 | 3.758 | 3.738 | 3.72 | 3.701 | NPgY | GSP | NG FES - Falling Short | Non Domestic battery storage installed capacity (MW)
NG FES - Falling Short | Srg_BB001 | MW | NPgN | THUR_6 | Non Domestic battery storage installed capacity (MW) | Thurcroft | THURCROFT | 49.947 | 52.252 | 52.535 | 52.6 | 54.594 | 65.073 | 65.179 | 65.326 | 65.388 | 65.483 | 65.574 | 65.651 | 65.834 | 65.993 | 66.152 | 66.364 | 66.597 | 66.872 | 67.026 | 69.877 | 70.015 | 70.053 | 70.128 | 70.2 | 70.24 | 73.044 | 73.138 | 73.175 | 73.21 | 73.24 | NPgY | GSP | NG FES - Falling Short | Non Domestic battery storage installed capacity (MW)
NG FES - Falling Short | Srg_BB001 | MW | NPgN | WMEL_THOM | Non Domestic battery storage installed capacity (MW) | Thorpe Marsh | WEST MELTON / THORPE MARSH | 20 | 21.865 | 21.866 | 21.865 | 23.498 | 32.316 | 32.315 | 32.315 | 32.316 | 32.315 | 32.315 | 32.316 | 32.315 | 32.316 | 32.316 | 32.316 | 32.315 | 32.315 | 32.315 | 34.643 | 34.643 | 34.643 | 34.781 | 35.03 | 35.254 | 37.919 | 38.184 | 38.381 | 38.56 | 38.727 | NPgY | GSP | NG FES - Falling Short | Non Domestic battery storage installed capacity (MW)
NG FES - Falling Short | Srg_BB001 | MW | NPgN | WMEL_BB3 | Non Domestic battery storage installed capacity (MW) | West Melton | WEST MELTON SECTION 3 | 1.199 | 3.817 | 3.818 | 3.819 | 6.11 | 18.487 | 18.49 | 18.492 | 18.494 | 18.499 | 18.505 | 18.509 | 18.513 | 18.514 | 18.515 | 18.516 | 18.517 | 18.518 | 18.518 | 21.793 | 21.793 | 21.793 | 21.821 | 21.872 | 21.918 | 25.266 | 25.375 | 25.415 | 25.451 | 25.485 | NPgY | GSP | NG FES - Falling Short | Non Domestic battery storage installed capacity (MW)
NG FES - Falling Short | Srg_BB001 | MW | NPgN | WIBA_3 | Non Domestic battery storage installed capacity (MW) | Wincobank | WINCOBANK | 0 | 0.277 | 0.276 | 0.276 | 0.519 | 1.829 | 1.83 | 1.831 | 1.831 | 1.832 | 1.833 | 1.834 | 1.835 | 1.835 | 1.835 | 1.836 | 1.836 | 1.836 | 1.837 | 2.183 | 2.184 | 2.184 | 2.168 | 2.141 | 2.117 | 2.429 | 2.412 | 2.391 | 2.371 | 2.353 | NPgY | GSP | NG FES - Falling Short | Non Domestic battery storage installed capacity (MW)
NG FES - Leading the Way | Srg_BB001 | MW | NPgN | BLYTB1 | Non Domestic battery storage installed capacity (MW) | Blyth 66kV | BLYTH 66kV | 0.1 | 3.98 | 4.038 | 6.773 | 6.848 | 6.98 | 7.079 | 7.217 | 7.986 | 8.431 | 8.513 | 8.726 | 10.676 | 14.39 | 18.101 | 20.084 | 20.303 | 20.563 | 22.486 | 22.598 | 22.727 | 24.546 | 24.594 | 24.618 | 26.151 | 26.156 | 26.155 | 26.157 | 27.941 | 27.941 | NPgN | GSP | NG FES - Leading the Way | Non Domestic battery storage installed capacity (MW)
NG FES - Leading the Way | Srg_BB001 | MW | NPgN | BLYTH132 | Non Domestic battery storage installed capacity (MW) | Blyth 132kV | BLYTH 132kV | 0.037 | 6.73 | 6.769 | 11.4 | 11.45 | 11.538 | 11.603 | 11.694 | 12.956 | 13.627 | 13.682 | 13.973 | 17.142 | 23.363 | 29.578 | 32.771 | 32.917 | 33.089 | 36.24 | 36.314 | 36.4 | 39.484 | 39.516 | 39.532 | 42.164 | 42.168 | 42.168 | 42.169 | 45.231 | 45.231 | NPgN | GSP | NG FES - Leading the Way | Non Domestic battery storage installed capacity (MW)
NG FES - Leading the Way | Srg_BB001 | MW | NPgN | FOUR_1 | Non Domestic battery storage installed capacity (MW) | Fourstones | FOURSTONES | 0.016 | 0.322 | 0.34 | 0.559 | 0.581 | 0.62 | 0.649 | 0.69 | 0.76 | 0.812 | 0.837 | 0.869 | 1.053 | 1.366 | 1.679 | 1.872 | 1.937 | 2.012 | 2.189 | 2.222 | 2.26 | 2.405 | 2.419 | 2.427 | 2.543 | 2.544 | 2.544 | 2.545 | 2.679 | 2.679 | NPgN | GSP | NG FES - Leading the Way | Non Domestic battery storage installed capacity (MW)
NG FES - Leading the Way | Srg_BB001 | MW | NPgN | HARM_6 | Non Domestic battery storage installed capacity (MW) | Hart Moor | HARTMOOR | 0.03 | 1.749 | 1.78 | 2.981 | 3.02 | 3.091 | 3.143 | 3.217 | 3.558 | 3.761 | 3.804 | 3.905 | 4.772 | 6.41 | 8.045 | 8.93 | 9.048 | 9.186 | 10.04 | 10.099 | 10.168 | 10.966 | 10.991 | 11.004 | 11.674 | 11.677 | 11.677 | 11.678 | 12.457 | 12.457 | NPgN | GSP | NG FES - Leading the Way | Non Domestic battery storage installed capacity (MW)
NG FES - Leading the Way | Srg_BB001 | MW | NPgN | HAWP_6 | Non Domestic battery storage installed capacity (MW) | Hawthorn Pit | HAWTHORN PIT GRID | 0.031 | 2.301 | 2.332 | 3.913 | 3.954 | 4.026 | 4.079 | 4.154 | 4.598 | 4.853 | 4.897 | 5.018 | 6.14 | 8.286 | 10.429 | 11.568 | 11.689 | 11.83 | 12.938 | 12.999 | 13.07 | 14.121 | 14.147 | 14.16 | 15.048 | 15.05 | 15.051 | 15.051 | 16.084 | 16.084 | NPgN | GSP | NG FES - Leading the Way | Non Domestic battery storage installed capacity (MW)
NG FES - Leading the Way | Srg_BB001 | MW | NPgN | KNARE_111 | Non Domestic battery storage installed capacity (MW) | Knaresborough | KNARESBOROUGH | 0.093 | 7.066 | 7.162 | 12.019 | 12.142 | 12.359 | 12.522 | 12.747 | 14.108 | 14.887 | 15.023 | 15.392 | 18.838 | 25.424 | 32.006 | 35.504 | 35.865 | 36.291 | 39.693 | 39.876 | 40.089 | 43.318 | 43.397 | 43.438 | 46.164 | 46.172 | 46.172 | 46.175 | 49.348 | 49.348 | NPgN | GSP | NG FES - Leading the Way | Non Domestic battery storage installed capacity (MW)
NG FES - Leading the Way | Srg_BB001 | MW | NPgN | LACK_6 | Non Domestic battery storage installed capacity (MW) | Lackenby | LACKENBY | 6.05 | 8.295 | 8.346 | 9.92 | 9.986 | 10.101 | 10.189 | 10.309 | 10.765 | 11.045 | 11.117 | 11.26 | 12.423 | 14.581 | 16.738 | 17.928 | 18.122 | 18.349 | 19.487 | 19.586 | 19.7 | 20.744 | 20.787 | 20.808 | 21.68 | 21.685 | 21.684 | 21.686 | 22.701 | 22.701 | NPgN | GSP | NG FES - Leading the Way | Non Domestic battery storage installed capacity (MW)
NG FES - Leading the Way | Srg_BB001 | MW | NPgN | NORT_1 | Non Domestic battery storage installed capacity (MW) | Norton | NORTON | 2.686 | 18.196 | 18.388 | 29.179 | 29.425 | 29.861 | 30.19 | 30.643 | 33.653 | 35.356 | 35.629 | 36.427 | 44.037 | 58.646 | 73.244 | 80.962 | 81.69 | 82.546 | 90.069 | 90.438 | 90.867 | 98.042 | 98.2 | 98.282 | 104.351 | 104.367 | 104.368 | 104.373 | 111.437 | 111.437 | NPgN | GSP | NG FES - Leading the Way | Non Domestic battery storage installed capacity (MW)
NG FES - Leading the Way | Srg_BB001 | MW | NPgN | OFFE_3 | Non Domestic battery storage installed capacity (MW) | Offerton | OFFERTON | 0.019 | 0.39 | 0.409 | 0.677 | 0.701 | 0.744 | 0.777 | 0.823 | 0.907 | 0.97 | 0.997 | 1.033 | 1.254 | 1.631 | 2.009 | 2.239 | 2.312 | 2.398 | 2.61 | 2.647 | 2.69 | 2.865 | 2.882 | 2.889 | 3.031 | 3.033 | 3.032 | 3.033 | 3.197 | 3.197 | NPgN | GSP | NG FES - Leading the Way | Non Domestic battery storage installed capacity (MW)
NG FES - Leading the Way | Srg_BB001 | MW | NPgN | OSBA_1 | Non Domestic battery storage installed capacity (MW) | Osbaldwick | OSBALDWICK | 3.402 | 20.957 | 21.121 | 33.305 | 33.516 | 33.885 | 34.165 | 34.549 | 37.912 | 39.761 | 39.993 | 40.832 | 49.304 | 65.738 | 82.159 | 90.727 | 91.346 | 92.074 | 100.472 | 100.786 | 101.15 | 109.257 | 109.392 | 109.461 | 116.348 | 116.361 | 116.362 | 116.365 | 124.378 | 124.378 | NPgN | GSP | NG FES - Leading the Way | Non Domestic battery storage installed capacity (MW)
NG FES - Leading the Way | Srg_BB001 | MW | NPgN | POPP_3 | Non Domestic battery storage installed capacity (MW) | Poppleton | POPPLETON | 0.018 | 0.842 | 0.861 | 1.44 | 1.464 | 1.508 | 1.541 | 1.586 | 1.754 | 1.857 | 1.885 | 1.938 | 2.366 | 3.158 | 3.951 | 4.388 | 4.461 | 4.547 | 4.967 | 5.004 | 5.047 | 5.43 | 5.445 | 5.454 | 5.773 | 5.775 | 5.775 | 5.775 | 6.148 | 6.148 | NPgN | GSP | NG FES - Leading the Way | Non Domestic battery storage installed capacity (MW)
NG FES - Leading the Way | Srg_BB001 | MW | NPgN | SALH_1 | Non Domestic battery storage installed capacity (MW) | Saltholme | SALTHOLME | 0.003 | 1.044 | 1.048 | 1.768 | 1.772 | 1.779 | 1.784 | 1.792 | 1.985 | 2.085 | 2.09 | 2.133 | 2.618 | 3.581 | 4.543 | 5.031 | 5.043 | 5.057 | 5.542 | 5.547 | 5.554 | 6.034 | 6.036 | 6.038 | 6.448 | 6.448 | 6.449 | 6.449 | 6.926 | 6.926 | NPgN | GSP | NG FES - Leading the Way | Non Domestic battery storage installed capacity (MW)
NG FES - Leading the Way | Srg_BB001 | MW | NPgN | SSHI_3 | Non Domestic battery storage installed capacity (MW) | South Shields | SOUTH SHIELDS | 35.02 | 35.409 | 35.43 | 35.709 | 35.737 | 35.785 | 35.822 | 35.872 | 35.962 | 36.028 | 36.059 | 36.098 | 36.331 | 36.728 | 37.124 | 37.368 | 37.45 | 37.546 | 37.769 | 37.81 | 37.858 | 38.042 | 38.06 | 38.068 | 38.216 | 38.218 | 38.217 | 38.218 | 38.39 | 38.39 | NPgN | GSP | NG FES - Leading the Way | Non Domestic battery storage installed capacity (MW)
NG FES - Leading the Way | Srg_BB001 | MW | NPgN | KIELD01 and SPAD20 | Non Domestic battery storage installed capacity (MW) | 0 | SPADEADAM | 0.007 | 0.241 | 0.247 | 0.412 | 0.42 | 0.435 | 0.446 | 0.461 | 0.51 | 0.54 | 0.549 | 0.566 | 0.69 | 0.917 | 1.145 | 1.272 | 1.297 | 1.326 | 1.447 | 1.459 | 1.473 | 1.583 | 1.588 | 1.591 | 1.682 | 1.682 | 1.682 | 1.682 | 1.787 | 1.788 | NPgN | GSP | NG FES - Leading the Way | Non Domestic battery storage installed capacity (MW)
NG FES - Leading the Way | Srg_BB001 | MW | NPgN | SPEN_1 | Non Domestic battery storage installed capacity (MW) | Spennymoor | SPENNYMOOR | 0.105 | 12.45 | 12.559 | 21.124 | 21.262 | 21.508 | 21.693 | 21.948 | 24.308 | 25.598 | 25.752 | 26.335 | 32.275 | 43.82 | 55.355 | 61.36 | 61.771 | 62.254 | 68.145 | 68.354 | 68.595 | 74.294 | 74.384 | 74.43 | 79.275 | 79.284 | 79.284 | 79.286 | 84.923 | 84.923 | NPgN | GSP | NG FES - Leading the Way | Non Domestic battery storage installed capacity (MW)
NG FES - Leading the Way | Srg_BB001 | MW | NPgN | STEN_1 | Non Domestic battery storage installed capacity (MW) | Stella North | STELLA NORTH | 0.078 | 2.98 | 3.061 | 5.105 | 5.208 | 5.391 | 5.528 | 5.719 | 6.319 | 6.702 | 6.816 | 7.019 | 8.558 | 11.376 | 14.193 | 15.775 | 16.08 | 16.439 | 17.943 | 18.097 | 18.277 | 19.631 | 19.698 | 19.732 | 20.855 | 20.861 | 20.861 | 20.863 | 22.171 | 22.171 | NPgN | GSP | NG FES - Leading the Way | Non Domestic battery storage installed capacity (MW)
NG FES - Leading the Way | Srg_BB001 | MW | NPgN | STES_1 | Non Domestic battery storage installed capacity (MW) | Stella South | STELLA SOUTH | 0.065 | 7.515 | 7.582 | 12.752 | 12.838 | 12.99 | 13.104 | 13.262 | 14.687 | 15.468 | 15.563 | 15.917 | 19.505 | 26.476 | 33.44 | 37.069 | 37.323 | 37.621 | 41.18 | 41.309 | 41.458 | 44.898 | 44.953 | 44.982 | 47.905 | 47.91 | 47.91 | 47.912 | 51.314 | 51.313 | NPgN | GSP | NG FES - Leading the Way | Non Domestic battery storage installed capacity (MW)
NG FES - Leading the Way | Srg_BB001 | MW | NPgN | TYNE_1 | Non Domestic battery storage installed capacity (MW) | Tynemouth 1 | TYNEMOUTH | 0.051 | 2.088 | 2.141 | 3.572 | 3.64 | 3.76 | 3.851 | 3.976 | 4.394 | 4.658 | 4.733 | 4.872 | 5.942 | 7.912 | 9.881 | 10.98 | 11.181 | 11.418 | 12.464 | 12.566 | 12.685 | 13.633 | 13.677 | 13.7 | 14.488 | 14.493 | 14.493 | 14.495 | 15.413 | 15.413 | NPgN | GSP | NG FES - Leading the Way | Non Domestic battery storage installed capacity (MW)
NG FES - Leading the Way | Srg_BB001 | MW | NPgN | WBOL_6 | Non Domestic battery storage installed capacity (MW) | West Boldon | WEST BOLDON | 2.769 | 4.112 | 4.183 | 5.146 | 5.237 | 5.397 | 5.518 | 5.685 | 5.991 | 6.217 | 6.318 | 6.451 | 7.251 | 8.618 | 9.984 | 10.82 | 11.088 | 11.404 | 12.172 | 12.308 | 12.465 | 13.101 | 13.16 | 13.189 | 13.699 | 13.705 | 13.705 | 13.707 | 14.302 | 14.301 | NPgN | GSP | NG FES - Leading the Way | Non Domestic battery storage installed capacity (MW)
NG FES - Leading the Way | Srg_BB001 | MW | NPgN | BRAW_1 | Non Domestic battery storage installed capacity (MW) | Bradford West | BRADFORD WEST | 0.067 | 5.132 | 7.623 | 9.349 | 9.461 | 9.66 | 12.292 | 12.497 | 12.583 | 13.519 | 14.835 | 15.662 | 16.485 | 19.33 | 20.008 | 20.681 | 21.326 | 21.982 | 23.835 | 24.217 | 24.587 | 24.791 | 24.993 | 25.129 | 25.216 | 27.716 | 27.783 | 27.804 | 27.823 | 27.833 | NPgY | GSP | NG FES - Leading the Way | Non Domestic battery storage installed capacity (MW)
NG FES - Leading the Way | Srg_BB001 | MW | NPgN | CAMB_01 | Non Domestic battery storage installed capacity (MW) | Camblesforth | CAMBLESFORTH | 0.044 | 1.46 | 2.283 | 2.778 | 2.853 | 2.984 | 3.743 | 3.88 | 3.936 | 4.081 | 4.291 | 4.412 | 4.621 | 5.278 | 5.459 | 5.684 | 5.925 | 6.201 | 6.652 | 6.779 | 6.92 | 6.966 | 7.022 | 7.053 | 7.06 | 7.559 | 7.57 | 7.573 | 7.577 | 7.577 | NPgY | GSP | NG FES - Leading the Way | Non Domestic battery storage installed capacity (MW)
NG FES - Leading the Way | Srg_BB001 | MW | NPgN | CREB_1 | Non Domestic battery storage installed capacity (MW) | Creyke Beck | CREYKE BECK | 49.919 | 80.329 | 93.474 | 103.755 | 103.843 | 103.937 | 119.479 | 119.56 | 119.601 | 118.906 | 119.484 | 118.852 | 118.407 | 127.893 | 127.543 | 127.287 | 127.096 | 126.965 | 132.539 | 132.391 | 132.287 | 132.164 | 132.065 | 131.985 | 131.905 | 141.305 | 141.476 | 141.46 | 141.445 | 141.436 | NPgY | GSP | NG FES - Leading the Way | Non Domestic battery storage installed capacity (MW)
NG FES - Leading the Way | Srg_BB001 | MW | NPgN | DRAX_YEDL | Non Domestic battery storage installed capacity (MW) | Drax | DRAX | 0.035 | 3.382 | 4.985 | 6.119 | 6.179 | 6.284 | 8.014 | 8.124 | 8.169 | 8.641 | 9.341 | 9.757 | 10.176 | 11.878 | 12.225 | 12.571 | 12.903 | 13.244 | 14.338 | 14.535 | 14.726 | 14.83 | 14.933 | 15.002 | 15.046 | 16.565 | 16.603 | 16.614 | 16.624 | 16.629 | NPgY | GSP | NG FES - Leading the Way | Non Domestic battery storage installed capacity (MW)
NG FES - Leading the Way | Srg_BB001 | MW | NPgN | ELLA_1 | Non Domestic battery storage installed capacity (MW) | Elland | ELLAND | 0.036 | 4.012 | 5.887 | 7.232 | 7.293 | 7.4 | 9.449 | 9.561 | 9.608 | 10.049 | 10.74 | 11.129 | 11.528 | 13.405 | 13.735 | 14.07 | 14.394 | 14.728 | 15.924 | 16.114 | 16.3 | 16.399 | 16.497 | 16.563 | 16.603 | 18.295 | 18.338 | 18.347 | 18.357 | 18.361 | NPgY | GSP | NG FES - Leading the Way | Non Domestic battery storage installed capacity (MW)
NG FES - Leading the Way | Srg_BB001 | MW | NPgN | FERRA2 | Non Domestic battery storage installed capacity (MW) | Ferrybridge A | FERRYBRIDGE A | 0.109 | 5.789 | 8.763 | 10.734 | 10.926 | 11.255 | 14.254 | 14.595 | 14.737 | 14.742 | 14.943 | 14.927 | 15.198 | 17.142 | 17.391 | 17.784 | 18.244 | 18.811 | 20.079 | 20.299 | 20.572 | 20.618 | 20.702 | 20.737 | 20.714 | 22.308 | 22.336 | 22.335 | 22.334 | 22.331 | NPgY | GSP | NG FES - Leading the Way | Non Domestic battery storage installed capacity (MW)
NG FES - Leading the Way | Srg_BB001 | MW | NPgN | FERRB9 | Non Domestic battery storage installed capacity (MW) | Ferrybridge B (_M) | FERRYBRIDGE B | 0.059 | 15.152 | 21.904 | 27.007 | 27.122 | 27.307 | 35.046 | 35.233 | 35.313 | 35.058 | 35.422 | 35.182 | 35.146 | 39.958 | 39.946 | 40.036 | 40.181 | 40.4 | 43.288 | 43.336 | 43.426 | 43.403 | 43.406 | 43.393 | 43.352 | 47.964 | 48.047 | 48.041 | 48.036 | 48.031 | NPgY | GSP | NG FES - Leading the Way | Non Domestic battery storage installed capacity (MW)
NG FES - Leading the Way | Srg_BB001 | MW | NPgN | GRIW_1 | Non Domestic battery storage installed capacity (MW) | Grimsby West | GRIMSBY WEST | 0.221 | 6.901 | 10.84 | 13.188 | 13.557 | 14.211 | 17.808 | 18.487 | 18.768 | 19.482 | 20.508 | 21.108 | 22.15 | 25.291 | 26.189 | 27.307 | 28.507 | 29.883 | 32.052 | 32.68 | 33.383 | 33.61 | 33.893 | 34.049 | 34.078 | 36.44 | 36.493 | 36.508 | 36.521 | 36.525 | NPgY | GSP | NG FES - Leading the Way | Non Domestic battery storage installed capacity (MW)
NG FES - Leading the Way | Srg_BB001 | MW | NPgN | JORD_3 | Non Domestic battery storage installed capacity (MW) | Jordanthorpe | JORDANTHORPE | 0.022 | 0.856 | 1.323 | 1.616 | 1.654 | 1.72 | 2.167 | 2.235 | 2.264 | 2.313 | 2.397 | 2.436 | 2.525 | 2.869 | 2.946 | 3.047 | 3.159 | 3.289 | 3.521 | 3.578 | 3.643 | 3.662 | 3.687 | 3.699 | 3.7 | 3.969 | 3.974 | 3.975 | 3.976 | 3.976 | NPgY | GSP | NG FES - Leading the Way | Non Domestic battery storage installed capacity (MW)
NG FES - Leading the Way | Srg_BB001 | MW | NPgN | KEAD_YEDL | Non Domestic battery storage installed capacity (MW) | Keadby | KEADBY | 0.188 | 30.241 | 43.99 | 54.11 | 54.424 | 54.979 | 70.387 | 70.965 | 71.203 | 73.012 | 76.461 | 78.048 | 79.779 | 92.12 | 93.56 | 95.068 | 96.557 | 98.125 | 105.823 | 106.678 | 107.538 | 107.955 | 108.389 | 108.671 | 108.826 | 120.243 | 120.503 | 120.542 | 120.58 | 120.597 | NPgY | GSP | NG FES - Leading the Way | Non Domestic battery storage installed capacity (MW)
NG FES - Leading the Way | Srg_BB001 | MW | NPgN | KIRKB1 | Non Domestic battery storage installed capacity (MW) | Kirkstall B | KIRKSTALL B | 0.022 | 7.868 | 11.359 | 14.047 | 14.111 | 14.192 | 18.242 | 18.321 | 18.356 | 17.102 | 15.955 | 14.825 | 13.994 | 15.163 | 14.506 | 14.001 | 13.604 | 13.301 | 13.889 | 13.599 | 13.379 | 13.154 | 12.968 | 12.819 | 12.678 | 13.92 | 13.916 | 13.887 | 13.86 | 13.844 | NPgY | GSP | NG FES - Leading the Way | Non Domestic battery storage installed capacity (MW)
NG FES - Leading the Way | Srg_BB001 | MW | NPgN | NEEP_3 | Non Domestic battery storage installed capacity (MW) | Neepsend | NEEPSEND | 0.003 | 0.478 | 0.699 | 0.86 | 0.866 | 0.877 | 1.122 | 1.133 | 1.138 | 1.214 | 1.325 | 1.394 | 1.456 | 1.71 | 1.761 | 1.809 | 1.854 | 1.898 | 2.06 | 2.088 | 2.114 | 2.129 | 2.144 | 2.155 | 2.162 | 2.393 | 2.398 | 2.4 | 2.402 | 2.403 | NPgY | GSP | NG FES - Leading the Way | Non Domestic battery storage installed capacity (MW)
NG FES - Leading the Way | Srg_BB001 | MW | NPgN | NORL_3 | Non Domestic battery storage installed capacity (MW) | Norton Lees | NORTON LEES | 0.024 | 0.396 | 0.676 | 0.814 | 0.854 | 0.928 | 1.14 | 1.216 | 1.247 | 1.367 | 1.51 | 1.612 | 1.755 | 2.027 | 2.149 | 2.292 | 2.441 | 2.608 | 2.807 | 2.888 | 2.974 | 3.007 | 3.045 | 3.068 | 3.075 | 3.255 | 3.261 | 3.263 | 3.266 | 3.266 | NPgY | GSP | NG FES - Leading the Way | Non Domestic battery storage installed capacity (MW)
NG FES - Leading the Way | Srg_BB001 | MW | NPgN | PITS_BB_B | Non Domestic battery storage installed capacity (MW) | Pitsmoor | PITSMOOR 3/4 | 0.007 | 0.2 | 0.318 | 0.386 | 0.399 | 0.421 | 0.526 | 0.549 | 0.558 | 0.603 | 0.66 | 0.698 | 0.746 | 0.866 | 0.907 | 0.954 | 1.002 | 1.055 | 1.138 | 1.165 | 1.192 | 1.204 | 1.217 | 1.224 | 1.228 | 1.318 | 1.321 | 1.322 | 1.322 | 1.323 | NPgY | GSP | NG FES - Leading the Way | Non Domestic battery storage installed capacity (MW)
NG FES - Leading the Way | Srg_BB001 | MW | NPgN | SALT_1 | Non Domestic battery storage installed capacity (MW) | Saltend North | SALTEND NORTH | 0.124 | 1.034 | 2.036 | 2.408 | 2.615 | 2.984 | 3.565 | 3.948 | 4.107 | 4.601 | 5.156 | 5.576 | 6.228 | 7.146 | 7.704 | 8.377 | 9.09 | 9.896 | 10.622 | 11.001 | 11.417 | 11.562 | 11.737 | 11.836 | 11.863 | 12.339 | 12.354 | 12.364 | 12.374 | 12.377 | NPgY | GSP | NG FES - Leading the Way | Non Domestic battery storage installed capacity (MW)
NG FES - Leading the Way | Srg_BB001 | MW | NPgN | SHEC_3 | Non Domestic battery storage installed capacity (MW) | Sheffield City | SHEFFIELD CITY | 0.092 | 0.512 | 1.148 | 1.339 | 1.494 | 1.768 | 2.071 | 2.355 | 2.473 | 2.693 | 2.916 | 3.096 | 3.477 | 3.895 | 4.227 | 4.659 | 5.131 | 5.681 | 6.049 | 6.291 | 6.568 | 6.649 | 6.754 | 6.809 | 6.814 | 6.926 | 6.928 | 6.932 | 6.936 | 6.937 | NPgY | GSP | NG FES - Leading the Way | Non Domestic battery storage installed capacity (MW)
NG FES - Leading the Way | Srg_BB001 | MW | NPgN | SKLGB1 | Non Domestic battery storage installed capacity (MW) | Skelton Grange | SKELTON GRANGE | 0.077 | 13.219 | 19.047 | 23.179 | 23.185 | 23.335 | 29.816 | 30.005 | 30.069 | 28.293 | 26.723 | 25.127 | 24.071 | 26.242 | 25.421 | 24.875 | 24.507 | 24.318 | 25.505 | 25.188 | 24.993 | 24.695 | 24.467 | 24.273 | 24.065 | 26.197 | 26.196 | 26.155 | 26.117 | 26.093 | NPgY | GSP | NG FES - Leading the Way | Non Domestic battery storage installed capacity (MW)
NG FES - Leading the Way | Srg_BB001 | MW | NPgN | TEMP_3 | Non Domestic battery storage installed capacity (MW) | Templeborough | TEMPLEBOROUGH 275/33KV | 0.061 | 0.868 | 1.515 | 1.821 | 1.923 | 2.105 | 2.575 | 2.763 | 2.841 | 2.893 | 2.955 | 2.991 | 3.177 | 3.522 | 3.689 | 3.93 | 4.205 | 4.537 | 4.811 | 4.946 | 5.108 | 5.144 | 5.198 | 5.223 | 5.216 | 5.369 | 5.371 | 5.372 | 5.372 | 5.372 | NPgY | GSP | NG FES - Leading the Way | Non Domestic battery storage installed capacity (MW)
NG FES - Leading the Way | Srg_BB001 | MW | NPgN | THUR_6 | Non Domestic battery storage installed capacity (MW) | Thurcroft | THURCROFT | 49.981 | 58.387 | 62.38 | 65.235 | 65.374 | 65.617 | 69.961 | 70.214 | 70.318 | 70.593 | 71.264 | 71.496 | 71.888 | 75.07 | 75.408 | 75.825 | 76.273 | 76.783 | 78.784 | 79.019 | 79.28 | 79.366 | 79.472 | 79.531 | 79.544 | 82.412 | 82.472 | 82.477 | 82.482 | 82.484 | NPgY | GSP | NG FES - Leading the Way | Non Domestic battery storage installed capacity (MW)
NG FES - Leading the Way | Srg_BB001 | MW | NPgN | WMEL_THOM | Non Domestic battery storage installed capacity (MW) | Thorpe Marsh | WEST MELTON / THORPE MARSH | 20 | 26.997 | 29.983 | 32.315 | 32.315 | 32.316 | 35.861 | 35.861 | 35.862 | 36.491 | 37.573 | 38.137 | 38.581 | 41.701 | 42.056 | 42.349 | 42.595 | 42.804 | 44.718 | 44.886 | 45.024 | 45.141 | 45.243 | 45.321 | 45.39 | 48.395 | 48.469 | 48.484 | 48.497 | 48.504 | NPgY | GSP | NG FES - Leading the Way | Non Domestic battery storage installed capacity (MW)
NG FES - Leading the Way | Srg_BB001 | MW | NPgN | WMEL_BB3 | Non Domestic battery storage installed capacity (MW) | West Melton | WEST MELTON SECTION 3 | 1.199 | 11.017 | 15.214 | 18.503 | 18.509 | 18.514 | 23.501 | 23.504 | 23.505 | 23.634 | 24.246 | 24.361 | 24.451 | 27.924 | 27.996 | 28.055 | 28.105 | 28.148 | 30.22 | 30.254 | 30.282 | 30.306 | 30.327 | 30.343 | 30.356 | 33.774 | 33.844 | 33.848 | 33.85 | 33.852 | NPgY | GSP | NG FES - Leading the Way | Non Domestic battery storage installed capacity (MW)
NG FES - Leading the Way | Srg_BB001 | MW | NPgN | WIBA_3 | Non Domestic battery storage installed capacity (MW) | Wincobank | WINCOBANK | 0 | 1.039 | 1.483 | 1.833 | 1.834 | 1.835 | 2.364 | 2.364 | 2.365 | 2.296 | 2.264 | 2.202 | 2.154 | 2.423 | 2.384 | 2.352 | 2.326 | 2.303 | 2.456 | 2.438 | 2.423 | 2.41 | 2.399 | 2.39 | 2.383 | 2.658 | 2.661 | 2.66 | 2.658 | 2.657 | NPgY | GSP | NG FES - Leading the Way | Non Domestic battery storage installed capacity (MW)
NPg Planning Scenario | Srg_BB001 | MW | NPgN | BLYTB1 | Non Domestic battery storage installed capacity (MW) | Blyth 66kV | BLYTH 66kV | 0.1 | 3.98 | 4.038 | 6.773 | 6.848 | 6.98 | 7.079 | 7.217 | 7.986 | 8.431 | 8.513 | 8.726 | 10.676 | 14.39 | 18.101 | 20.084 | 20.303 | 20.563 | 22.486 | 22.598 | 22.727 | 24.546 | 24.594 | 24.618 | 26.151 | 26.156 | 26.155 | 26.157 | 27.941 | 27.941 | NPgN | GSP | NPg Planning Scenario | Non Domestic battery storage installed capacity (MW)
NPg Planning Scenario | Srg_BB001 | MW | NPgN | BLYTH132 | Non Domestic battery storage installed capacity (MW) | Blyth 132kV | BLYTH 132kV | 0.037 | 6.73 | 6.769 | 11.4 | 11.45 | 11.538 | 11.603 | 11.694 | 12.956 | 13.627 | 13.682 | 13.973 | 17.142 | 23.363 | 29.578 | 32.771 | 32.917 | 33.089 | 36.24 | 36.314 | 36.4 | 39.484 | 39.516 | 39.532 | 42.164 | 42.168 | 42.168 | 42.169 | 45.231 | 45.231 | NPgN | GSP | NPg Planning Scenario | Non Domestic battery storage installed capacity (MW)
NPg Planning Scenario | Srg_BB001 | MW | NPgN | FOUR_1 | Non Domestic battery storage installed capacity (MW) | Fourstones | FOURSTONES | 0.016 | 0.322 | 0.34 | 0.559 | 0.581 | 0.62 | 0.649 | 0.69 | 0.76 | 0.812 | 0.837 | 0.869 | 1.053 | 1.366 | 1.679 | 1.872 | 1.937 | 2.012 | 2.189 | 2.222 | 2.26 | 2.405 | 2.419 | 2.427 | 2.543 | 2.544 | 2.544 | 2.545 | 2.679 | 2.679 | NPgN | GSP | NPg Planning Scenario | Non Domestic battery storage installed capacity (MW)
NPg Planning Scenario | Srg_BB001 | MW | NPgN | HARM_6 | Non Domestic battery storage installed capacity (MW) | Hart Moor | HARTMOOR | 0.03 | 1.749 | 1.78 | 2.981 | 3.02 | 3.091 | 3.143 | 3.217 | 3.558 | 3.761 | 3.804 | 3.905 | 4.772 | 6.41 | 8.045 | 8.93 | 9.048 | 9.186 | 10.04 | 10.099 | 10.168 | 10.966 | 10.991 | 11.004 | 11.674 | 11.677 | 11.677 | 11.678 | 12.457 | 12.457 | NPgN | GSP | NPg Planning Scenario | Non Domestic battery storage installed capacity (MW)
NPg Planning Scenario | Srg_BB001 | MW | NPgN | HAWP_6 | Non Domestic battery storage installed capacity (MW) | Hawthorn Pit | HAWTHORN PIT GRID | 0.031 | 2.301 | 2.332 | 3.913 | 3.954 | 4.026 | 4.079 | 4.154 | 4.598 | 4.853 | 4.897 | 5.018 | 6.14 | 8.286 | 10.429 | 11.568 | 11.689 | 11.83 | 12.938 | 12.999 | 13.07 | 14.121 | 14.147 | 14.16 | 15.048 | 15.05 | 15.051 | 15.051 | 16.084 | 16.084 | NPgN | GSP | NPg Planning Scenario | Non Domestic battery storage installed capacity (MW)
NPg Planning Scenario | Srg_BB001 | MW | NPgN | KNARE_111 | Non Domestic battery storage installed capacity (MW) | Knaresborough | KNARESBOROUGH | 0.093 | 7.066 | 7.162 | 12.019 | 12.142 | 12.359 | 12.522 | 12.747 | 14.108 | 14.887 | 15.023 | 15.392 | 18.838 | 25.424 | 32.006 | 35.504 | 35.865 | 36.291 | 39.693 | 39.876 | 40.089 | 43.318 | 43.397 | 43.438 | 46.164 | 46.172 | 46.172 | 46.175 | 49.348 | 49.348 | NPgN | GSP | NPg Planning Scenario | Non Domestic battery storage installed capacity (MW)
NPg Planning Scenario | Srg_BB001 | MW | NPgN | LACK_6 | Non Domestic battery storage installed capacity (MW) | Lackenby | LACKENBY | 6.05 | 8.295 | 8.346 | 9.92 | 9.986 | 10.101 | 10.189 | 10.309 | 10.765 | 11.045 | 11.117 | 11.26 | 12.423 | 14.581 | 16.738 | 17.928 | 18.122 | 18.349 | 19.487 | 19.586 | 19.7 | 20.744 | 20.787 | 20.808 | 21.68 | 21.685 | 21.684 | 21.686 | 22.701 | 22.701 | NPgN | GSP | NPg Planning Scenario | Non Domestic battery storage installed capacity (MW)
NPg Planning Scenario | Srg_BB001 | MW | NPgN | NORT_1 | Non Domestic battery storage installed capacity (MW) | Norton | NORTON | 2.686 | 18.196 | 18.388 | 29.179 | 29.425 | 29.861 | 30.19 | 30.643 | 33.653 | 35.356 | 35.629 | 36.427 | 44.037 | 58.646 | 73.244 | 80.962 | 81.69 | 82.546 | 90.069 | 90.438 | 90.867 | 98.042 | 98.2 | 98.282 | 104.351 | 104.367 | 104.368 | 104.373 | 111.437 | 111.437 | NPgN | GSP | NPg Planning Scenario | Non Domestic battery storage installed capacity (MW)
NPg Planning Scenario | Srg_BB001 | MW | NPgN | OFFE_3 | Non Domestic battery storage installed capacity (MW) | Offerton | OFFERTON | 0.019 | 0.39 | 0.409 | 0.677 | 0.701 | 0.744 | 0.777 | 0.823 | 0.907 | 0.97 | 0.997 | 1.033 | 1.254 | 1.631 | 2.009 | 2.239 | 2.312 | 2.398 | 2.61 | 2.647 | 2.69 | 2.865 | 2.882 | 2.889 | 3.031 | 3.033 | 3.032 | 3.033 | 3.197 | 3.197 | NPgN | GSP | NPg Planning Scenario | Non Domestic battery storage installed capacity (MW)
NPg Planning Scenario | Srg_BB001 | MW | NPgN | OSBA_1 | Non Domestic battery storage installed capacity (MW) | Osbaldwick | OSBALDWICK | 3.402 | 20.957 | 21.121 | 33.305 | 33.516 | 33.885 | 34.165 | 34.549 | 37.912 | 39.761 | 39.993 | 40.832 | 49.304 | 65.738 | 82.159 | 90.727 | 91.346 | 92.074 | 100.472 | 100.786 | 101.15 | 109.257 | 109.392 | 109.461 | 116.348 | 116.361 | 116.362 | 116.365 | 124.378 | 124.378 | NPgN | GSP | NPg Planning Scenario | Non Domestic battery storage installed capacity (MW)
NPg Planning Scenario | Srg_BB001 | MW | NPgN | POPP_3 | Non Domestic battery storage installed capacity (MW) | Poppleton | POPPLETON | 0.018 | 0.842 | 0.861 | 1.44 | 1.464 | 1.508 | 1.541 | 1.586 | 1.754 | 1.857 | 1.885 | 1.938 | 2.366 | 3.158 | 3.951 | 4.388 | 4.461 | 4.547 | 4.967 | 5.004 | 5.047 | 5.43 | 5.445 | 5.454 | 5.773 | 5.775 | 5.775 | 5.775 | 6.148 | 6.148 | NPgN | GSP | NPg Planning Scenario | Non Domestic battery storage installed capacity (MW)
NPg Planning Scenario | Srg_BB001 | MW | NPgN | SALH_1 | Non Domestic battery storage installed capacity (MW) | Saltholme | SALTHOLME | 0.003 | 1.044 | 1.048 | 1.768 | 1.772 | 1.779 | 1.784 | 1.792 | 1.985 | 2.085 | 2.09 | 2.133 | 2.618 | 3.581 | 4.543 | 5.031 | 5.043 | 5.057 | 5.542 | 5.547 | 5.554 | 6.034 | 6.036 | 6.038 | 6.448 | 6.448 | 6.449 | 6.449 | 6.926 | 6.926 | NPgN | GSP | NPg Planning Scenario | Non Domestic battery storage installed capacity (MW)
NPg Planning Scenario | Srg_BB001 | MW | NPgN | SSHI_3 | Non Domestic battery storage installed capacity (MW) | South Shields | SOUTH SHIELDS | 35.02 | 35.409 | 35.43 | 35.709 | 35.737 | 35.785 | 35.822 | 35.872 | 35.962 | 36.028 | 36.059 | 36.098 | 36.331 | 36.728 | 37.124 | 37.368 | 37.45 | 37.546 | 37.769 | 37.81 | 37.858 | 38.042 | 38.06 | 38.068 | 38.216 | 38.218 | 38.217 | 38.218 | 38.39 | 38.39 | NPgN | GSP | NPg Planning Scenario | Non Domestic battery storage installed capacity (MW)
NPg Planning Scenario | Srg_BB001 | MW | NPgN | KIELD01 and SPAD20 | Non Domestic battery storage installed capacity (MW) | 0 | SPADEADAM | 0.007 | 0.241 | 0.247 | 0.412 | 0.42 | 0.435 | 0.446 | 0.461 | 0.51 | 0.54 | 0.549 | 0.566 | 0.69 | 0.917 | 1.145 | 1.272 | 1.297 | 1.326 | 1.447 | 1.459 | 1.473 | 1.583 | 1.588 | 1.591 | 1.682 | 1.682 | 1.682 | 1.682 | 1.787 | 1.788 | NPgN | GSP | NPg Planning Scenario | Non Domestic battery storage installed capacity (MW)
NPg Planning Scenario | Srg_BB001 | MW | NPgN | SPEN_1 | Non Domestic battery storage installed capacity (MW) | Spennymoor | SPENNYMOOR | 0.105 | 12.45 | 12.559 | 21.124 | 21.262 | 21.508 | 21.693 | 21.948 | 24.308 | 25.598 | 25.752 | 26.335 | 32.275 | 43.82 | 55.355 | 61.36 | 61.771 | 62.254 | 68.145 | 68.354 | 68.595 | 74.294 | 74.384 | 74.43 | 79.275 | 79.284 | 79.284 | 79.286 | 84.923 | 84.923 | NPgN | GSP | NPg Planning Scenario | Non Domestic battery storage installed capacity (MW)
NPg Planning Scenario | Srg_BB001 | MW | NPgN | STEN_1 | Non Domestic battery storage installed capacity (MW) | Stella North | STELLA NORTH | 0.078 | 2.98 | 3.061 | 5.105 | 5.208 | 5.391 | 5.528 | 5.719 | 6.319 | 6.702 | 6.816 | 7.019 | 8.558 | 11.376 | 14.193 | 15.775 | 16.08 | 16.439 | 17.943 | 18.097 | 18.277 | 19.631 | 19.698 | 19.732 | 20.855 | 20.861 | 20.861 | 20.863 | 22.171 | 22.171 | NPgN | GSP | NPg Planning Scenario | Non Domestic battery storage installed capacity (MW)
NPg Planning Scenario | Srg_BB001 | MW | NPgN | STES_1 | Non Domestic battery storage installed capacity (MW) | Stella South | STELLA SOUTH | 0.065 | 7.515 | 7.582 | 12.752 | 12.838 | 12.99 | 13.104 | 13.262 | 14.687 | 15.468 | 15.563 | 15.917 | 19.505 | 26.476 | 33.44 | 37.069 | 37.323 | 37.621 | 41.18 | 41.309 | 41.458 | 44.898 | 44.953 | 44.982 | 47.905 | 47.91 | 47.91 | 47.912 | 51.314 | 51.313 | NPgN | GSP | NPg Planning Scenario | Non Domestic battery storage installed capacity (MW)
NPg Planning Scenario | Srg_BB001 | MW | NPgN | TYNE_1 | Non Domestic battery storage installed capacity (MW) | Tynemouth 1 | TYNEMOUTH | 0.051 | 2.088 | 2.141 | 3.572 | 3.64 | 3.76 | 3.851 | 3.976 | 4.394 | 4.658 | 4.733 | 4.872 | 5.942 | 7.912 | 9.881 | 10.98 | 11.181 | 11.418 | 12.464 | 12.566 | 12.685 | 13.633 | 13.677 | 13.7 | 14.488 | 14.493 | 14.493 | 14.495 | 15.413 | 15.413 | NPgN | GSP | NPg Planning Scenario | Non Domestic battery storage installed capacity (MW)
NPg Planning Scenario | Srg_BB001 | MW | NPgN | WBOL_6 | Non Domestic battery storage installed capacity (MW) | West Boldon | WEST BOLDON | 2.769 | 4.112 | 4.183 | 5.146 | 5.237 | 5.397 | 5.518 | 5.685 | 5.991 | 6.217 | 6.318 | 6.451 | 7.251 | 8.618 | 9.984 | 10.82 | 11.088 | 11.404 | 12.172 | 12.308 | 12.465 | 13.101 | 13.16 | 13.189 | 13.699 | 13.705 | 13.705 | 13.707 | 14.302 | 14.301 | NPgN | GSP | NPg Planning Scenario | Non Domestic battery storage installed capacity (MW)
NPg Planning Scenario | Srg_BB001 | MW | NPgN | BRAW_1 | Non Domestic battery storage installed capacity (MW) | Bradford West | BRADFORD WEST | 0.067 | 5.132 | 7.623 | 9.349 | 9.461 | 9.66 | 12.292 | 12.497 | 12.583 | 13.519 | 14.835 | 15.662 | 16.485 | 19.33 | 20.008 | 20.681 | 21.326 | 21.982 | 23.835 | 24.217 | 24.587 | 24.791 | 24.993 | 25.129 | 25.216 | 27.716 | 27.783 | 27.804 | 27.823 | 27.833 | NPgY | GSP | NPg Planning Scenario | Non Domestic battery storage installed capacity (MW)
NPg Planning Scenario | Srg_BB001 | MW | NPgN | CAMB_01 | Non Domestic battery storage installed capacity (MW) | Camblesforth | CAMBLESFORTH | 0.044 | 1.46 | 2.283 | 2.778 | 2.853 | 2.984 | 3.743 | 3.88 | 3.936 | 4.081 | 4.291 | 4.412 | 4.621 | 5.278 | 5.459 | 5.684 | 5.925 | 6.201 | 6.652 | 6.779 | 6.92 | 6.966 | 7.022 | 7.053 | 7.06 | 7.559 | 7.57 | 7.573 | 7.577 | 7.577 | NPgY | GSP | NPg Planning Scenario | Non Domestic battery storage installed capacity (MW)
NPg Planning Scenario | Srg_BB001 | MW | NPgN | CREB_1 | Non Domestic battery storage installed capacity (MW) | Creyke Beck | CREYKE BECK | 49.919 | 80.329 | 93.474 | 103.755 | 103.843 | 103.937 | 119.479 | 119.56 | 119.601 | 118.906 | 119.484 | 118.852 | 118.407 | 127.893 | 127.543 | 127.287 | 127.096 | 126.965 | 132.539 | 132.391 | 132.287 | 132.164 | 132.065 | 131.985 | 131.905 | 141.305 | 141.476 | 141.46 | 141.445 | 141.436 | NPgY | GSP | NPg Planning Scenario | Non Domestic battery storage installed capacity (MW)
NPg Planning Scenario | Srg_BB001 | MW | NPgN | DRAX_YEDL | Non Domestic battery storage installed capacity (MW) | Drax | DRAX | 0.035 | 3.382 | 4.985 | 6.119 | 6.179 | 6.284 | 8.014 | 8.124 | 8.169 | 8.641 | 9.341 | 9.757 | 10.176 | 11.878 | 12.225 | 12.571 | 12.903 | 13.244 | 14.338 | 14.535 | 14.726 | 14.83 | 14.933 | 15.002 | 15.046 | 16.565 | 16.603 | 16.614 | 16.624 | 16.629 | NPgY | GSP | NPg Planning Scenario | Non Domestic battery storage installed capacity (MW)
NPg Planning Scenario | Srg_BB001 | MW | NPgN | ELLA_1 | Non Domestic battery storage installed capacity (MW) | Elland | ELLAND | 0.036 | 4.012 | 5.887 | 7.232 | 7.293 | 7.4 | 9.449 | 9.561 | 9.608 | 10.049 | 10.74 | 11.129 | 11.528 | 13.405 | 13.735 | 14.07 | 14.394 | 14.728 | 15.924 | 16.114 | 16.3 | 16.399 | 16.497 | 16.563 | 16.603 | 18.295 | 18.338 | 18.347 | 18.357 | 18.361 | NPgY | GSP | NPg Planning Scenario | Non Domestic battery storage installed capacity (MW)
NPg Planning Scenario | Srg_BB001 | MW | NPgN | FERRA2 | Non Domestic battery storage installed capacity (MW) | Ferrybridge A | FERRYBRIDGE A | 0.109 | 5.789 | 8.763 | 10.734 | 10.926 | 11.255 | 14.254 | 14.595 | 14.737 | 14.742 | 14.943 | 14.927 | 15.198 | 17.142 | 17.391 | 17.784 | 18.244 | 18.811 | 20.079 | 20.299 | 20.572 | 20.618 | 20.702 | 20.737 | 20.714 | 22.308 | 22.336 | 22.335 | 22.334 | 22.331 | NPgY | GSP | NPg Planning Scenario | Non Domestic battery storage installed capacity (MW)
NPg Planning Scenario | Srg_BB001 | MW | NPgN | FERRB9 | Non Domestic battery storage installed capacity (MW) | Ferrybridge B (_M) | FERRYBRIDGE B | 0.059 | 15.152 | 21.904 | 27.007 | 27.122 | 27.307 | 35.046 | 35.233 | 35.313 | 35.058 | 35.422 | 35.182 | 35.146 | 39.958 | 39.946 | 40.036 | 40.181 | 40.4 | 43.288 | 43.336 | 43.426 | 43.403 | 43.406 | 43.393 | 43.352 | 47.964 | 48.047 | 48.041 | 48.036 | 48.031 | NPgY | GSP | NPg Planning Scenario | Non Domestic battery storage installed capacity (MW)
NPg Planning Scenario | Srg_BB001 | MW | NPgN | GRIW_1 | Non Domestic battery storage installed capacity (MW) | Grimsby West | GRIMSBY WEST | 0.221 | 6.901 | 10.84 | 13.188 | 13.557 | 14.211 | 17.808 | 18.487 | 18.768 | 19.482 | 20.508 | 21.108 | 22.15 | 25.291 | 26.189 | 27.307 | 28.507 | 29.883 | 32.052 | 32.68 | 33.383 | 33.61 | 33.893 | 34.049 | 34.078 | 36.44 | 36.493 | 36.508 | 36.521 | 36.525 | NPgY | GSP | NPg Planning Scenario | Non Domestic battery storage installed capacity (MW)
NPg Planning Scenario | Srg_BB001 | MW | NPgN | JORD_3 | Non Domestic battery storage installed capacity (MW) | Jordanthorpe | JORDANTHORPE | 0.022 | 0.856 | 1.323 | 1.616 | 1.654 | 1.72 | 2.167 | 2.235 | 2.264 | 2.313 | 2.397 | 2.436 | 2.525 | 2.869 | 2.946 | 3.047 | 3.159 | 3.289 | 3.521 | 3.578 | 3.643 | 3.662 | 3.687 | 3.699 | 3.7 | 3.969 | 3.974 | 3.975 | 3.976 | 3.976 | NPgY | GSP | NPg Planning Scenario | Non Domestic battery storage installed capacity (MW)
NPg Planning Scenario | Srg_BB001 | MW | NPgN | KEAD_YEDL | Non Domestic battery storage installed capacity (MW) | Keadby | KEADBY | 0.188 | 30.241 | 43.99 | 54.11 | 54.424 | 54.979 | 70.387 | 70.965 | 71.203 | 73.012 | 76.461 | 78.048 | 79.779 | 92.12 | 93.56 | 95.068 | 96.557 | 98.125 | 105.823 | 106.678 | 107.538 | 107.955 | 108.389 | 108.671 | 108.826 | 120.243 | 120.503 | 120.542 | 120.58 | 120.597 | NPgY | GSP | NPg Planning Scenario | Non Domestic battery storage installed capacity (MW)
NPg Planning Scenario | Srg_BB001 | MW | NPgN | KIRKB1 | Non Domestic battery storage installed capacity (MW) | Kirkstall B | KIRKSTALL B | 0.022 | 7.868 | 11.359 | 14.047 | 14.111 | 14.192 | 18.242 | 18.321 | 18.356 | 17.102 | 15.955 | 14.825 | 13.994 | 15.163 | 14.506 | 14.001 | 13.604 | 13.301 | 13.889 | 13.599 | 13.379 | 13.154 | 12.968 | 12.819 | 12.678 | 13.92 | 13.916 | 13.887 | 13.86 | 13.844 | NPgY | GSP | NPg Planning Scenario | Non Domestic battery storage installed capacity (MW)
NPg Planning Scenario | Srg_BB001 | MW | NPgN | NEEP_3 | Non Domestic battery storage installed capacity (MW) | Neepsend | NEEPSEND | 0.003 | 0.478 | 0.699 | 0.86 | 0.866 | 0.877 | 1.122 | 1.133 | 1.138 | 1.214 | 1.325 | 1.394 | 1.456 | 1.71 | 1.761 | 1.809 | 1.854 | 1.898 | 2.06 | 2.088 | 2.114 | 2.129 | 2.144 | 2.155 | 2.162 | 2.393 | 2.398 | 2.4 | 2.402 | 2.403 | NPgY | GSP | NPg Planning Scenario | Non Domestic battery storage installed capacity (MW)
NPg Planning Scenario | Srg_BB001 | MW | NPgN | NORL_3 | Non Domestic battery storage installed capacity (MW) | Norton Lees | NORTON LEES | 0.024 | 0.396 | 0.676 | 0.814 | 0.854 | 0.928 | 1.14 | 1.216 | 1.247 | 1.367 | 1.51 | 1.612 | 1.755 | 2.027 | 2.149 | 2.292 | 2.441 | 2.608 | 2.807 | 2.888 | 2.974 | 3.007 | 3.045 | 3.068 | 3.075 | 3.255 | 3.261 | 3.263 | 3.266 | 3.266 | NPgY | GSP | NPg Planning Scenario | Non Domestic battery storage installed capacity (MW)
NPg Planning Scenario | Srg_BB001 | MW | NPgN | PITS_BB_B | Non Domestic battery storage installed capacity (MW) | Pitsmoor | PITSMOOR 3/4 | 0.007 | 0.2 | 0.318 | 0.386 | 0.399 | 0.421 | 0.526 | 0.549 | 0.558 | 0.603 | 0.66 | 0.698 | 0.746 | 0.866 | 0.907 | 0.954 | 1.002 | 1.055 | 1.138 | 1.165 | 1.192 | 1.204 | 1.217 | 1.224 | 1.228 | 1.318 | 1.321 | 1.322 | 1.322 | 1.323 | NPgY | GSP | NPg Planning Scenario | Non Domestic battery storage installed capacity (MW)
NPg Planning Scenario | Srg_BB001 | MW | NPgN | SALT_1 | Non Domestic battery storage installed capacity (MW) | Saltend North | SALTEND NORTH | 0.124 | 1.034 | 2.036 | 2.408 | 2.615 | 2.984 | 3.565 | 3.948 | 4.107 | 4.601 | 5.156 | 5.576 | 6.228 | 7.146 | 7.704 | 8.377 | 9.09 | 9.896 | 10.622 | 11.001 | 11.417 | 11.562 | 11.737 | 11.836 | 11.863 | 12.339 | 12.354 | 12.364 | 12.374 | 12.377 | NPgY | GSP | NPg Planning Scenario | Non Domestic battery storage installed capacity (MW)
NPg Planning Scenario | Srg_BB001 | MW | NPgN | SHEC_3 | Non Domestic battery storage installed capacity (MW) | Sheffield City | SHEFFIELD CITY | 0.092 | 0.512 | 1.148 | 1.339 | 1.494 | 1.768 | 2.071 | 2.355 | 2.473 | 2.693 | 2.916 | 3.096 | 3.477 | 3.895 | 4.227 | 4.659 | 5.131 | 5.681 | 6.049 | 6.291 | 6.568 | 6.649 | 6.754 | 6.809 | 6.814 | 6.926 | 6.928 | 6.932 | 6.936 | 6.937 | NPgY | GSP | NPg Planning Scenario | Non Domestic battery storage installed capacity (MW)
NPg Planning Scenario | Srg_BB001 | MW | NPgN | SKLGB1 | Non Domestic battery storage installed capacity (MW) | Skelton Grange | SKELTON GRANGE | 0.077 | 13.219 | 19.047 | 23.179 | 23.185 | 23.335 | 29.816 | 30.005 | 30.069 | 28.293 | 26.723 | 25.127 | 24.071 | 26.242 | 25.421 | 24.875 | 24.507 | 24.318 | 25.505 | 25.188 | 24.993 | 24.695 | 24.467 | 24.273 | 24.065 | 26.197 | 26.196 | 26.155 | 26.117 | 26.093 | NPgY | GSP | NPg Planning Scenario | Non Domestic battery storage installed capacity (MW)
NPg Planning Scenario | Srg_BB001 | MW | NPgN | TEMP_3 | Non Domestic battery storage installed capacity (MW) | Templeborough | TEMPLEBOROUGH 275/33KV | 0.061 | 0.868 | 1.515 | 1.821 | 1.923 | 2.105 | 2.575 | 2.763 | 2.841 | 2.893 | 2.955 | 2.991 | 3.177 | 3.522 | 3.689 | 3.93 | 4.205 | 4.537 | 4.811 | 4.946 | 5.108 | 5.144 | 5.198 | 5.223 | 5.216 | 5.369 | 5.371 | 5.372 | 5.372 | 5.372 | NPgY | GSP | NPg Planning Scenario | Non Domestic battery storage installed capacity (MW)
NPg Planning Scenario | Srg_BB001 | MW | NPgN | THUR_6 | Non Domestic battery storage installed capacity (MW) | Thurcroft | THURCROFT | 49.981 | 58.387 | 62.38 | 65.235 | 65.374 | 65.617 | 69.961 | 70.214 | 70.318 | 70.593 | 71.264 | 71.496 | 71.888 | 75.07 | 75.408 | 75.825 | 76.273 | 76.783 | 78.784 | 79.019 | 79.28 | 79.366 | 79.472 | 79.531 | 79.544 | 82.412 | 82.472 | 82.477 | 82.482 | 82.484 | NPgY | GSP | NPg Planning Scenario | Non Domestic battery storage installed capacity (MW)
NPg Planning Scenario | Srg_BB001 | MW | NPgN | WMEL_THOM | Non Domestic battery storage installed capacity (MW) | Thorpe Marsh | WEST MELTON / THORPE MARSH | 20 | 26.997 | 29.983 | 32.315 | 32.315 | 32.316 | 35.861 | 35.861 | 35.862 | 36.491 | 37.573 | 38.137 | 38.581 | 41.701 | 42.056 | 42.349 | 42.595 | 42.804 | 44.718 | 44.886 | 45.024 | 45.141 | 45.243 | 45.321 | 45.39 | 48.395 | 48.469 | 48.484 | 48.497 | 48.504 | NPgY | GSP | NPg Planning Scenario | Non Domestic battery storage installed capacity (MW)
NPg Planning Scenario | Srg_BB001 | MW | NPgN | WMEL_BB3 | Non Domestic battery storage installed capacity (MW) | West Melton | WEST MELTON SECTION 3 | 1.199 | 11.017 | 15.214 | 18.503 | 18.509 | 18.514 | 23.501 | 23.504 | 23.505 | 23.634 | 24.246 | 24.361 | 24.451 | 27.924 | 27.996 | 28.055 | 28.105 | 28.148 | 30.22 | 30.254 | 30.282 | 30.306 | 30.327 | 30.343 | 30.356 | 33.774 | 33.844 | 33.848 | 33.85 | 33.852 | NPgY | GSP | NPg Planning Scenario | Non Domestic battery storage installed capacity (MW)
NPg Planning Scenario | Srg_BB001 | MW | NPgN | WIBA_3 | Non Domestic battery storage installed capacity (MW) | Wincobank | WINCOBANK | 0 | 1.039 | 1.483 | 1.833 | 1.834 | 1.835 | 2.364 | 2.364 | 2.365 | 2.296 | 2.264 | 2.202 | 2.154 | 2.423 | 2.384 | 2.352 | 2.326 | 2.303 | 2.456 | 2.438 | 2.423 | 2.41 | 2.399 | 2.39 | 2.383 | 2.658 | 2.661 | 2.66 | 2.658 | 2.657 | NPgY | GSP | NPg Planning Scenario | Non Domestic battery storage installed capacity (MW)
NG FES - System Transformation | Srg_BB001 | MW | NPgN | BLYTB1 | Non Domestic battery storage installed capacity (MW) | Blyth 66kV | BLYTH 66kV | 0 | 0.926 | 0.947 | 0.969 | 3.274 | 3.323 | 3.359 | 3.409 | 3.43 | 3.462 | 3.492 | 3.696 | 4.47 | 4.526 | 4.58 | 7.469 | 7.728 | 7.822 | 7.875 | 7.916 | 11.528 | 13.323 | 13.34 | 15.132 | 15.132 | 15.133 | 15.134 | 15.134 | 15.135 | 15.134 | NPgN | GSP | NG FES - System Transformation | Non Domestic battery storage installed capacity (MW)
NG FES - System Transformation | Srg_BB001 | MW | NPgN | BLYTH132 | Non Domestic battery storage installed capacity (MW) | Blyth 132kV | BLYTH 132kV | 0.014 | 1.551 | 1.565 | 1.58 | 5.51 | 5.542 | 5.566 | 5.599 | 5.613 | 5.634 | 5.654 | 5.978 | 7.243 | 7.28 | 7.316 | 12.2 | 12.56 | 12.622 | 12.657 | 12.684 | 18.837 | 21.907 | 21.919 | 24.985 | 24.985 | 24.986 | 24.987 | 24.987 | 24.987 | 24.988 | NPgN | GSP | NG FES - System Transformation | Non Domestic battery storage installed capacity (MW)
NG FES - System Transformation | Srg_BB001 | MW | NPgN | FOUR_1 | Non Domestic battery storage installed capacity (MW) | Fourstones | FOURSTONES | 0.006 | 0.078 | 0.084 | 0.09 | 0.271 | 0.284 | 0.296 | 0.31 | 0.316 | 0.325 | 0.334 | 0.356 | 0.428 | 0.444 | 0.46 | 0.694 | 0.731 | 0.759 | 0.774 | 0.786 | 1.069 | 1.207 | 1.212 | 1.349 | 1.349 | 1.35 | 1.35 | 1.351 | 1.35 | 1.351 | NPgN | GSP | NG FES - System Transformation | Non Domestic battery storage installed capacity (MW)
NG FES - System Transformation | Srg_BB001 | MW | NPgN | HARM_6 | Non Domestic battery storage installed capacity (MW) | Hart Moor | HARTMOOR | 0.011 | 0.408 | 0.419 | 0.431 | 1.441 | 1.467 | 1.486 | 1.512 | 1.523 | 1.54 | 1.557 | 1.648 | 1.993 | 2.021 | 2.051 | 3.321 | 3.441 | 3.491 | 3.52 | 3.541 | 5.124 | 5.909 | 5.919 | 6.702 | 6.703 | 6.703 | 6.703 | 6.704 | 6.704 | 6.704 | NPgN | GSP | NG FES - System Transformation | Non Domestic battery storage installed capacity (MW)
NG FES - System Transformation | Srg_BB001 | MW | NPgN | HAWP_6 | Non Domestic battery storage installed capacity (MW) | Hawthorn Pit | HAWTHORN PIT GRID | 0.011 | 0.534 | 0.547 | 0.558 | 1.891 | 1.918 | 1.938 | 1.965 | 1.976 | 1.994 | 2.01 | 2.128 | 2.573 | 2.603 | 2.634 | 4.303 | 4.449 | 4.502 | 4.53 | 4.552 | 6.642 | 7.68 | 7.689 | 8.726 | 8.726 | 8.727 | 8.727 | 8.727 | 8.728 | 8.728 | NPgN | GSP | NG FES - System Transformation | Non Domestic battery storage installed capacity (MW)
NG FES - System Transformation | Srg_BB001 | MW | NPgN | KNARE_111 | Non Domestic battery storage installed capacity (MW) | Knaresborough | KNARESBOROUGH | 0.034 | 1.642 | 1.677 | 1.714 | 5.81 | 5.889 | 5.949 | 6.031 | 6.065 | 6.118 | 6.167 | 6.527 | 7.897 | 7.986 | 8.076 | 13.206 | 13.655 | 13.809 | 13.897 | 13.964 | 20.382 | 23.574 | 23.603 | 26.788 | 26.788 | 26.791 | 26.791 | 26.792 | 26.793 | 26.793 | NPgN | GSP | NG FES - System Transformation | Non Domestic battery storage installed capacity (MW)
NG FES - System Transformation | Srg_BB001 | MW | NPgN | LACK_6 | Non Domestic battery storage installed capacity (MW) | Lackenby | LACKENBY | 6.018 | 6.538 | 6.556 | 6.576 | 7.895 | 7.938 | 7.97 | 8.014 | 8.032 | 8.06 | 8.086 | 8.211 | 8.67 | 8.718 | 8.767 | 10.432 | 10.604 | 10.687 | 10.734 | 10.769 | 12.838 | 13.863 | 13.878 | 14.901 | 14.9 | 14.902 | 14.901 | 14.903 | 14.902 | 14.903 | NPgN | GSP | NG FES - System Transformation | Non Domestic battery storage installed capacity (MW)
NG FES - System Transformation | Srg_BB001 | MW | NPgN | NORT_1 | Non Domestic battery storage installed capacity (MW) | Norton | NORTON | 2.568 | 6.143 | 6.213 | 6.287 | 15.397 | 15.556 | 15.676 | 15.841 | 15.909 | 16.015 | 16.115 | 16.906 | 19.935 | 20.115 | 20.295 | 31.688 | 32.659 | 32.972 | 33.146 | 33.281 | 47.553 | 54.654 | 54.712 | 61.8 | 61.799 | 61.805 | 61.805 | 61.807 | 61.809 | 61.809 | NPgN | GSP | NG FES - System Transformation | Non Domestic battery storage installed capacity (MW)
NG FES - System Transformation | Srg_BB001 | MW | NPgN | OFFE_3 | Non Domestic battery storage installed capacity (MW) | Offerton | OFFERTON | 0.007 | 0.094 | 0.101 | 0.109 | 0.327 | 0.343 | 0.355 | 0.372 | 0.379 | 0.389 | 0.4 | 0.424 | 0.51 | 0.528 | 0.547 | 0.83 | 0.872 | 0.904 | 0.922 | 0.935 | 1.28 | 1.447 | 1.453 | 1.621 | 1.62 | 1.621 | 1.621 | 1.621 | 1.621 | 1.621 | NPgN | GSP | NG FES - System Transformation | Non Domestic battery storage installed capacity (MW)
NG FES - System Transformation | Srg_BB001 | MW | NPgN | OSBA_1 | Non Domestic battery storage installed capacity (MW) | Osbaldwick | OSBALDWICK | 3.301 | 7.342 | 7.402 | 7.464 | 17.775 | 17.91 | 18.012 | 18.152 | 18.21 | 18.3 | 18.385 | 19.258 | 22.637 | 22.789 | 22.943 | 35.8 | 36.826 | 37.092 | 37.239 | 37.354 | 53.501 | 61.546 | 61.595 | 69.628 | 69.628 | 69.633 | 69.633 | 69.635 | 69.636 | 69.636 | NPgN | GSP | NG FES - System Transformation | Non Domestic battery storage installed capacity (MW)
NG FES - System Transformation | Srg_BB001 | MW | NPgN | POPP_3 | Non Domestic battery storage installed capacity (MW) | Poppleton | POPPLETON | 0.006 | 0.198 | 0.204 | 0.212 | 0.696 | 0.712 | 0.724 | 0.741 | 0.748 | 0.758 | 0.768 | 0.814 | 0.983 | 1.001 | 1.019 | 1.63 | 1.694 | 1.726 | 1.743 | 1.757 | 2.516 | 2.892 | 2.897 | 3.272 | 3.272 | 3.273 | 3.272 | 3.273 | 3.272 | 3.272 | NPgN | GSP | NG FES - System Transformation | Non Domestic battery storage installed capacity (MW)
NG FES - System Transformation | Srg_BB001 | MW | NPgN | SALH_1 | Non Domestic battery storage installed capacity (MW) | Saltholme | SALTHOLME | 0.001 | 0.24 | 0.242 | 0.243 | 0.854 | 0.857 | 0.859 | 0.862 | 0.862 | 0.865 | 0.866 | 0.915 | 1.109 | 1.112 | 1.115 | 1.874 | 1.926 | 1.931 | 1.934 | 1.936 | 2.894 | 3.371 | 3.372 | 3.85 | 3.85 | 3.851 | 3.85 | 3.851 | 3.851 | 3.851 | NPgN | GSP | NG FES - System Transformation | Non Domestic battery storage installed capacity (MW)
NG FES - System Transformation | Srg_BB001 | MW | NPgN | SSHI_3 | Non Domestic battery storage installed capacity (MW) | South Shields | SOUTH SHIELDS | 35.007 | 35.099 | 35.106 | 35.115 | 35.342 | 35.36 | 35.374 | 35.393 | 35.4 | 35.412 | 35.423 | 35.449 | 35.541 | 35.561 | 35.581 | 35.877 | 35.924 | 35.959 | 35.979 | 35.994 | 36.353 | 36.528 | 36.534 | 36.709 | 36.709 | 36.709 | 36.71 | 36.71 | 36.71 | 36.71 | NPgN | GSP | NG FES - System Transformation | Non Domestic battery storage installed capacity (MW)
NG FES - System Transformation | Srg_BB001 | MW | NPgN | KIELD01 and SPAD20 | Non Domestic battery storage installed capacity (MW) | 0 | SPADEADAM | 0.003 | 0.057 | 0.059 | 0.061 | 0.199 | 0.204 | 0.208 | 0.214 | 0.217 | 0.22 | 0.223 | 0.236 | 0.286 | 0.291 | 0.297 | 0.473 | 0.492 | 0.502 | 0.508 | 0.512 | 0.729 | 0.836 | 0.837 | 0.944 | 0.945 | 0.945 | 0.944 | 0.945 | 0.945 | 0.945 | NPgN | GSP | NG FES - System Transformation | Non Domestic battery storage installed capacity (MW)
NG FES - System Transformation | Srg_BB001 | MW | NPgN | SPEN_1 | Non Domestic battery storage installed capacity (MW) | Spennymoor | SPENNYMOOR | 0.038 | 2.879 | 2.919 | 2.96 | 10.211 | 10.3 | 10.367 | 10.461 | 10.499 | 10.559 | 10.615 | 11.226 | 13.596 | 13.698 | 13.799 | 22.836 | 23.549 | 23.725 | 23.823 | 23.899 | 35.253 | 40.911 | 40.943 | 46.594 | 46.593 | 46.596 | 46.597 | 46.597 | 46.599 | 46.599 | NPgN | GSP | NG FES - System Transformation | Non Domestic battery storage installed capacity (MW)
NG FES - System Transformation | Srg_BB001 | MW | NPgN | STEN_1 | Non Domestic battery storage installed capacity (MW) | Stella North | STELLA NORTH | 0.029 | 0.702 | 0.731 | 0.762 | 2.469 | 2.535 | 2.585 | 2.654 | 2.683 | 2.728 | 2.769 | 2.936 | 3.544 | 3.62 | 3.695 | 5.859 | 6.1 | 6.231 | 6.305 | 6.361 | 9.037 | 10.361 | 10.385 | 11.703 | 11.704 | 11.706 | 11.706 | 11.707 | 11.708 | 11.707 | NPgN | GSP | NG FES - System Transformation | Non Domestic battery storage installed capacity (MW)
NG FES - System Transformation | Srg_BB001 | MW | NPgN | STES_1 | Non Domestic battery storage installed capacity (MW) | Stella South | STELLA SOUTH | 0.024 | 1.738 | 1.762 | 1.788 | 6.164 | 6.219 | 6.261 | 6.318 | 6.342 | 6.379 | 6.414 | 6.784 | 8.215 | 8.278 | 8.34 | 13.795 | 14.228 | 14.337 | 14.397 | 14.444 | 21.297 | 24.711 | 24.731 | 28.141 | 28.141 | 28.143 | 28.143 | 28.144 | 28.144 | 28.144 | NPgN | GSP | NG FES - System Transformation | Non Domestic battery storage installed capacity (MW)
NG FES - System Transformation | Srg_BB001 | MW | NPgN | TYNE_1 | Non Domestic battery storage installed capacity (MW) | Tynemouth 1 | TYNEMOUTH | 0.018 | 0.491 | 0.51 | 0.531 | 1.727 | 1.771 | 1.804 | 1.849 | 1.869 | 1.898 | 1.925 | 2.041 | 2.464 | 2.514 | 2.564 | 4.079 | 4.244 | 4.33 | 4.378 | 4.416 | 6.292 | 7.221 | 7.237 | 8.162 | 8.162 | 8.164 | 8.164 | 8.164 | 8.165 | 8.165 | NPgN | GSP | NG FES - System Transformation | Non Domestic battery storage installed capacity (MW)
NG FES - System Transformation | Srg_BB001 | MW | NPgN | WBOL_6 | Non Domestic battery storage installed capacity (MW) | West Boldon | WEST BOLDON | 2.725 | 3.04 | 3.066 | 3.093 | 3.884 | 3.942 | 3.986 | 4.047 | 4.072 | 4.112 | 4.148 | 4.238 | 4.552 | 4.618 | 4.684 | 5.709 | 5.867 | 5.981 | 6.046 | 6.095 | 7.338 | 7.946 | 7.967 | 8.571 | 8.571 | 8.573 | 8.573 | 8.573 | 8.574 | 8.575 | NPgN | GSP | NG FES - System Transformation | Non Domestic battery storage installed capacity (MW)
NG FES - System Transformation | Srg_BB001 | MW | NPgN | BRAW_1 | Non Domestic battery storage installed capacity (MW) | Bradford West | BRADFORD WEST | 0.024 | 1.391 | 1.537 | 2.715 | 8.927 | 8.999 | 9.055 | 9.13 | 9.161 | 9.21 | 9.254 | 9.294 | 9.387 | 11.952 | 12.034 | 14.356 | 15.156 | 15.871 | 16.439 | 16.924 | 17.391 | 18.958 | 19.294 | 19.586 | 19.835 | 20.062 | 20.266 | 20.454 | 20.625 | 20.781 | NPgY | GSP | NG FES - System Transformation | Non Domestic battery storage installed capacity (MW)
NG FES - System Transformation | Srg_BB001 | MW | NPgN | CAMB_01 | Non Domestic battery storage installed capacity (MW) | Camblesforth | CAMBLESFORTH | 0.016 | 0.404 | 0.501 | 0.828 | 2.499 | 2.547 | 2.583 | 2.633 | 2.654 | 2.685 | 2.715 | 2.741 | 2.803 | 3.518 | 3.572 | 4.164 | 4.292 | 4.426 | 4.513 | 4.583 | 4.662 | 4.976 | 5.015 | 5.044 | 5.061 | 5.078 | 5.093 | 5.107 | 5.119 | 5.13 | NPgY | GSP | NG FES - System Transformation | Non Domestic battery storage installed capacity (MW)
NG FES - System Transformation | Srg_BB001 | MW | NPgN | CREB_1 | Non Domestic battery storage installed capacity (MW) | Creyke Beck | CREYKE BECK | 49.907 | 58.019 | 58.071 | 65.186 | 103.562 | 103.619 | 103.668 | 103.714 | 103.743 | 103.792 | 103.827 | 103.855 | 103.894 | 119.407 | 119.44 | 130.743 | 130.154 | 129.67 | 129.244 | 128.873 | 128.694 | 134.29 | 134.012 | 133.761 | 133.533 | 133.327 | 133.139 | 132.969 | 132.812 | 132.668 | NPgY | GSP | NG FES - System Transformation | Non Domestic battery storage installed capacity (MW)
NG FES - System Transformation | Srg_BB001 | MW | NPgN | DRAX_YEDL | Non Domestic battery storage installed capacity (MW) | Drax | DRAX | 0.013 | 0.914 | 0.992 | 1.769 | 5.896 | 5.933 | 5.963 | 6.003 | 6.019 | 6.045 | 6.069 | 6.089 | 6.139 | 7.833 | 7.876 | 9.347 | 9.751 | 10.113 | 10.399 | 10.644 | 10.883 | 11.829 | 11.998 | 12.144 | 12.268 | 12.382 | 12.484 | 12.578 | 12.663 | 12.742 | NPgY | GSP | NG FES - System Transformation | Non Domestic battery storage installed capacity (MW)
NG FES - System Transformation | Srg_BB001 | MW | NPgN | ELLA_1 | Non Domestic battery storage installed capacity (MW) | Elland | ELLAND | 0.013 | 1.082 | 1.162 | 2.086 | 7.003 | 7.041 | 7.071 | 7.112 | 7.129 | 7.155 | 7.18 | 7.2 | 7.251 | 9.265 | 9.309 | 11.005 | 11.382 | 11.722 | 11.99 | 12.217 | 12.445 | 13.493 | 13.65 | 13.785 | 13.898 | 14.004 | 14.098 | 14.183 | 14.262 | 14.334 | NPgY | GSP | NG FES - System Transformation | Non Domestic battery storage installed capacity (MW)
NG FES - System Transformation | Srg_BB001 | MW | NPgN | FERRA2 | Non Domestic battery storage installed capacity (MW) | Ferrybridge A | FERRYBRIDGE A | 0.04 | 1.581 | 1.822 | 3.141 | 10.032 | 10.156 | 10.249 | 10.377 | 10.43 | 10.514 | 10.591 | 10.657 | 10.811 | 13.699 | 13.834 | 15.981 | 15.999 | 16.08 | 16.08 | 16.069 | 16.112 | 17.08 | 17.041 | 16.99 | 16.923 | 16.868 | 16.814 | 16.766 | 16.723 | 16.682 | NPgY | GSP | NG FES - System Transformation | Non Domestic battery storage installed capacity (MW)
NG FES - System Transformation | Srg_BB001 | MW | NPgN | FERRB9 | Non Domestic battery storage installed capacity (MW) | Ferrybridge B (_M) | FERRYBRIDGE B | 0.021 | 4.06 | 4.191 | 7.714 | 26.615 | 26.69 | 26.748 | 26.821 | 26.855 | 26.907 | 26.954 | 26.993 | 27.078 | 34.756 | 34.83 | 40.456 | 40.247 | 40.107 | 39.951 | 39.809 | 39.769 | 42.525 | 42.404 | 42.288 | 42.172 | 42.071 | 41.976 | 41.891 | 41.813 | 41.741 | NPgY | GSP | NG FES - System Transformation | Non Domestic battery storage installed capacity (MW)
NG FES - System Transformation | Srg_BB001 | MW | NPgN | GRIW_1 | Non Domestic battery storage installed capacity (MW) | Grimsby West | GRIMSBY WEST | 0.08 | 1.916 | 2.399 | 3.94 | 11.795 | 12.033 | 12.213 | 12.46 | 12.563 | 12.722 | 12.871 | 12.999 | 13.308 | 16.682 | 16.953 | 19.76 | 20.392 | 21.057 | 21.488 | 21.836 | 22.226 | 23.712 | 23.905 | 24.045 | 24.131 | 24.217 | 24.287 | 24.354 | 24.416 | 24.469 | NPgY | GSP | NG FES - System Transformation | Non Domestic battery storage installed capacity (MW)
NG FES - System Transformation | Srg_BB001 | MW | NPgN | JORD_3 | Non Domestic battery storage installed capacity (MW) | Jordanthorpe | JORDANTHORPE | 0.008 | 0.236 | 0.285 | 0.478 | 1.475 | 1.5 | 1.518 | 1.544 | 1.555 | 1.571 | 1.587 | 1.6 | 1.631 | 2.055 | 2.082 | 2.418 | 2.462 | 2.512 | 2.541 | 2.564 | 2.594 | 2.761 | 2.771 | 2.778 | 2.779 | 2.781 | 2.782 | 2.784 | 2.785 | 2.786 | NPgY | GSP | NG FES - System Transformation | Non Domestic battery storage installed capacity (MW)
NG FES - System Transformation | Srg_BB001 | MW | NPgN | KEAD_YEDL | Non Domestic battery storage installed capacity (MW) | Keadby | KEADBY | 0.069 | 8.13 | 8.54 | 15.536 | 52.927 | 53.129 | 53.282 | 53.492 | 53.579 | 53.715 | 53.841 | 53.95 | 54.212 | 69.431 | 69.661 | 81.825 | 83.378 | 84.799 | 85.894 | 86.821 | 87.827 | 94.813 | 95.442 | 95.974 | 96.419 | 96.829 | 97.193 | 97.529 | 97.836 | 98.116 | NPgY | GSP | NG FES - System Transformation | Non Domestic battery storage installed capacity (MW)
NG FES - System Transformation | Srg_BB001 | MW | NPgN | KIRKB1 | Non Domestic battery storage installed capacity (MW) | Kirkstall B | KIRKSTALL B | 0.008 | 2.105 | 2.158 | 3.996 | 13.876 | 13.917 | 13.949 | 13.986 | 14.006 | 14.037 | 14.062 | 14.083 | 14.119 | 18.143 | 18.175 | 20.629 | 19.57 | 18.691 | 17.927 | 17.265 | 16.72 | 17.386 | 16.893 | 16.45 | 16.047 | 15.685 | 15.355 | 15.053 | 14.778 | 14.525 | NPgY | GSP | NG FES - System Transformation | Non Domestic battery storage installed capacity (MW)
NG FES - System Transformation | Srg_BB001 | MW | NPgN | NEEP_3 | Non Domestic battery storage installed capacity (MW) | Neepsend | NEEPSEND | 0.001 | 0.129 | 0.137 | 0.248 | 0.837 | 0.841 | 0.844 | 0.848 | 0.85 | 0.853 | 0.855 | 0.858 | 0.863 | 1.103 | 1.108 | 1.321 | 1.387 | 1.444 | 1.49 | 1.53 | 1.569 | 1.712 | 1.741 | 1.765 | 1.787 | 1.806 | 1.824 | 1.84 | 1.855 | 1.868 | NPgY | GSP | NG FES - System Transformation | Non Domestic battery storage installed capacity (MW)
NG FES - System Transformation | Srg_BB001 | MW | NPgN | NORL_3 | Non Domestic battery storage installed capacity (MW) | Norton Lees | NORTON LEES | 0.009 | 0.114 | 0.168 | 0.253 | 0.657 | 0.684 | 0.705 | 0.732 | 0.744 | 0.761 | 0.778 | 0.793 | 0.828 | 1.015 | 1.045 | 1.233 | 1.337 | 1.439 | 1.511 | 1.57 | 1.631 | 1.749 | 1.786 | 1.814 | 1.836 | 1.857 | 1.875 | 1.891 | 1.906 | 1.92 | NPgY | GSP | NG FES - System Transformation | Non Domestic battery storage installed capacity (MW)
NG FES - System Transformation | Srg_BB001 | MW | NPgN | PITS_BB_B | Non Domestic battery storage installed capacity (MW) | Pitsmoor | PITSMOOR 3/4 | 0.002 | 0.056 | 0.072 | 0.116 | 0.34 | 0.348 | 0.354 | 0.363 | 0.366 | 0.372 | 0.376 | 0.381 | 0.391 | 0.488 | 0.497 | 0.588 | 0.627 | 0.663 | 0.69 | 0.713 | 0.735 | 0.793 | 0.807 | 0.819 | 0.828 | 0.836 | 0.844 | 0.851 | 0.857 | 0.863 | NPgY | GSP | NG FES - System Transformation | Non Domestic battery storage installed capacity (MW)
NG FES - System Transformation | Srg_BB001 | MW | NPgN | SALT_1 | Non Domestic battery storage installed capacity (MW) | Saltend North | SALTEND NORTH | 0.045 | 0.319 | 0.591 | 0.792 | 1.622 | 1.756 | 1.858 | 1.997 | 2.055 | 2.145 | 2.228 | 2.301 | 2.475 | 2.93 | 3.083 | 3.622 | 4.057 | 4.497 | 4.795 | 5.039 | 5.289 | 5.62 | 5.765 | 5.875 | 5.952 | 6.026 | 6.088 | 6.147 | 6.202 | 6.25 | NPgY | GSP | NG FES - System Transformation | Non Domestic battery storage installed capacity (MW)
NG FES - System Transformation | Srg_BB001 | MW | NPgN | SHEC_3 | Non Domestic battery storage installed capacity (MW) | Sheffield City | SHEFFIELD CITY | 0.034 | 0.168 | 0.371 | 0.461 | 0.756 | 0.855 | 0.931 | 1.035 | 1.077 | 1.144 | 1.207 | 1.261 | 1.39 | 1.599 | 1.712 | 1.952 | 2.149 | 2.371 | 2.503 | 2.607 | 2.723 | 2.813 | 2.863 | 2.895 | 2.907 | 2.92 | 2.929 | 2.939 | 2.947 | 2.955 | NPgY | GSP | NG FES - System Transformation | Non Domestic battery storage installed capacity (MW)
NG FES - System Transformation | Srg_BB001 | MW | NPgN | SKLGB1 | Non Domestic battery storage installed capacity (MW) | Skelton Grange | SKELTON GRANGE | 0.028 | 3.558 | 3.703 | 6.718 | 22.846 | 22.849 | 22.84 | 22.872 | 22.864 | 22.845 | 22.848 | 22.859 | 22.941 | 29.361 | 29.435 | 33.451 | 31.969 | 30.767 | 29.693 | 28.756 | 28.004 | 29.175 | 28.466 | 27.82 | 27.227 | 26.693 | 26.207 | 25.764 | 25.358 | 24.985 | NPgY | GSP | NG FES - System Transformation | Non Domestic battery storage installed capacity (MW)
NG FES - System Transformation | Srg_BB001 | MW | NPgN | TEMP_3 | Non Domestic battery storage installed capacity (MW) | Templeborough | TEMPLEBOROUGH 275/33KV | 0.022 | 0.252 | 0.386 | 0.57 | 1.434 | 1.501 | 1.551 | 1.621 | 1.649 | 1.693 | 1.735 | 1.772 | 1.856 | 2.266 | 2.34 | 2.66 | 2.713 | 2.793 | 2.824 | 2.844 | 2.88 | 2.982 | 2.98 | 2.969 | 2.947 | 2.931 | 2.914 | 2.898 | 2.884 | 2.871 | NPgY | GSP | NG FES - System Transformation | Non Domestic battery storage installed capacity (MW)
NG FES - System Transformation | Srg_BB001 | MW | NPgN | THUR_6 | Non Domestic battery storage installed capacity (MW) | Thurcroft | THURCROFT | 49.93 | 52.191 | 52.369 | 54.326 | 64.717 | 64.807 | 64.876 | 64.968 | 65.007 | 65.068 | 65.124 | 65.172 | 65.287 | 69.549 | 69.649 | 72.949 | 73.192 | 73.446 | 73.611 | 73.746 | 73.924 | 75.671 | 75.747 | 75.803 | 75.838 | 75.873 | 75.902 | 75.93 | 75.955 | 75.977 | NPgY | GSP | NG FES - System Transformation | Non Domestic battery storage installed capacity (MW)
NG FES - System Transformation | Srg_BB001 | MW | NPgN | WMEL_THOM | Non Domestic battery storage installed capacity (MW) | Thorpe Marsh | WEST MELTON / THORPE MARSH | 20 | 21.866 | 21.866 | 23.498 | 32.316 | 32.316 | 32.316 | 32.315 | 32.315 | 32.316 | 32.316 | 32.315 | 32.316 | 35.861 | 35.861 | 38.794 | 39.327 | 39.775 | 40.158 | 40.49 | 40.815 | 42.66 | 42.903 | 43.12 | 43.315 | 43.491 | 43.652 | 43.798 | 43.931 | 44.054 | NPgY | GSP | NG FES - System Transformation | Non Domestic battery storage installed capacity (MW)
NG FES - System Transformation | Srg_BB001 | MW | NPgN | WMEL_BB3 | Non Domestic battery storage installed capacity (MW) | West Melton | WEST MELTON SECTION 3 | 1.199 | 3.818 | 3.819 | 6.112 | 18.494 | 18.499 | 18.503 | 18.506 | 18.508 | 18.512 | 18.515 | 18.516 | 18.517 | 23.504 | 23.505 | 27.295 | 27.404 | 27.494 | 27.572 | 27.64 | 27.745 | 29.803 | 29.852 | 29.896 | 29.936 | 29.972 | 30.004 | 30.034 | 30.061 | 30.086 | NPgY | GSP | NG FES - System Transformation | Non Domestic battery storage installed capacity (MW)
NG FES - System Transformation | Srg_BB001 | MW | NPgN | WIBA_3 | Non Domestic battery storage installed capacity (MW) | Wincobank | WINCOBANK | 0 | 0.277 | 0.277 | 0.52 | 1.831 | 1.832 | 1.833 | 1.833 | 1.834 | 1.835 | 1.835 | 1.836 | 1.836 | 2.365 | 2.365 | 2.731 | 2.673 | 2.624 | 2.583 | 2.547 | 2.519 | 2.679 | 2.654 | 2.63 | 2.609 | 2.59 | 2.571 | 2.556 | 2.541 | 2.528 | NPgY | GSP | NG FES - System Transformation | Non Domestic battery storage installed capacity (MW)
NG FES - Consumer Transformation | Gen_BB002_NPgAggregate | MW | NPgN | BLYTB1 | Total installed non-renewable generation capacity (MW) | Blyth 66kV | BLYTH 66kV | 7.3 | 10.421 | 13.549 | 16.7 | 19.248 | 21.411 | 23.457 | 25.337 | 27.002 | 27.313 | 26.975 | 26.056 | 23.647 | 19.901 | 15.547 | 11.19 | 7.64 | 7.31 | 7.305 | 7.299 | 7.292 | 7.286 | 6.765 | 6.192 | 5.727 | 5.219 | 4.995 | 4.827 | 4.694 | 4.447 | NPgN | GSP | NG FES - Consumer Transformation | Total installed non-renewable generation capacity (MW)
NG FES - Consumer Transformation | Gen_BB002_NPgAggregate | MW | NPgN | BLYTH132 | Total installed non-renewable generation capacity (MW) | Blyth 132kV | BLYTH 132kV | 0 | 5.468 | 10.999 | 16.571 | 21.076 | 24.9 | 28.518 | 31.841 | 34.785 | 35.335 | 34.738 | 33.114 | 28.854 | 22.231 | 14.539 | 6.843 | 0.574 | 0 | 0 | 0 | 0 | 0 | 0 | 0 | 0 | 0 | 0 | 0 | 0 | 0 | NPgN | GSP | NG FES - Consumer Transformation | Total installed non-renewable generation capacity (MW)
NG FES - Consumer Transformation | Gen_BB002_NPgAggregate | MW | NPgN | FOUR_1 | Total installed non-renewable generation capacity (MW) | Fourstones | FOURSTONES | 0 | 0.283 | 0.569 | 0.857 | 1.09 | 1.288 | 1.475 | 1.647 | 1.799 | 1.827 | 1.797 | 1.713 | 1.492 | 1.15 | 0.752 | 0.354 | 0.03 | 0 | 0 | 0 | 0 | 0 | 0 | 0 | 0 | 0 | 0 | 0 | 0 | 0 | NPgN | GSP | NG FES - Consumer Transformation | Total installed non-renewable generation capacity (MW)
NG FES - Consumer Transformation | Gen_BB002_NPgAggregate | MW | NPgN | HARM_6 | Total installed non-renewable generation capacity (MW) | Hart Moor | HARTMOOR | 52.141 | 53.669 | 55.215 | 56.773 | 58.032 | 59.101 | 60.112 | 61.041 | 61.864 | 62.018 | 61.851 | 61.397 | 60.206 | 58.355 | 56.195 | 54.032 | 52.266 | 49.221 | 42.967 | 36.891 | 31.23 | 26.033 | 21.124 | 16.587 | 12.456 | 8.871 | 5.886 | 3.55 | 1.881 | 0 | NPgN | GSP | NG FES - Consumer Transformation | Total installed non-renewable generation capacity (MW)
NG FES - Consumer Transformation | Gen_BB002_NPgAggregate | MW | NPgN | HAWP_6 | Total installed non-renewable generation capacity (MW) | Hawthorn Pit | HAWTHORN PIT GRID | 6.745 | 8.342 | 9.957 | 11.585 | 12.9 | 14.017 | 15.074 | 16.045 | 16.904 | 17.065 | 16.891 | 16.416 | 15.172 | 13.238 | 10.938 | 8.617 | 6.713 | 6.308 | 5.878 | 5.453 | 5.041 | 4.65 | 4.127 | 3.598 | 3.105 | 2.646 | 2.28 | 1.951 | 1.649 | 1.173 | NPgN | GSP | NG FES - Consumer Transformation | Total installed non-renewable generation capacity (MW)
NG FES - Consumer Transformation | Gen_BB002_NPgAggregate | MW | NPgN | KNARE_111 | Total installed non-renewable generation capacity (MW) | Knaresborough | KNARESBOROUGH | 65.535 | 71.892 | 78.321 | 84.798 | 90.035 | 94.481 | 98.686 | 102.55 | 105.972 | 106.611 | 105.917 | 104.029 | 99.077 | 91.378 | 82.425 | 73.464 | 66.162 | 63.982 | 60.713 | 57.535 | 54.573 | 51.852 | 46.564 | 41.195 | 36.612 | 32.083 | 29.373 | 27.302 | 25.77 | 23.552 | NPgN | GSP | NG FES - Consumer Transformation | Total installed non-renewable generation capacity (MW)
NG FES - Consumer Transformation | Gen_BB002_NPgAggregate | MW | NPgN | LACK_6 | Total installed non-renewable generation capacity (MW) | Lackenby | LACKENBY | 46.198 | 47.846 | 49.514 | 51.194 | 52.552 | 53.705 | 54.796 | 55.798 | 56.686 | 56.852 | 56.672 | 56.182 | 54.898 | 52.901 | 49.989 | 46.865 | 44.168 | 42.124 | 39.004 | 35.882 | 32.807 | 29.83 | 26.387 | 22.879 | 19.438 | 16.326 | 13.495 | 10.79 | 8.135 | 3.827 | NPgN | GSP | NG FES - Consumer Transformation | Total installed non-renewable generation capacity (MW)
NG FES - Consumer Transformation | Gen_BB002_NPgAggregate | MW | NPgN | NORT_1 | Total installed non-renewable generation capacity (MW) | Norton | NORTON | 105.944 | 119.04 | 132.287 | 145.631 | 156.419 | 165.578 | 174.243 | 182.202 | 189.252 | 190.57 | 189.139 | 185.25 | 175.048 | 159.186 | 140.493 | 121.695 | 106.311 | 103.244 | 100 | 96.807 | 93.756 | 90.886 | 82.922 | 74.536 | 67.355 | 60.056 | 55.818 | 52.38 | 49.515 | 44.814 | NPgN | GSP | NG FES - Consumer Transformation | Total installed non-renewable generation capacity (MW)
NG FES - Consumer Transformation | Gen_BB002_NPgAggregate | MW | NPgN | OFFE_3 | Total installed non-renewable generation capacity (MW) | Offerton | OFFERTON | 1.7 | 1.813 | 1.927 | 2.043 | 2.136 | 2.215 | 2.29 | 2.359 | 2.42 | 2.432 | 2.419 | 2.386 | 2.297 | 2.16 | 1.955 | 1.734 | 1.541 | 1.462 | 1.388 | 1.31 | 1.224 | 1.133 | 1.032 | 0.92 | 0.795 | 0.683 | 0.558 | 0.422 | 0.269 | 0 | NPgN | GSP | NG FES - Consumer Transformation | Total installed non-renewable generation capacity (MW)
NG FES - Consumer Transformation | Gen_BB002_NPgAggregate | MW | NPgN | OSBA_1 | Total installed non-renewable generation capacity (MW) | Osbaldwick | OSBALDWICK | 57.636 | 73.202 | 88.946 | 104.806 | 117.629 | 128.514 | 138.812 | 148.273 | 156.652 | 158.218 | 156.518 | 151.895 | 139.77 | 120.918 | 98.902 | 76.835 | 58.828 | 54.152 | 47.731 | 41.476 | 35.616 | 30.209 | 24.959 | 20.042 | 15.522 | 11.571 | 8.246 | 5.554 | 3.496 | 0.926 | NPgN | GSP | NG FES - Consumer Transformation | Total installed non-renewable generation capacity (MW)
NG FES - Consumer Transformation | Gen_BB002_NPgAggregate | MW | NPgN | POPP_3 | Total installed non-renewable generation capacity (MW) | Poppleton | POPPLETON | 2.85 | 3.328 | 3.811 | 4.298 | 4.691 | 5.025 | 5.341 | 5.632 | 5.889 | 5.937 | 5.885 | 5.743 | 5.371 | 4.792 | 4.12 | 3.448 | 2.9 | 2.692 | 2.349 | 2.015 | 1.705 | 1.42 | 1.151 | 0.902 | 0.676 | 0.48 | 0.318 | 0.191 | 0.1 | 0 | NPgN | GSP | NG FES - Consumer Transformation | Total installed non-renewable generation capacity (MW)
NG FES - Consumer Transformation | Gen_BB002_NPgAggregate | MW | NPgN | SALH_1 | Total installed non-renewable generation capacity (MW) | Saltholme | SALTHOLME | 264.029 | 264.148 | 264.268 | 264.39 | 264.488 | 264.571 | 264.65 | 264.722 | 264.786 | 264.798 | 264.785 | 264.75 | 264.657 | 264.513 | 261.586 | 257.675 | 253.777 | 241.025 | 217.75 | 194.716 | 172.484 | 151.358 | 130.163 | 109.358 | 89.082 | 71.24 | 54.615 | 39.299 | 25.033 | 3.15 | NPgN | GSP | NG FES - Consumer Transformation | Total installed non-renewable generation capacity (MW)
NG FES - Consumer Transformation | Gen_BB002_NPgAggregate | MW | NPgN | SSHI_3 | Total installed non-renewable generation capacity (MW) | South Shields | SOUTH SHIELDS | 35.152 | 35.153 | 35.153 | 35.154 | 35.155 | 35.155 | 35.156 | 35.156 | 35.157 | 35.157 | 35.157 | 35.157 | 35.156 | 35.155 | 35.154 | 35.153 | 35.152 | 33.203 | 28.969 | 24.856 | 21.026 | 17.511 | 14.193 | 11.13 | 8.343 | 5.926 | 3.917 | 2.351 | 1.24 | 0 | NPgN | GSP | NG FES - Consumer Transformation | Total installed non-renewable generation capacity (MW)
NG FES - Consumer Transformation | Gen_BB002_NPgAggregate | MW | NPgN | KIELD01 and SPAD20 | Total installed non-renewable generation capacity (MW) | 0 | SPADEADAM | 0 | 0.222 | 0.446 | 0.672 | 0.854 | 1.009 | 1.156 | 1.29 | 1.41 | 1.432 | 1.408 | 1.342 | 1.169 | 0.901 | 0.589 | 0.277 | 0.023 | 0 | 0 | 0 | 0 | 0 | 0 | 0 | 0 | 0 | 0 | 0 | 0 | 0 | NPgN | GSP | NG FES - Consumer Transformation | Total installed non-renewable generation capacity (MW)
NG FES - Consumer Transformation | Gen_BB002_NPgAggregate | MW | NPgN | SPEN_1 | Total installed non-renewable generation capacity (MW) | Spennymoor | SPENNYMOOR | 9.827 | 20.226 | 30.745 | 41.342 | 49.909 | 57.182 | 64.063 | 70.384 | 75.982 | 77.028 | 75.892 | 72.804 | 64.702 | 52.107 | 37.473 | 22.832 | 10.904 | 9.48 | 8.766 | 8.071 | 7.423 | 6.827 | 5.993 | 5.173 | 4.455 | 3.778 | 3.318 | 2.96 | 2.697 | 2.347 | NPgN | GSP | NG FES - Consumer Transformation | Total installed non-renewable generation capacity (MW)
NG FES - Consumer Transformation | Gen_BB002_NPgAggregate | MW | NPgN | STEN_1 | Total installed non-renewable generation capacity (MW) | Stella North | STELLA NORTH | 28.351 | 29.071 | 29.799 | 30.532 | 31.125 | 31.629 | 32.105 | 32.543 | 32.93 | 33.003 | 32.924 | 32.71 | 32.149 | 31.278 | 29.899 | 28.389 | 27.065 | 26.037 | 24.553 | 23.055 | 21.557 | 20.085 | 18.057 | 15.937 | 13.883 | 11.971 | 10.328 | 8.744 | 7.161 | 4.518 | NPgN | GSP | NG FES - Consumer Transformation | Total installed non-renewable generation capacity (MW)
NG FES - Consumer Transformation | Gen_BB002_NPgAggregate | MW | NPgN | STES_1 | Total installed non-renewable generation capacity (MW) | Stella South | STELLA SOUTH | 4.167 | 9.246 | 14.383 | 19.558 | 23.742 | 27.294 | 30.654 | 33.741 | 36.476 | 36.986 | 36.432 | 34.923 | 30.967 | 24.815 | 17.668 | 10.517 | 4.691 | 3.928 | 3.433 | 2.952 | 2.503 | 2.09 | 1.7 | 1.339 | 1.009 | 0.723 | 0.483 | 0.294 | 0.158 | 0 | NPgN | GSP | NG FES - Consumer Transformation | Total installed non-renewable generation capacity (MW)
NG FES - Consumer Transformation | Gen_BB002_NPgAggregate | MW | NPgN | TYNE_1 | Total installed non-renewable generation capacity (MW) | Tynemouth 1 | TYNEMOUTH | 43.869 | 44.064 | 44.262 | 44.461 | 44.621 | 44.758 | 44.887 | 45.006 | 45.111 | 45.131 | 45.109 | 45.051 | 44.899 | 44.663 | 44.185 | 43.635 | 43.134 | 41.164 | 37.252 | 33.421 | 29.795 | 26.415 | 22.692 | 19.085 | 15.755 | 12.757 | 10.306 | 8.23 | 6.498 | 4.048 | NPgN | GSP | NG FES - Consumer Transformation | Total installed non-renewable generation capacity (MW)
NG FES - Consumer Transformation | Gen_BB002_NPgAggregate | MW | NPgN | WBOL_6 | Total installed non-renewable generation capacity (MW) | West Boldon | WEST BOLDON | 7.606 | 8.214 | 8.829 | 9.448 | 9.949 | 10.374 | 10.776 | 11.146 | 11.473 | 11.534 | 11.468 | 11.287 | 10.814 | 10.077 | 9.21 | 8.338 | 7.624 | 7.146 | 6.265 | 5.407 | 4.604 | 3.865 | 3.163 | 2.509 | 1.909 | 1.387 | 0.945 | 0.59 | 0.323 | 0 | NPgN | GSP | NG FES - Consumer Transformation | Total installed non-renewable generation capacity (MW)
NG FES - Consumer Transformation | Gen_BB002_NPgAggregate | MW | NPgN | BRAW_1 | Total installed non-renewable generation capacity (MW) | Bradford West | BRADFORD WEST | 20.708 | 22.879 | 24.88 | 26.681 | 28.143 | 29.39 | 30.571 | 31.659 | 32.627 | 32.785 | 32.493 | 31.775 | 30.307 | 28.123 | 25.378 | 22.534 | 20.105 | 18.844 | 17.005 | 15.183 | 13.422 | 11.746 | 10.09 | 8.464 | 6.87 | 5.473 | 4.15 | 2.924 | 1.773 | 0 | NPgY | GSP | NG FES - Consumer Transformation | Total installed non-renewable generation capacity (MW)
NG FES - Consumer Transformation | Gen_BB002_NPgAggregate | MW | NPgN | CAMB_01 | Total installed non-renewable generation capacity (MW) | Camblesforth | CAMBLESFORTH | 13.081 | 13.453 | 13.797 | 14.106 | 14.357 | 14.571 | 14.774 | 14.96 | 15.126 | 15.153 | 15.103 | 14.98 | 14.728 | 14.353 | 13.65 | 12.847 | 12.114 | 11.505 | 10.707 | 9.891 | 9.054 | 8.214 | 7.334 | 6.407 | 5.426 | 4.558 | 3.646 | 2.702 | 1.699 | 0 | NPgY | GSP | NG FES - Consumer Transformation | Total installed non-renewable generation capacity (MW)
NG FES - Consumer Transformation | Gen_BB002_NPgAggregate | MW | NPgN | CREB_1 | Total installed non-renewable generation capacity (MW) | Creyke Beck | CREYKE BECK | 134.789 | 150.556 | 165.101 | 178.183 | 188.809 | 197.867 | 206.45 | 214.354 | 221.385 | 222.533 | 220.416 | 215.194 | 204.529 | 188.658 | 169.48 | 149.847 | 133.235 | 124.498 | 110.841 | 97.437 | 84.698 | 72.774 | 61.228 | 50.185 | 39.687 | 30.521 | 22.272 | 15.072 | 8.856 | 0 | NPgY | GSP | NG FES - Consumer Transformation | Total installed non-renewable generation capacity (MW)
NG FES - Consumer Transformation | Gen_BB002_NPgAggregate | MW | NPgN | DRAX_YEDL | Total installed non-renewable generation capacity (MW) | Drax | DRAX | 77.315 | 79.209 | 80.956 | 82.528 | 83.804 | 84.892 | 85.923 | 86.872 | 87.716 | 87.854 | 87.6 | 86.973 | 85.692 | 83.786 | 81.368 | 78.854 | 76.703 | 72.332 | 63.657 | 55.196 | 47.254 | 39.908 | 32.901 | 26.337 | 20.255 | 14.964 | 10.41 | 6.67 | 3.742 | 0 | NPgY | GSP | NG FES - Consumer Transformation | Total installed non-renewable generation capacity (MW)
NG FES - Consumer Transformation | Gen_BB002_NPgAggregate | MW | NPgN | ELLA_1 | Total installed non-renewable generation capacity (MW) | Elland | ELLAND | 59.925 | 62.07 | 64.049 | 65.828 | 67.274 | 68.506 | 69.674 | 70.749 | 71.705 | 71.862 | 71.574 | 70.863 | 69.412 | 67.253 | 63.154 | 58.461 | 54.169 | 51.546 | 48.954 | 46.187 | 43.155 | 39.947 | 36.399 | 32.44 | 28.024 | 24.088 | 19.685 | 14.87 | 9.473 | 0 | NPgY | GSP | NG FES - Consumer Transformation | Total installed non-renewable generation capacity (MW)
NG FES - Consumer Transformation | Gen_BB002_NPgAggregate | MW | NPgN | FERRA2 | Total installed non-renewable generation capacity (MW) | Ferrybridge A | FERRYBRIDGE A | 16.047 | 19.149 | 22.011 | 24.585 | 26.675 | 28.457 | 30.146 | 31.701 | 33.084 | 33.31 | 32.893 | 31.866 | 29.768 | 26.645 | 22.767 | 18.761 | 15.348 | 14.274 | 13.158 | 12.03 | 10.899 | 9.788 | 8.644 | 7.467 | 6.254 | 5.183 | 4.096 | 3.006 | 1.886 | 0.031 | NPgY | GSP | NG FES - Consumer Transformation | Total installed non-renewable generation capacity (MW)
NG FES - Consumer Transformation | Gen_BB002_NPgAggregate | MW | NPgN | FERRB9 | Total installed non-renewable generation capacity (MW) | Ferrybridge B (_M) | FERRYBRIDGE B | 226.173 | 234.124 | 241.457 | 248.054 | 253.411 | 257.979 | 262.306 | 266.292 | 269.837 | 270.416 | 269.349 | 266.716 | 261.338 | 253.336 | 242.792 | 231.709 | 222.143 | 213.857 | 199.933 | 186.204 | 173.042 | 160.617 | 142.834 | 124.852 | 108.463 | 93.013 | 81.439 | 71.387 | 62.523 | 48.79 | NPgY | GSP | NG FES - Consumer Transformation | Total installed non-renewable generation capacity (MW)
NG FES - Consumer Transformation | Gen_BB002_NPgAggregate | MW | NPgN | GRIW_1 | Total installed non-renewable generation capacity (MW) | Grimsby West | GRIMSBY WEST | 119.205 | 124.308 | 129.016 | 133.25 | 136.689 | 139.621 | 142.399 | 144.958 | 147.233 | 147.605 | 146.919 | 145.229 | 141.778 | 136.641 | 128.808 | 120.248 | 112.656 | 106.589 | 97.727 | 88.823 | 79.989 | 71.378 | 62.632 | 53.744 | 44.692 | 36.715 | 28.739 | 20.88 | 12.949 | 0 | NPgY | GSP | NG FES - Consumer Transformation | Total installed non-renewable generation capacity (MW)
NG FES - Consumer Transformation | Gen_BB002_NPgAggregate | MW | NPgN | JORD_3 | Total installed non-renewable generation capacity (MW) | Jordanthorpe | JORDANTHORPE | 0 | 0.241 | 0.464 | 0.664 | 0.827 | 0.966 | 1.097 | 1.218 | 1.326 | 1.344 | 1.311 | 1.231 | 1.068 | 0.825 | 0.545 | 0.263 | 0.027 | 0 | 0 | 0 | 0 | 0 | 0 | 0 | 0 | 0 | 0 | 0 | 0 | 0 | NPgY | GSP | NG FES - Consumer Transformation | Total installed non-renewable generation capacity (MW)
NG FES - Consumer Transformation | Gen_BB002_NPgAggregate | MW | NPgN | KEAD_YEDL | Total installed non-renewable generation capacity (MW) | Keadby | KEADBY | 198.317 | 224.613 | 248.87 | 270.687 | 288.407 | 303.513 | 317.827 | 331.01 | 342.735 | 344.649 | 341.119 | 332.41 | 314.625 | 288.156 | 257.607 | 226.814 | 201.067 | 197.897 | 197.602 | 197.306 | 197.012 | 196.725 | 196.434 | 196.138 | 195.836 | 195.571 | 195.305 | 195.043 | 194.779 | 194.347 | NPgY | GSP | NG FES - Consumer Transformation | Total installed non-renewable generation capacity (MW)
NG FES - Consumer Transformation | Gen_BB002_NPgAggregate | MW | NPgN | KIRKB1 | Total installed non-renewable generation capacity (MW) | Kirkstall B | KIRKSTALL B | 20.376 | 21.271 | 22.097 | 22.84 | 23.444 | 23.958 | 24.446 | 24.895 | 25.294 | 25.359 | 25.239 | 24.942 | 24.337 | 23.435 | 22.397 | 21.351 | 20.477 | 20.376 | 20.376 | 20.376 | 20.376 | 20.376 | 20.376 | 20.376 | 20.376 | 20.376 | 20.376 | 20.376 | 20.376 | 20.376 | NPgY | GSP | NG FES - Consumer Transformation | Total installed non-renewable generation capacity (MW)
NG FES - Consumer Transformation | Gen_BB002_NPgAggregate | MW | NPgN | NEEP_3 | Total installed non-renewable generation capacity (MW) | Neepsend | NEEPSEND | 0 | 0.084 | 0.161 | 0.23 | 0.286 | 0.334 | 0.38 | 0.422 | 0.459 | 0.465 | 0.454 | 0.426 | 0.369 | 0.285 | 0.189 | 0.091 | 0.009 | 0 | 0 | 0 | 0 | 0 | 0 | 0 | 0 | 0 | 0 | 0 | 0 | 0 | NPgY | GSP | NG FES - Consumer Transformation | Total installed non-renewable generation capacity (MW)
NG FES - Consumer Transformation | Gen_BB002_NPgAggregate | MW | NPgN | NORL_3 | Total installed non-renewable generation capacity (MW) | Norton Lees | NORTON LEES | 0.236 | 0.236 | 0.236 | 0.236 | 0.236 | 0.236 | 0.236 | 0.236 | 0.237 | 0.237 | 0.237 | 0.237 | 0.236 | 0.236 | 0.236 | 0.236 | 0.236 | 0.236 | 0.236 | 0.236 | 0.236 | 0.236 | 0.236 | 0.236 | 0.236 | 0.236 | 0.236 | 0.236 | 0.236 | 0.236 | NPgY | GSP | NG FES - Consumer Transformation | Total installed non-renewable generation capacity (MW)
NG FES - Consumer Transformation | Gen_BB002_NPgAggregate | MW | NPgN | PITS_BB_B | Total installed non-renewable generation capacity (MW) | Pitsmoor | PITSMOOR 3/4 | 0.105 | 0.106 | 0.107 | 0.107 | 0.108 | 0.108 | 0.109 | 0.109 | 0.11 | 0.11 | 0.109 | 0.109 | 0.109 | 0.108 | 0.107 | 0.106 | 0.106 | 0.105 | 0.105 | 0.105 | 0.105 | 0.105 | 0.105 | 0.105 | 0.105 | 0.105 | 0.105 | 0.105 | 0.105 | 0.105 | NPgY | GSP | NG FES - Consumer Transformation | Total installed non-renewable generation capacity (MW)
NG FES - Consumer Transformation | Gen_BB002_NPgAggregate | MW | NPgN | SALT_1 | Total installed non-renewable generation capacity (MW) | Saltend North | SALTEND NORTH | 32.049 | 32.059 | 32.068 | 32.076 | 32.082 | 32.088 | 32.093 | 32.098 | 32.103 | 32.103 | 32.102 | 32.099 | 32.092 | 32.082 | 32.071 | 32.06 | 32.05 | 32.049 | 32.049 | 32.049 | 32.049 | 32.049 | 32.049 | 32.049 | 32.049 | 32.049 | 32.049 | 32.049 | 32.049 | 32.049 | NPgY | GSP | NG FES - Consumer Transformation | Total installed non-renewable generation capacity (MW)
NG FES - Consumer Transformation | Gen_BB002_NPgAggregate | MW | NPgN | SHEC_3 | Total installed non-renewable generation capacity (MW) | Sheffield City | SHEFFIELD CITY | 0 | 0.017 | 0.033 | 0.048 | 0.059 | 0.069 | 0.078 | 0.087 | 0.095 | 0.096 | 0.094 | 0.088 | 0.076 | 0.059 | 0.039 | 0.019 | 0.002 | 0 | 0 | 0 | 0 | 0 | 0 | 0 | 0 | 0 | 0 | 0 | 0 | 0 | NPgY | GSP | NG FES - Consumer Transformation | Total installed non-renewable generation capacity (MW)
NG FES - Consumer Transformation | Gen_BB002_NPgAggregate | MW | NPgN | SKLGB1 | Total installed non-renewable generation capacity (MW) | Skelton Grange | SKELTON GRANGE | 77.371 | 79.695 | 81.84 | 83.768 | 85.335 | 86.67 | 87.935 | 89.101 | 90.137 | 90.306 | 89.994 | 89.224 | 87.652 | 85.312 | 82.618 | 79.903 | 77.635 | 77.371 | 77.371 | 77.371 | 77.371 | 77.371 | 77.371 | 77.371 | 77.371 | 77.371 | 77.371 | 77.371 | 77.371 | 77.371 | NPgY | GSP | NG FES - Consumer Transformation | Total installed non-renewable generation capacity (MW)
NG FES - Consumer Transformation | Gen_BB002_NPgAggregate | MW | NPgN | TEMP_3 | Total installed non-renewable generation capacity (MW) | Templeborough | TEMPLEBOROUGH 275/33KV | 0 | 0.064 | 0.123 | 0.175 | 0.218 | 0.255 | 0.29 | 0.322 | 0.35 | 0.355 | 0.346 | 0.325 | 0.282 | 0.218 | 0.144 | 0.069 | 0.007 | 0 | 0 | 0 | 0 | 0 | 0 | 0 | 0 | 0 | 0 | 0 | 0 | 0 | NPgY | GSP | NG FES - Consumer Transformation | Total installed non-renewable generation capacity (MW)
NG FES - Consumer Transformation | Gen_BB002_NPgAggregate | MW | NPgN | THUR_6 | Total installed non-renewable generation capacity (MW) | Thurcroft | THURCROFT | 71.7 | 78.333 | 84.451 | 89.955 | 94.424 | 98.235 | 101.845 | 105.17 | 108.128 | 108.611 | 107.72 | 105.524 | 101.037 | 94.361 | 86.672 | 78.926 | 72.454 | 71.7 | 71.7 | 71.7 | 71.7 | 71.7 | 71.7 | 71.7 | 71.7 | 71.7 | 71.7 | 71.7 | 71.7 | 71.7 | NPgY | GSP | NG FES - Consumer Transformation | Total installed non-renewable generation capacity (MW)
NG FES - Consumer Transformation | Gen_BB002_NPgAggregate | MW | NPgN | WMEL_THOM | Total installed non-renewable generation capacity (MW) | Thorpe Marsh | WEST MELTON / THORPE MARSH | 62.494 | 68.546 | 74.129 | 79.15 | 83.228 | 86.705 | 89.999 | 93.033 | 95.732 | 96.172 | 95.36 | 93.355 | 89.262 | 83.17 | 76.154 | 69.087 | 63.182 | 62.494 | 62.494 | 62.494 | 62.494 | 62.494 | 62.494 | 62.494 | 62.494 | 62.494 | 62.494 | 62.494 | 62.494 | 62.494 | NPgY | GSP | NG FES - Consumer Transformation | Total installed non-renewable generation capacity (MW)
NG FES - Consumer Transformation | Gen_BB002_NPgAggregate | MW | NPgN | WMEL_BB3 | Total installed non-renewable generation capacity (MW) | West Melton | WEST MELTON SECTION 3 | 17.683 | 24.161 | 30.137 | 35.512 | 39.877 | 43.598 | 47.125 | 50.372 | 53.261 | 53.732 | 52.863 | 50.717 | 46.336 | 39.815 | 32.305 | 24.74 | 18.419 | 17.683 | 17.683 | 17.683 | 17.683 | 17.683 | 17.683 | 17.683 | 17.683 | 17.683 | 17.683 | 17.683 | 17.683 | 17.683 | NPgY | GSP | NG FES - Consumer Transformation | Total installed non-renewable generation capacity (MW)
NG FES - Consumer Transformation | Gen_BB002_NPgAggregate | MW | NPgN | WIBA_3 | Total installed non-renewable generation capacity (MW) | Wincobank | WINCOBANK | 0 | 0.226 | 0.434 | 0.621 | 0.774 | 0.903 | 1.026 | 1.139 | 1.24 | 1.257 | 1.226 | 1.151 | 0.999 | 0.771 | 0.51 | 0.246 | 0.026 | 0 | 0 | 0 | 0 | 0 | 0 | 0 | 0 | 0 | 0 | 0 | 0 | 0 | NPgY | GSP | NG FES - Consumer Transformation | Total installed non-renewable generation capacity (MW)
NG FES - Falling Short | Gen_BB002_NPgAggregate | MW | NPgN | BLYTB1 | Total installed non-renewable generation capacity (MW) | Blyth 66kV | BLYTH 66kV | 7.3 | 11.437 | 15.574 | 19.832 | 23.276 | 26.876 | 30.354 | 33.782 | 37.096 | 40.095 | 42.714 | 44.796 | 45.465 | 45.631 | 45.198 | 44.195 | 43.633 | 43.259 | 42.612 | 41.986 | 41.046 | 40.026 | 38.859 | 37.962 | 36.838 | 35.793 | 34.826 | 33.679 | 32.728 | 32.068 | NPgN | GSP | NG FES - Falling Short | Total installed non-renewable generation capacity (MW)
NG FES - Falling Short | Gen_BB002_NPgAggregate | MW | NPgN | BLYTH132 | Total installed non-renewable generation capacity (MW) | Blyth 132kV | BLYTH 132kV | 0 | 7.265 | 14.58 | 22.108 | 28.197 | 34.563 | 40.712 | 46.774 | 52.633 | 57.935 | 62.567 | 66.249 | 67.432 | 67.725 | 66.959 | 65.185 | 64.191 | 63.531 | 62.386 | 61.28 | 59.618 | 57.814 | 55.751 | 54.165 | 52.177 | 50.33 | 48.62 | 46.591 | 44.911 | 43.744 | NPgN | GSP | NG FES - Falling Short | Total installed non-renewable generation capacity (MW)
NG FES - Falling Short | Gen_BB002_NPgAggregate | MW | NPgN | FOUR_1 | Total installed non-renewable generation capacity (MW) | Fourstones | FOURSTONES | 0 | 0.376 | 0.754 | 1.143 | 1.458 | 1.788 | 2.105 | 2.419 | 2.722 | 2.996 | 3.236 | 3.426 | 3.487 | 3.502 | 3.463 | 3.371 | 3.32 | 3.286 | 3.226 | 3.169 | 3.083 | 2.99 | 2.883 | 2.801 | 2.698 | 2.603 | 2.514 | 2.41 | 2.323 | 2.262 | NPgN | GSP | NG FES - Falling Short | Total installed non-renewable generation capacity (MW)
NG FES - Falling Short | Gen_BB002_NPgAggregate | MW | NPgN | HARM_6 | Total installed non-renewable generation capacity (MW) | Hart Moor | HARTMOOR | 52.141 | 54.171 | 56.216 | 58.32 | 60.022 | 61.802 | 63.52 | 65.215 | 66.853 | 68.335 | 69.629 | 70.659 | 70.989 | 71.071 | 70.857 | 70.361 | 70.083 | 69.899 | 69.579 | 69.27 | 68.805 | 68.301 | 67.724 | 67.281 | 66.725 | 66.209 | 65.731 | 65.164 | 64.694 | 64.368 | NPgN | GSP | NG FES - Falling Short | Total installed non-renewable generation capacity (MW)
NG FES - Falling Short | Gen_BB002_NPgAggregate | MW | NPgN | HAWP_6 | Total installed non-renewable generation capacity (MW) | Hawthorn Pit | HAWTHORN PIT GRID | 6.745 | 8.867 | 11.003 | 13.202 | 14.98 | 16.84 | 18.635 | 20.406 | 22.117 | 23.666 | 25.018 | 26.094 | 26.439 | 26.525 | 26.301 | 25.783 | 25.493 | 25.3 | 24.966 | 24.643 | 24.157 | 23.63 | 23.028 | 22.565 | 21.984 | 21.445 | 20.945 | 20.353 | 19.862 | 19.521 | NPgN | GSP | NG FES - Falling Short | Total installed non-renewable generation capacity (MW)
NG FES - Falling Short | Gen_BB002_NPgAggregate | MW | NPgN | KNARE_111 | Total installed non-renewable generation capacity (MW) | Knaresborough | KNARESBOROUGH | 65.535 | 73.98 | 82.484 | 91.235 | 98.313 | 105.714 | 112.862 | 119.909 | 126.721 | 132.884 | 138.268 | 142.548 | 143.923 | 144.264 | 143.374 | 141.312 | 140.156 | 139.389 | 138.058 | 136.772 | 134.84 | 132.743 | 130.345 | 128.501 | 126.19 | 124.043 | 122.054 | 119.696 | 117.743 | 116.387 | NPgN | GSP | NG FES - Falling Short | Total installed non-renewable generation capacity (MW)
NG FES - Falling Short | Gen_BB002_NPgAggregate | MW | NPgN | LACK_6 | Total installed non-renewable generation capacity (MW) | Lackenby | LACKENBY | 46.198 | 48.388 | 50.594 | 52.863 | 54.699 | 56.619 | 58.473 | 60.301 | 62.068 | 63.666 | 65.063 | 66.173 | 66.53 | 66.618 | 66.387 | 65.852 | 65.552 | 65.353 | 65.008 | 64.675 | 64.173 | 63.63 | 63.008 | 62.529 | 61.93 | 61.373 | 60.857 | 60.246 | 59.739 | 59.387 | NPgN | GSP | NG FES - Falling Short | Total installed non-renewable generation capacity (MW)
NG FES - Falling Short | Gen_BB002_NPgAggregate | MW | NPgN | NORT_1 | Total installed non-renewable generation capacity (MW) | Norton | NORTON | 105.944 | 123.343 | 140.863 | 158.891 | 173.474 | 188.722 | 203.447 | 217.966 | 231.999 | 244.696 | 255.788 | 264.606 | 267.44 | 268.141 | 266.309 | 262.06 | 259.679 | 258.098 | 255.355 | 252.706 | 248.725 | 244.406 | 239.466 | 235.666 | 230.906 | 226.483 | 222.386 | 217.527 | 213.503 | 210.709 | NPgN | GSP | NG FES - Falling Short | Total installed non-renewable generation capacity (MW)
NG FES - Falling Short | Gen_BB002_NPgAggregate | MW | NPgN | OFFE_3 | Total installed non-renewable generation capacity (MW) | Offerton | OFFERTON | 1.7 | 1.85 | 2.002 | 2.158 | 2.284 | 2.416 | 2.543 | 2.669 | 2.79 | 2.9 | 2.996 | 3.072 | 3.097 | 3.103 | 3.087 | 3.05 | 3.03 | 3.016 | 2.992 | 2.969 | 2.935 | 2.897 | 2.855 | 2.822 | 2.781 | 2.742 | 2.707 | 2.665 | 2.63 | 2.606 | NPgN | GSP | NG FES - Falling Short | Total installed non-renewable generation capacity (MW)
NG FES - Falling Short | Gen_BB002_NPgAggregate | MW | NPgN | OSBA_1 | Total installed non-renewable generation capacity (MW) | Osbaldwick | OSBALDWICK | 57.636 | 78.317 | 99.139 | 120.567 | 137.899 | 156.022 | 173.523 | 190.78 | 207.458 | 222.55 | 235.733 | 246.214 | 249.582 | 250.416 | 248.237 | 243.187 | 240.358 | 238.479 | 235.219 | 232.07 | 227.339 | 222.205 | 216.334 | 211.818 | 206.16 | 200.902 | 196.033 | 190.259 | 185.475 | 182.154 | NPgN | GSP | NG FES - Falling Short | Total installed non-renewable generation capacity (MW)
NG FES - Falling Short | Gen_BB002_NPgAggregate | MW | NPgN | POPP_3 | Total installed non-renewable generation capacity (MW) | Poppleton | POPPLETON | 2.85 | 3.485 | 4.124 | 4.781 | 5.313 | 5.87 | 6.407 | 6.936 | 7.448 | 7.911 | 8.316 | 8.638 | 8.741 | 8.767 | 8.7 | 8.545 | 8.458 | 8.4 | 8.3 | 8.204 | 8.058 | 7.901 | 7.721 | 7.582 | 7.408 | 7.247 | 7.098 | 6.92 | 6.774 | 6.672 | NPgN | GSP | NG FES - Falling Short | Total installed non-renewable generation capacity (MW)
NG FES - Falling Short | Gen_BB002_NPgAggregate | MW | NPgN | SALH_1 | Total installed non-renewable generation capacity (MW) | Saltholme | SALTHOLME | 264.029 | 264.187 | 264.346 | 264.51 | 264.643 | 264.781 | 264.915 | 265.047 | 265.175 | 265.29 | 265.391 | 265.471 | 265.497 | 265.504 | 265.487 | 265.448 | 265.427 | 265.412 | 265.387 | 265.363 | 265.327 | 265.288 | 265.243 | 265.208 | 265.165 | 265.125 | 265.088 | 265.043 | 265.007 | 264.981 | NPgN | GSP | NG FES - Falling Short | Total installed non-renewable generation capacity (MW)
NG FES - Falling Short | Gen_BB002_NPgAggregate | MW | NPgN | SSHI_3 | Total installed non-renewable generation capacity (MW) | South Shields | SOUTH SHIELDS | 35.152 | 35.153 | 35.154 | 35.155 | 35.156 | 35.157 | 35.158 | 35.159 | 35.159 | 35.16 | 35.161 | 35.161 | 35.161 | 35.161 | 35.161 | 35.161 | 35.161 | 35.161 | 35.161 | 35.161 | 35.16 | 35.16 | 35.16 | 35.16 | 35.159 | 35.159 | 35.159 | 35.158 | 35.158 | 35.158 | NPgN | GSP | NG FES - Falling Short | Total installed non-renewable generation capacity (MW)
NG FES - Falling Short | Gen_BB002_NPgAggregate | MW | NPgN | KIELD01 and SPAD20 | Total installed non-renewable generation capacity (MW) | 0 | SPADEADAM | 0 | 0.294 | 0.591 | 0.896 | 1.143 | 1.401 | 1.65 | 1.896 | 2.133 | 2.348 | 2.536 | 2.685 | 2.733 | 2.745 | 2.714 | 2.642 | 2.602 | 2.575 | 2.528 | 2.484 | 2.416 | 2.343 | 2.259 | 2.195 | 2.115 | 2.04 | 1.97 | 1.888 | 1.82 | 1.773 | NPgN | GSP | NG FES - Falling Short | Total installed non-renewable generation capacity (MW)
NG FES - Falling Short | Gen_BB002_NPgAggregate | MW | NPgN | SPEN_1 | Total installed non-renewable generation capacity (MW) | Spennymoor | SPENNYMOOR | 9.827 | 23.644 | 37.556 | 51.872 | 63.453 | 75.561 | 87.254 | 98.784 | 109.927 | 120.01 | 128.818 | 135.821 | 138.071 | 138.628 | 137.173 | 133.799 | 131.908 | 130.653 | 128.474 | 126.371 | 123.21 | 119.78 | 115.857 | 112.84 | 109.06 | 105.547 | 102.293 | 98.435 | 95.24 | 93.021 | NPgN | GSP | NG FES - Falling Short | Total installed non-renewable generation capacity (MW)
NG FES - Falling Short | Gen_BB002_NPgAggregate | MW | NPgN | STEN_1 | Total installed non-renewable generation capacity (MW) | Stella North | STELLA NORTH | 28.351 | 29.307 | 30.27 | 31.261 | 32.063 | 32.901 | 33.71 | 34.509 | 35.28 | 35.978 | 36.588 | 37.072 | 37.228 | 37.267 | 37.166 | 36.932 | 36.801 | 36.715 | 36.564 | 36.418 | 36.199 | 35.962 | 35.69 | 35.482 | 35.22 | 34.977 | 34.752 | 34.484 | 34.263 | 34.11 | NPgN | GSP | NG FES - Falling Short | Total installed non-renewable generation capacity (MW)
NG FES - Falling Short | Gen_BB002_NPgAggregate | MW | NPgN | STES_1 | Total installed non-renewable generation capacity (MW) | Stella South | STELLA SOUTH | 4.167 | 10.915 | 17.709 | 24.701 | 30.356 | 36.27 | 41.98 | 47.611 | 53.054 | 57.978 | 62.279 | 65.7 | 66.798 | 67.07 | 66.36 | 64.712 | 63.788 | 63.175 | 62.112 | 61.084 | 59.54 | 57.865 | 55.949 | 54.476 | 52.63 | 50.914 | 49.325 | 47.441 | 45.88 | 44.797 | NPgN | GSP | NG FES - Falling Short | Total installed non-renewable generation capacity (MW)
NG FES - Falling Short | Gen_BB002_NPgAggregate | MW | NPgN | TYNE_1 | Total installed non-renewable generation capacity (MW) | Tynemouth 1 | TYNEMOUTH | 43.869 | 44.128 | 44.39 | 44.658 | 44.876 | 45.103 | 45.322 | 45.539 | 45.748 | 45.937 | 46.103 | 46.234 | 46.276 | 46.287 | 46.259 | 46.196 | 46.161 | 46.137 | 46.096 | 46.057 | 45.997 | 45.933 | 45.859 | 45.803 | 45.732 | 45.666 | 45.605 | 45.532 | 45.472 | 45.431 | NPgN | GSP | NG FES - Falling Short | Total installed non-renewable generation capacity (MW)
NG FES - Falling Short | Gen_BB002_NPgAggregate | MW | NPgN | WBOL_6 | Total installed non-renewable generation capacity (MW) | West Boldon | WEST BOLDON | 7.606 | 8.413 | 9.227 | 10.064 | 10.741 | 11.448 | 12.132 | 12.806 | 13.457 | 14.047 | 14.562 | 14.971 | 15.103 | 15.135 | 15.05 | 14.853 | 14.742 | 14.669 | 14.542 | 14.419 | 14.234 | 14.033 | 13.804 | 13.628 | 13.407 | 13.201 | 13.011 | 12.786 | 12.599 | 12.469 | NPgN | GSP | NG FES - Falling Short | Total installed non-renewable generation capacity (MW)
NG FES - Falling Short | Gen_BB002_NPgAggregate | MW | NPgN | BRAW_1 | Total installed non-renewable generation capacity (MW) | Bradford West | BRADFORD WEST | 20.708 | 23.745 | 26.527 | 29.169 | 31.316 | 33.529 | 35.654 | 37.736 | 39.741 | 41.535 | 43.105 | 44.362 | 44.779 | 44.903 | 44.677 | 44.08 | 43.726 | 43.494 | 43.012 | 42.55 | 41.927 | 41.226 | 40.436 | 39.798 | 39.02 | 38.228 | 37.47 | 36.598 | 35.778 | 35.122 | NPgY | GSP | NG FES - Falling Short | Total installed non-renewable generation capacity (MW)
NG FES - Falling Short | Gen_BB002_NPgAggregate | MW | NPgN | CAMB_01 | Total installed non-renewable generation capacity (MW) | Camblesforth | CAMBLESFORTH | 13.081 | 13.602 | 14.079 | 14.533 | 14.901 | 15.281 | 15.646 | 16.003 | 16.348 | 16.655 | 16.925 | 17.141 | 17.212 | 17.234 | 17.195 | 17.092 | 17.031 | 16.992 | 16.909 | 16.83 | 16.723 | 16.602 | 16.467 | 16.357 | 16.224 | 16.088 | 15.958 | 15.808 | 15.667 | 15.555 | NPgY | GSP | NG FES - Falling Short | Total installed non-renewable generation capacity (MW)
NG FES - Falling Short | Gen_BB002_NPgAggregate | MW | NPgN | CREB_1 | Total installed non-renewable generation capacity (MW) | Creyke Beck | CREYKE BECK | 134.789 | 156.851 | 177.067 | 196.259 | 211.86 | 227.94 | 243.378 | 258.508 | 273.078 | 286.111 | 297.515 | 306.647 | 309.678 | 310.579 | 308.941 | 304.599 | 302.027 | 300.341 | 296.838 | 293.486 | 288.955 | 283.864 | 278.127 | 273.491 | 267.837 | 262.078 | 256.576 | 250.238 | 244.283 | 239.512 | NPgY | GSP | NG FES - Falling Short | Total installed non-renewable generation capacity (MW)
NG FES - Falling Short | Gen_BB002_NPgAggregate | MW | NPgN | DRAX_YEDL | Total installed non-renewable generation capacity (MW) | Drax | DRAX | 77.315 | 79.965 | 82.393 | 84.699 | 86.572 | 88.504 | 90.358 | 92.175 | 93.925 | 95.491 | 96.86 | 97.957 | 98.321 | 98.43 | 98.233 | 97.711 | 97.402 | 97.2 | 96.779 | 96.377 | 95.832 | 95.221 | 94.532 | 93.975 | 93.296 | 92.604 | 91.943 | 91.182 | 90.467 | 89.894 | NPgY | GSP | NG FES - Falling Short | Total installed non-renewable generation capacity (MW)
NG FES - Falling Short | Gen_BB002_NPgAggregate | MW | NPgN | ELLA_1 | Total installed non-renewable generation capacity (MW) | Elland | ELLAND | 59.925 | 62.926 | 65.677 | 68.287 | 70.41 | 72.597 | 74.697 | 76.756 | 78.738 | 80.511 | 82.062 | 83.304 | 83.717 | 83.839 | 83.616 | 83.026 | 82.676 | 82.446 | 81.97 | 81.514 | 80.898 | 80.205 | 79.425 | 78.794 | 78.025 | 77.241 | 76.493 | 75.631 | 74.82 | 74.171 | NPgY | GSP | NG FES - Falling Short | Total installed non-renewable generation capacity (MW)
NG FES - Falling Short | Gen_BB002_NPgAggregate | MW | NPgN | FERRA2 | Total installed non-renewable generation capacity (MW) | Ferrybridge A | FERRYBRIDGE A | 16.047 | 20.388 | 24.365 | 28.141 | 31.21 | 34.374 | 37.411 | 40.388 | 43.254 | 45.818 | 48.062 | 49.859 | 50.455 | 50.632 | 50.31 | 49.456 | 48.95 | 48.618 | 47.929 | 47.269 | 46.378 | 45.376 | 44.248 | 43.335 | 42.223 | 41.09 | 40.008 | 38.761 | 37.589 | 36.65 | NPgY | GSP | NG FES - Falling Short | Total installed non-renewable generation capacity (MW)
NG FES - Falling Short | Gen_BB002_NPgAggregate | MW | NPgN | FERRB9 | Total installed non-renewable generation capacity (MW) | Ferrybridge B (_M) | FERRYBRIDGE B | 226.173 | 237.297 | 247.491 | 257.168 | 265.035 | 273.143 | 280.927 | 288.556 | 295.902 | 302.474 | 308.224 | 312.828 | 314.357 | 314.811 | 313.985 | 311.796 | 310.499 | 309.649 | 307.882 | 306.192 | 303.908 | 301.341 | 298.448 | 296.11 | 293.259 | 290.356 | 287.581 | 284.386 | 281.383 | 278.977 | NPgY | GSP | NG FES - Falling Short | Total installed non-renewable generation capacity (MW)
NG FES - Falling Short | Gen_BB002_NPgAggregate | MW | NPgN | GRIW_1 | Total installed non-renewable generation capacity (MW) | Grimsby West | GRIMSBY WEST | 119.205 | 126.346 | 132.889 | 139.101 | 144.15 | 149.355 | 154.351 | 159.249 | 163.964 | 168.182 | 171.873 | 174.829 | 175.81 | 176.102 | 175.572 | 174.166 | 173.334 | 172.788 | 171.654 | 170.569 | 169.103 | 167.455 | 165.598 | 164.098 | 162.268 | 160.404 | 158.623 | 156.572 | 154.644 | 153.1 | NPgY | GSP | NG FES - Falling Short | Total installed non-renewable generation capacity (MW)
NG FES - Falling Short | Gen_BB002_NPgAggregate | MW | NPgN | JORD_3 | Total installed non-renewable generation capacity (MW) | Jordanthorpe | JORDANTHORPE | 0 | 0.338 | 0.647 | 0.941 | 1.18 | 1.426 | 1.663 | 1.894 | 2.118 | 2.317 | 2.492 | 2.632 | 2.678 | 2.692 | 2.667 | 2.6 | 2.561 | 2.535 | 2.481 | 2.43 | 2.361 | 2.283 | 2.195 | 2.124 | 2.037 | 1.949 | 1.865 | 1.768 | 1.677 | 1.604 | NPgY | GSP | NG FES - Falling Short | Total installed non-renewable generation capacity (MW)
NG FES - Falling Short | Gen_BB002_NPgAggregate | MW | NPgN | KEAD_YEDL | Total installed non-renewable generation capacity (MW) | Keadby | KEADBY | 198.317 | 235.111 | 268.825 | 300.832 | 326.85 | 353.667 | 379.412 | 404.646 | 428.944 | 450.678 | 469.697 | 484.926 | 489.982 | 491.485 | 488.753 | 481.511 | 477.221 | 474.41 | 468.568 | 462.978 | 455.422 | 446.931 | 437.364 | 429.632 | 420.203 | 410.6 | 401.422 | 390.853 | 380.921 | 372.965 | NPgY | GSP | NG FES - Falling Short | Total installed non-renewable generation capacity (MW)
NG FES - Falling Short | Gen_BB002_NPgAggregate | MW | NPgN | KIRKB1 | Total installed non-renewable generation capacity (MW) | Kirkstall B | KIRKSTALL B | 20.376 | 21.629 | 22.777 | 23.867 | 24.753 | 25.666 | 26.543 | 27.402 | 28.23 | 28.97 | 29.618 | 30.136 | 30.308 | 30.36 | 30.267 | 30.02 | 29.874 | 29.778 | 29.579 | 29.389 | 29.131 | 28.842 | 28.516 | 28.253 | 27.932 | 27.605 | 27.292 | 26.933 | 26.594 | 26.323 | NPgY | GSP | NG FES - Falling Short | Total installed non-renewable generation capacity (MW)
NG FES - Falling Short | Gen_BB002_NPgAggregate | MW | NPgN | NEEP_3 | Total installed non-renewable generation capacity (MW) | Neepsend | NEEPSEND | 0 | 0.117 | 0.224 | 0.326 | 0.408 | 0.494 | 0.575 | 0.655 | 0.733 | 0.802 | 0.862 | 0.911 | 0.927 | 0.931 | 0.923 | 0.9 | 0.886 | 0.877 | 0.859 | 0.841 | 0.817 | 0.79 | 0.759 | 0.735 | 0.705 | 0.674 | 0.645 | 0.612 | 0.58 | 0.555 | NPgY | GSP | NG FES - Falling Short | Total installed non-renewable generation capacity (MW)
NG FES - Falling Short | Gen_BB002_NPgAggregate | MW | NPgN | NORL_3 | Total installed non-renewable generation capacity (MW) | Norton Lees | NORTON LEES | 0.236 | 0.236 | 0.236 | 0.236 | 0.236 | 0.237 | 0.237 | 0.237 | 0.237 | 0.237 | 0.237 | 0.238 | 0.238 | 0.238 | 0.238 | 0.238 | 0.237 | 0.237 | 0.237 | 0.237 | 0.237 | 0.237 | 0.237 | 0.237 | 0.237 | 0.237 | 0.237 | 0.237 | 0.237 | 0.237 | NPgY | GSP | NG FES - Falling Short | Total installed non-renewable generation capacity (MW)
NG FES - Falling Short | Gen_BB002_NPgAggregate | MW | NPgN | PITS_BB_B | Total installed non-renewable generation capacity (MW) | Pitsmoor | PITSMOOR 3/4 | 0.105 | 0.106 | 0.107 | 0.108 | 0.109 | 0.11 | 0.111 | 0.111 | 0.112 | 0.113 | 0.113 | 0.113 | 0.114 | 0.114 | 0.114 | 0.113 | 0.113 | 0.113 | 0.113 | 0.113 | 0.113 | 0.112 | 0.112 | 0.112 | 0.112 | 0.111 | 0.111 | 0.111 | 0.111 | 0.11 | NPgY | GSP | NG FES - Falling Short | Total installed non-renewable generation capacity (MW)
NG FES - Falling Short | Gen_BB002_NPgAggregate | MW | NPgN | SALT_1 | Total installed non-renewable generation capacity (MW) | Saltend North | SALTEND NORTH | 32.049 | 32.063 | 32.075 | 32.087 | 32.097 | 32.107 | 32.116 | 32.126 | 32.135 | 32.143 | 32.15 | 32.156 | 32.157 | 32.158 | 32.157 | 32.154 | 32.153 | 32.152 | 32.149 | 32.147 | 32.145 | 32.141 | 32.138 | 32.135 | 32.131 | 32.128 | 32.125 | 32.121 | 32.117 | 32.114 | NPgY | GSP | NG FES - Falling Short | Total installed non-renewable generation capacity (MW)
NG FES - Falling Short | Gen_BB002_NPgAggregate | MW | NPgN | SHEC_3 | Total installed non-renewable generation capacity (MW) | Sheffield City | SHEFFIELD CITY | 0 | 0.024 | 0.046 | 0.067 | 0.084 | 0.102 | 0.119 | 0.136 | 0.151 | 0.166 | 0.178 | 0.188 | 0.192 | 0.193 | 0.191 | 0.186 | 0.183 | 0.181 | 0.177 | 0.174 | 0.169 | 0.163 | 0.157 | 0.152 | 0.146 | 0.139 | 0.133 | 0.126 | 0.12 | 0.115 | NPgY | GSP | NG FES - Falling Short | Total installed non-renewable generation capacity (MW)
NG FES - Falling Short | Gen_BB002_NPgAggregate | MW | NPgN | SKLGB1 | Total installed non-renewable generation capacity (MW) | Skelton Grange | SKELTON GRANGE | 77.371 | 80.623 | 83.604 | 86.433 | 88.733 | 91.103 | 93.379 | 95.61 | 97.758 | 99.679 | 101.36 | 102.706 | 103.153 | 103.286 | 103.045 | 102.404 | 102.025 | 101.777 | 101.26 | 100.766 | 100.098 | 99.348 | 98.502 | 97.818 | 96.985 | 96.136 | 95.325 | 94.39 | 93.513 | 92.809 | NPgY | GSP | NG FES - Falling Short | Total installed non-renewable generation capacity (MW)
NG FES - Falling Short | Gen_BB002_NPgAggregate | MW | NPgN | TEMP_3 | Total installed non-renewable generation capacity (MW) | Templeborough | TEMPLEBOROUGH 275/33KV | 0 | 0.089 | 0.171 | 0.249 | 0.312 | 0.377 | 0.439 | 0.5 | 0.559 | 0.612 | 0.658 | 0.695 | 0.707 | 0.711 | 0.704 | 0.687 | 0.676 | 0.669 | 0.655 | 0.642 | 0.623 | 0.603 | 0.579 | 0.561 | 0.538 | 0.515 | 0.492 | 0.467 | 0.443 | 0.423 | NPgY | GSP | NG FES - Falling Short | Total installed non-renewable generation capacity (MW)
NG FES - Falling Short | Gen_BB002_NPgAggregate | MW | NPgN | THUR_6 | Total installed non-renewable generation capacity (MW) | Thurcroft | THURCROFT | 71.7 | 80.981 | 89.485 | 97.558 | 104.121 | 110.885 | 117.379 | 123.744 | 129.873 | 135.355 | 140.152 | 143.994 | 145.269 | 145.648 | 144.959 | 143.133 | 142.05 | 141.341 | 139.868 | 138.458 | 136.552 | 134.41 | 131.997 | 130.047 | 127.668 | 125.246 | 122.931 | 120.265 | 117.76 | 115.753 | NPgY | GSP | NG FES - Falling Short | Total installed non-renewable generation capacity (MW)
NG FES - Falling Short | Gen_BB002_NPgAggregate | MW | NPgN | WMEL_THOM | Total installed non-renewable generation capacity (MW) | Thorpe Marsh | WEST MELTON / THORPE MARSH | 62.494 | 70.962 | 78.721 | 86.088 | 92.076 | 98.248 | 104.173 | 109.98 | 115.573 | 120.575 | 124.952 | 128.457 | 129.621 | 129.967 | 129.338 | 127.671 | 126.684 | 126.037 | 124.692 | 123.406 | 121.667 | 119.712 | 117.511 | 115.731 | 113.561 | 111.351 | 109.239 | 106.806 | 104.52 | 102.689 | NPgY | GSP | NG FES - Falling Short | Total installed non-renewable generation capacity (MW)
NG FES - Falling Short | Gen_BB002_NPgAggregate | MW | NPgN | WMEL_BB3 | Total installed non-renewable generation capacity (MW) | West Melton | WEST MELTON SECTION 3 | 17.683 | 26.747 | 35.053 | 42.938 | 49.348 | 55.954 | 62.297 | 68.513 | 74.499 | 79.853 | 84.538 | 88.29 | 89.536 | 89.906 | 89.233 | 87.449 | 86.392 | 85.7 | 84.26 | 82.883 | 81.022 | 78.93 | 76.573 | 74.668 | 72.345 | 69.98 | 67.719 | 65.115 | 62.668 | 60.708 | NPgY | GSP | NG FES - Falling Short | Total installed non-renewable generation capacity (MW)
NG FES - Falling Short | Gen_BB002_NPgAggregate | MW | NPgN | WIBA_3 | Total installed non-renewable generation capacity (MW) | Wincobank | WINCOBANK | 0 | 0.316 | 0.605 | 0.88 | 1.104 | 1.334 | 1.555 | 1.772 | 1.98 | 2.167 | 2.33 | 2.461 | 2.505 | 2.517 | 2.494 | 2.432 | 2.395 | 2.371 | 2.321 | 2.273 | 2.208 | 2.135 | 2.053 | 1.986 | 1.905 | 1.823 | 1.744 | 1.653 | 1.568 | 1.5 | NPgY | GSP | NG FES - Falling Short | Total installed non-renewable generation capacity (MW)
NG FES - Leading the Way | Gen_BB002_NPgAggregate | MW | NPgN | BLYTB1 | Total installed non-renewable generation capacity (MW) | Blyth 66kV | BLYTH 66kV | 7.3 | 9.959 | 12.584 | 15.186 | 17.291 | 18.313 | 18.864 | 19.424 | 19.995 | 19.717 | 18.757 | 16.19 | 10.841 | 7.674 | 7.525 | 7.418 | 7.272 | 7.2 | 7.2 | 7.2 | 7.2 | 7.172 | 6.664 | 6.112 | 5.67 | 5.183 | 4.983 | 4.839 | 4.733 | 4.522 | NPgN | GSP | NG FES - Leading the Way | Total installed non-renewable generation capacity (MW)
NG FES - Leading the Way | Gen_BB002_NPgAggregate | MW | NPgN | BLYTH132 | Total installed non-renewable generation capacity (MW) | Blyth 132kV | BLYTH 132kV | 0 | 4.651 | 9.292 | 13.893 | 17.615 | 19.423 | 20.396 | 21.387 | 22.396 | 21.905 | 20.208 | 15.694 | 6.273 | 0.728 | 0.574 | 0.386 | 0.128 | 0 | 0 | 0 | 0 | 0 | 0 | 0 | 0 | 0 | 0 | 0 | 0 | 0 | NPgN | GSP | NG FES - Leading the Way | Total installed non-renewable generation capacity (MW)
NG FES - Leading the Way | Gen_BB002_NPgAggregate | MW | NPgN | FOUR_1 | Total installed non-renewable generation capacity (MW) | Fourstones | FOURSTONES | 0 | 0.241 | 0.481 | 0.718 | 0.911 | 1.004 | 1.055 | 1.106 | 1.158 | 1.133 | 1.045 | 0.812 | 0.324 | 0.038 | 0.03 | 0.02 | 0.007 | 0 | 0 | 0 | 0 | 0 | 0 | 0 | 0 | 0 | 0 | 0 | 0 | 0 | NPgN | GSP | NG FES - Leading the Way | Total installed non-renewable generation capacity (MW)
NG FES - Leading the Way | Gen_BB002_NPgAggregate | MW | NPgN | HARM_6 | Total installed non-renewable generation capacity (MW) | Hart Moor | HARTMOOR | 52.141 | 53.441 | 54.738 | 56.024 | 57.064 | 57.57 | 57.842 | 58.119 | 58.401 | 58.263 | 57.789 | 56.488 | 52.746 | 31.833 | 0.161 | 0.108 | 0.036 | 0 | 0 | 0 | 0 | 0 | 0 | 0 | 0 | 0 | 0 | 0 | 0 | 0 | NPgN | GSP | NG FES - Leading the Way | Total installed non-renewable generation capacity (MW)
NG FES - Leading the Way | Gen_BB002_NPgAggregate | MW | NPgN | HAWP_6 | Total installed non-renewable generation capacity (MW) | Hawthorn Pit | HAWTHORN PIT GRID | 6.745 | 8.103 | 9.459 | 10.803 | 11.89 | 12.418 | 12.702 | 12.991 | 13.286 | 13.143 | 12.647 | 11.103 | 7.972 | 4.809 | 2.068 | 2.013 | 1.937 | 1.9 | 1.9 | 1.9 | 1.9 | 1.893 | 1.759 | 1.613 | 1.496 | 1.368 | 1.315 | 1.277 | 1.249 | 1.193 | NPgN | GSP | NG FES - Leading the Way | Total installed non-renewable generation capacity (MW)
NG FES - Leading the Way | Gen_BB002_NPgAggregate | MW | NPgN | KNARE_111 | Total installed non-renewable generation capacity (MW) | Knaresborough | KNARESBOROUGH | 65.535 | 70.942 | 76.337 | 81.685 | 86.012 | 88.114 | 89.245 | 90.397 | 91.57 | 90.999 | 89.026 | 83.734 | 72.168 | 55.576 | 38.803 | 38.584 | 38.284 | 38.135 | 38.135 | 38.135 | 38.135 | 37.988 | 35.297 | 32.373 | 30.029 | 27.454 | 26.39 | 25.632 | 25.071 | 23.952 | NPgN | GSP | NG FES - Leading the Way | Total installed non-renewable generation capacity (MW)
NG FES - Leading the Way | Gen_BB002_NPgAggregate | MW | NPgN | LACK_6 | Total installed non-renewable generation capacity (MW) | Lackenby | LACKENBY | 46.198 | 47.6 | 48.999 | 50.387 | 51.509 | 52.054 | 52.347 | 52.646 | 52.951 | 52.802 | 52.291 | 48.444 | 41.689 | 27.995 | 6.37 | 6.313 | 6.235 | 6.197 | 6.197 | 6.197 | 6.197 | 6.173 | 5.736 | 5.261 | 4.88 | 4.461 | 4.288 | 4.165 | 4.074 | 3.892 | NPgN | GSP | NG FES - Leading the Way | Total installed non-renewable generation capacity (MW)
NG FES - Leading the Way | Gen_BB002_NPgAggregate | MW | NPgN | NORT_1 | Total installed non-renewable generation capacity (MW) | Norton | NORTON | 105.944 | 117.083 | 128.199 | 139.217 | 148.131 | 152.461 | 154.791 | 157.164 | 159.582 | 158.404 | 154.34 | 142.393 | 117.733 | 93.34 | 73.937 | 73.486 | 72.867 | 72.561 | 72.561 | 72.561 | 72.561 | 72.282 | 67.162 | 61.598 | 57.137 | 52.238 | 50.214 | 48.771 | 47.703 | 45.575 | NPgN | GSP | NG FES - Leading the Way | Total installed non-renewable generation capacity (MW)
NG FES - Leading the Way | Gen_BB002_NPgAggregate | MW | NPgN | OFFE_3 | Total installed non-renewable generation capacity (MW) | Offerton | OFFERTON | 1.7 | 1.796 | 1.892 | 1.987 | 2.065 | 2.102 | 2.122 | 2.143 | 2.164 | 2.153 | 2.118 | 1.833 | 1.363 | 0.837 | 0.012 | 0.008 | 0.003 | 0 | 0 | 0 | 0 | 0 | 0 | 0 | 0 | 0 | 0 | 0 | 0 | 0 | NPgN | GSP | NG FES - Leading the Way | Total installed non-renewable generation capacity (MW)
NG FES - Leading the Way | Gen_BB002_NPgAggregate | MW | NPgN | OSBA_1 | Total installed non-renewable generation capacity (MW) | Osbaldwick | OSBALDWICK | 57.636 | 70.876 | 84.088 | 97.183 | 107.777 | 112.924 | 115.694 | 118.514 | 121.388 | 119.988 | 115.157 | 101.811 | 73.229 | 37.127 | 3.135 | 2.6 | 1.864 | 1.5 | 1.5 | 1.5 | 1.5 | 1.494 | 1.388 | 1.273 | 1.181 | 1.08 | 1.038 | 1.008 | 0.986 | 0.942 | NPgN | GSP | NG FES - Leading the Way | Total installed non-renewable generation capacity (MW)
NG FES - Leading the Way | Gen_BB002_NPgAggregate | MW | NPgN | POPP_3 | Total installed non-renewable generation capacity (MW) | Poppleton | POPPLETON | 2.85 | 3.256 | 3.662 | 4.064 | 4.389 | 4.547 | 4.632 | 4.718 | 4.807 | 4.764 | 4.615 | 4.221 | 3.34 | 1.795 | 0.05 | 0.034 | 0.011 | 0 | 0 | 0 | 0 | 0 | 0 | 0 | 0 | 0 | 0 | 0 | 0 | 0 | NPgN | GSP | NG FES - Leading the Way | Total installed non-renewable generation capacity (MW)
NG FES - Leading the Way | Gen_BB002_NPgAggregate | MW | NPgN | SALH_1 | Total installed non-renewable generation capacity (MW) | Saltholme | SALTHOLME | 264.029 | 264.13 | 264.231 | 264.331 | 264.412 | 264.452 | 264.473 | 264.494 | 264.516 | 264.506 | 264.469 | 252.788 | 232.868 | 149.727 | 5.112 | 5.108 | 5.102 | 5.1 | 5.1 | 5.1 | 5.1 | 5.08 | 4.72 | 4.329 | 4.016 | 3.671 | 3.529 | 3.428 | 3.353 | 3.203 | NPgN | GSP | NG FES - Leading the Way | Total installed non-renewable generation capacity (MW)
NG FES - Leading the Way | Gen_BB002_NPgAggregate | MW | NPgN | SSHI_3 | Total installed non-renewable generation capacity (MW) | South Shields | SOUTH SHIELDS | 35.152 | 35.153 | 35.153 | 35.154 | 35.154 | 35.155 | 35.155 | 35.155 | 35.155 | 35.155 | 35.155 | 35.154 | 34.438 | 21.353 | 0 | 0 | 0 | 0 | 0 | 0 | 0 | 0 | 0 | 0 | 0 | 0 | 0 | 0 | 0 | 0 | NPgN | GSP | NG FES - Leading the Way | Total installed non-renewable generation capacity (MW)
NG FES - Leading the Way | Gen_BB002_NPgAggregate | MW | NPgN | KIELD01 and SPAD20 | Total installed non-renewable generation capacity (MW) | 0 | SPADEADAM | 0 | 0.189 | 0.377 | 0.563 | 0.714 | 0.787 | 0.827 | 0.867 | 0.908 | 0.888 | 0.819 | 0.636 | 0.254 | 0.03 | 0.023 | 0.016 | 0.005 | 0 | 0 | 0 | 0 | 0 | 0 | 0 | 0 | 0 | 0 | 0 | 0 | 0 | NPgN | GSP | NG FES - Leading the Way | Total installed non-renewable generation capacity (MW)
NG FES - Leading the Way | Gen_BB002_NPgAggregate | MW | NPgN | SPEN_1 | Total installed non-renewable generation capacity (MW) | Spennymoor | SPENNYMOOR | 9.827 | 18.673 | 27.5 | 36.249 | 43.327 | 46.766 | 48.616 | 50.501 | 52.421 | 51.486 | 48.258 | 39.657 | 21.597 | 8.828 | 4.892 | 4.535 | 4.043 | 3.8 | 3.8 | 3.8 | 3.8 | 3.785 | 3.517 | 3.226 | 2.992 | 2.736 | 2.63 | 2.554 | 2.498 | 2.387 | NPgN | GSP | NG FES - Leading the Way | Total installed non-renewable generation capacity (MW)
NG FES - Leading the Way | Gen_BB002_NPgAggregate | MW | NPgN | STEN_1 | Total installed non-renewable generation capacity (MW) | Stella North | STELLA NORTH | 28.351 | 28.963 | 29.574 | 30.18 | 30.67 | 30.908 | 31.036 | 31.166 | 31.299 | 31.235 | 31.011 | 28.88 | 25.296 | 18.508 | 7.391 | 7.366 | 7.332 | 7.315 | 7.315 | 7.315 | 7.315 | 7.287 | 6.771 | 6.21 | 5.76 | 5.266 | 5.062 | 4.917 | 4.809 | 4.595 | NPgN | GSP | NG FES - Leading the Way | Total installed non-renewable generation capacity (MW)
NG FES - Leading the Way | Gen_BB002_NPgAggregate | MW | NPgN | STES_1 | Total installed non-renewable generation capacity (MW) | Stella South | STELLA SOUTH | 4.167 | 8.487 | 12.798 | 17.071 | 20.528 | 22.207 | 23.111 | 24.031 | 24.969 | 24.512 | 22.936 | 18.734 | 9.886 | 3.197 | 0.534 | 0.359 | 0.119 | 0 | 0 | 0 | 0 | 0 | 0 | 0 | 0 | 0 | 0 | 0 | 0 | 0 | NPgN | GSP | NG FES - Leading the Way | Total installed non-renewable generation capacity (MW)
NG FES - Leading the Way | Gen_BB002_NPgAggregate | MW | NPgN | TYNE_1 | Total installed non-renewable generation capacity (MW) | Tynemouth 1 | TYNEMOUTH | 43.869 | 44.035 | 44.201 | 44.365 | 44.498 | 44.562 | 44.597 | 44.633 | 44.669 | 44.651 | 44.59 | 43.576 | 41.417 | 28.314 | 6.576 | 6.569 | 6.56 | 6.555 | 6.555 | 6.555 | 6.555 | 6.53 | 6.067 | 5.565 | 5.162 | 4.719 | 4.536 | 4.406 | 4.309 | 4.117 | NPgN | GSP | NG FES - Leading the Way | Total installed non-renewable generation capacity (MW)
NG FES - Leading the Way | Gen_BB002_NPgAggregate | MW | NPgN | WBOL_6 | Total installed non-renewable generation capacity (MW) | West Boldon | WEST BOLDON | 7.606 | 8.123 | 8.639 | 9.15 | 9.564 | 9.765 | 9.873 | 9.983 | 10.096 | 10.041 | 9.852 | 9.3 | 8.034 | 4.645 | 0.064 | 0.043 | 0.014 | 0 | 0 | 0 | 0 | 0 | 0 | 0 | 0 | 0 | 0 | 0 | 0 | 0 | NPgN | GSP | NG FES - Leading the Way | Total installed non-renewable generation capacity (MW)
NG FES - Leading the Way | Gen_BB002_NPgAggregate | MW | NPgN | BRAW_1 | Total installed non-renewable generation capacity (MW) | Bradford West | BRADFORD WEST | 20.708 | 22.67 | 24.429 | 25.947 | 27.182 | 27.801 | 28.151 | 28.507 | 28.868 | 28.693 | 28.038 | 25.409 | 20.633 | 12.156 | 0.494 | 0.332 | 0.11 | 0 | 0 | 0 | 0 | 0 | 0 | 0 | 0 | 0 | 0 | 0 | 0 | 0 | NPgY | GSP | NG FES - Leading the Way | Total installed non-renewable generation capacity (MW)
NG FES - Leading the Way | Gen_BB002_NPgAggregate | MW | NPgN | CAMB_01 | Total installed non-renewable generation capacity (MW) | Camblesforth | CAMBLESFORTH | 13.081 | 13.417 | 13.719 | 13.98 | 14.192 | 14.298 | 14.358 | 14.419 | 14.481 | 14.451 | 14.339 | 12.913 | 10.684 | 6.807 | 0.085 | 0.057 | 0.019 | 0 | 0 | 0 | 0 | 0 | 0 | 0 | 0 | 0 | 0 | 0 | 0 | 0 | NPgY | GSP | NG FES - Leading the Way | Total installed non-renewable generation capacity (MW)
NG FES - Leading the Way | Gen_BB002_NPgAggregate | MW | NPgN | CREB_1 | Total installed non-renewable generation capacity (MW) | Creyke Beck | CREYKE BECK | 134.789 | 149.045 | 161.823 | 172.85 | 181.823 | 186.319 | 188.863 | 191.448 | 194.077 | 192.8 | 188.043 | 172.135 | 141.741 | 82.296 | 3.588 | 2.413 | 0.799 | 0 | 0 | 0 | 0 | 0 | 0 | 0 | 0 | 0 | 0 | 0 | 0 | 0 | NPgY | GSP | NG FES - Leading the Way | Total installed non-renewable generation capacity (MW)
NG FES - Leading the Way | Gen_BB002_NPgAggregate | MW | NPgN | DRAX_YEDL | Total installed non-renewable generation capacity (MW) | Drax | DRAX | 77.315 | 79.028 | 80.562 | 81.887 | 82.965 | 83.505 | 83.81 | 84.121 | 84.437 | 84.283 | 83.712 | 81.321 | 75.828 | 46.489 | 0.431 | 0.29 | 0.096 | 0 | 0 | 0 | 0 | 0 | 0 | 0 | 0 | 0 | 0 | 0 | 0 | 0 | NPgY | GSP | NG FES - Leading the Way | Total installed non-renewable generation capacity (MW)
NG FES - Leading the Way | Gen_BB002_NPgAggregate | MW | NPgN | ELLA_1 | Total installed non-renewable generation capacity (MW) | Elland | ELLAND | 59.925 | 61.864 | 63.603 | 65.103 | 66.324 | 66.935 | 67.281 | 67.633 | 67.991 | 67.817 | 67.17 | 58.749 | 45.963 | 29.613 | 0.488 | 0.328 | 0.109 | 0 | 0 | 0 | 0 | 0 | 0 | 0 | 0 | 0 | 0 | 0 | 0 | 0 | NPgY | GSP | NG FES - Leading the Way | Total installed non-renewable generation capacity (MW)
NG FES - Leading the Way | Gen_BB002_NPgAggregate | MW | NPgN | FERRA2 | Total installed non-renewable generation capacity (MW) | Ferrybridge A | FERRYBRIDGE A | 16.047 | 18.852 | 21.366 | 23.535 | 25.301 | 26.185 | 26.686 | 27.194 | 27.712 | 27.46 | 26.524 | 22.951 | 16.632 | 9.365 | 0.756 | 0.525 | 0.207 | 0.05 | 0.05 | 0.05 | 0.05 | 0.05 | 0.046 | 0.042 | 0.039 | 0.036 | 0.035 | 0.034 | 0.033 | 0.031 | NPgY | GSP | NG FES - Leading the Way | Total installed non-renewable generation capacity (MW)
NG FES - Leading the Way | Gen_BB002_NPgAggregate | MW | NPgN | FERRB9 | Total installed non-renewable generation capacity (MW) | Ferrybridge B (_M) | FERRYBRIDGE B | 226.173 | 233.361 | 239.804 | 245.365 | 249.889 | 252.156 | 253.439 | 254.742 | 256.068 | 255.424 | 253.025 | 241.34 | 219.833 | 164.602 | 80.809 | 80.217 | 79.403 | 79 | 79 | 79 | 79 | 78.697 | 73.122 | 67.064 | 62.207 | 56.873 | 54.67 | 53.099 | 51.936 | 49.619 | NPgY | GSP | NG FES - Leading the Way | Total installed non-renewable generation capacity (MW)
NG FES - Leading the Way | Gen_BB002_NPgAggregate | MW | NPgN | GRIW_1 | Total installed non-renewable generation capacity (MW) | Grimsby West | GRIMSBY WEST | 119.205 | 123.819 | 127.955 | 131.524 | 134.428 | 135.884 | 136.707 | 137.544 | 138.395 | 137.981 | 136.441 | 124.47 | 104.584 | 65.081 | 1.161 | 0.781 | 0.259 | 0 | 0 | 0 | 0 | 0 | 0 | 0 | 0 | 0 | 0 | 0 | 0 | 0 | NPgY | GSP | NG FES - Leading the Way | Total installed non-renewable generation capacity (MW)
NG FES - Leading the Way | Gen_BB002_NPgAggregate | MW | NPgN | JORD_3 | Total installed non-renewable generation capacity (MW) | Jordanthorpe | JORDANTHORPE | 0 | 0.218 | 0.414 | 0.583 | 0.72 | 0.789 | 0.828 | 0.868 | 0.908 | 0.888 | 0.815 | 0.63 | 0.278 | 0.07 | 0.055 | 0.037 | 0.012 | 0 | 0 | 0 | 0 | 0 | 0 | 0 | 0 | 0 | 0 | 0 | 0 | 0 | NPgY | GSP | NG FES - Leading the Way | Total installed non-renewable generation capacity (MW)
NG FES - Leading the Way | Gen_BB002_NPgAggregate | MW | NPgN | KEAD_YEDL | Total installed non-renewable generation capacity (MW) | Keadby | KEADBY | 198.317 | 222.092 | 243.402 | 261.793 | 276.757 | 284.255 | 288.498 | 292.809 | 297.193 | 295.064 | 287.13 | 266.626 | 227.947 | 204.052 | 200.331 | 198.371 | 195.679 | 194.347 | 194.347 | 194.347 | 194.347 | 194.347 | 194.347 | 194.347 | 194.347 | 194.347 | 194.347 | 194.347 | 194.347 | 194.347 | NPgY | GSP | NG FES - Leading the Way | Total installed non-renewable generation capacity (MW)
NG FES - Leading the Way | Gen_BB002_NPgAggregate | MW | NPgN | KIRKB1 | Total installed non-renewable generation capacity (MW) | Kirkstall B | KIRKSTALL B | 20.376 | 21.185 | 21.911 | 22.537 | 23.047 | 23.302 | 23.447 | 23.594 | 23.743 | 23.67 | 23.4 | 22.711 | 21.408 | 20.634 | 20.579 | 20.513 | 20.421 | 20.376 | 20.376 | 20.376 | 20.376 | 20.376 | 20.376 | 20.376 | 20.376 | 20.376 | 20.376 | 20.376 | 20.376 | 20.376 | NPgY | GSP | NG FES - Leading the Way | Total installed non-renewable generation capacity (MW)
NG FES - Leading the Way | Gen_BB002_NPgAggregate | MW | NPgN | NEEP_3 | Total installed non-renewable generation capacity (MW) | Neepsend | NEEPSEND | 0 | 0.076 | 0.143 | 0.202 | 0.249 | 0.273 | 0.286 | 0.3 | 0.314 | 0.307 | 0.282 | 0.218 | 0.096 | 0.024 | 0.019 | 0.013 | 0.004 | 0 | 0 | 0 | 0 | 0 | 0 | 0 | 0 | 0 | 0 | 0 | 0 | 0 | NPgY | GSP | NG FES - Leading the Way | Total installed non-renewable generation capacity (MW)
NG FES - Leading the Way | Gen_BB002_NPgAggregate | MW | NPgN | NORL_3 | Total installed non-renewable generation capacity (MW) | Norton Lees | NORTON LEES | 0.236 | 0.236 | 0.236 | 0.236 | 0.236 | 0.236 | 0.236 | 0.236 | 0.236 | 0.236 | 0.236 | 0.236 | 0.236 | 0.236 | 0.236 | 0.236 | 0.236 | 0.236 | 0.236 | 0.236 | 0.236 | 0.236 | 0.236 | 0.236 | 0.236 | 0.236 | 0.236 | 0.236 | 0.236 | 0.236 | NPgY | GSP | NG FES - Leading the Way | Total installed non-renewable generation capacity (MW)
NG FES - Leading the Way | Gen_BB002_NPgAggregate | MW | NPgN | PITS_BB_B | Total installed non-renewable generation capacity (MW) | Pitsmoor | PITSMOOR 3/4 | 0.105 | 0.106 | 0.107 | 0.107 | 0.108 | 0.108 | 0.108 | 0.108 | 0.108 | 0.108 | 0.108 | 0.107 | 0.106 | 0.106 | 0.106 | 0.106 | 0.105 | 0.105 | 0.105 | 0.105 | 0.105 | 0.105 | 0.105 | 0.105 | 0.105 | 0.105 | 0.105 | 0.105 | 0.105 | 0.105 | NPgY | GSP | NG FES - Leading the Way | Total installed non-renewable generation capacity (MW)
NG FES - Leading the Way | Gen_BB002_NPgAggregate | MW | NPgN | SALT_1 | Total installed non-renewable generation capacity (MW) | Saltend North | SALTEND NORTH | 32.049 | 32.058 | 32.066 | 32.073 | 32.078 | 32.081 | 32.082 | 32.084 | 32.086 | 32.085 | 32.082 | 32.074 | 32.06 | 32.052 | 32.051 | 32.05 | 32.049 | 32.049 | 32.049 | 32.049 | 32.049 | 32.049 | 32.049 | 32.049 | 32.049 | 32.049 | 32.049 | 32.049 | 32.049 | 32.049 | NPgY | GSP | NG FES - Leading the Way | Total installed non-renewable generation capacity (MW)
NG FES - Leading the Way | Gen_BB002_NPgAggregate | MW | NPgN | SHEC_3 | Total installed non-renewable generation capacity (MW) | Sheffield City | SHEFFIELD CITY | 0 | 0.016 | 0.03 | 0.042 | 0.052 | 0.056 | 0.059 | 0.062 | 0.065 | 0.064 | 0.058 | 0.045 | 0.02 | 0.005 | 0.004 | 0.003 | 0.001 | 0 | 0 | 0 | 0 | 0 | 0 | 0 | 0 | 0 | 0 | 0 | 0 | 0 | NPgY | GSP | NG FES - Leading the Way | Total installed non-renewable generation capacity (MW)
NG FES - Leading the Way | Gen_BB002_NPgAggregate | MW | NPgN | SKLGB1 | Total installed non-renewable generation capacity (MW) | Skelton Grange | SKELTON GRANGE | 77.371 | 79.473 | 81.356 | 82.982 | 84.305 | 84.968 | 85.343 | 85.724 | 86.111 | 85.923 | 85.222 | 83.433 | 80.051 | 78.042 | 77.9 | 77.727 | 77.489 | 77.371 | 77.371 | 77.371 | 77.371 | 77.371 | 77.371 | 77.371 | 77.371 | 77.371 | 77.371 | 77.371 | 77.371 | 77.371 | NPgY | GSP | NG FES - Leading the Way | Total installed non-renewable generation capacity (MW)
NG FES - Leading the Way | Gen_BB002_NPgAggregate | MW | NPgN | TEMP_3 | Total installed non-renewable generation capacity (MW) | Templeborough | TEMPLEBOROUGH 275/33KV | 0 | 0.058 | 0.109 | 0.154 | 0.19 | 0.208 | 0.219 | 0.229 | 0.24 | 0.235 | 0.215 | 0.166 | 0.073 | 0.018 | 0.015 | 0.01 | 0.003 | 0 | 0 | 0 | 0 | 0 | 0 | 0 | 0 | 0 | 0 | 0 | 0 | 0 | NPgY | GSP | NG FES - Leading the Way | Total installed non-renewable generation capacity (MW)
NG FES - Leading the Way | Gen_BB002_NPgAggregate | MW | NPgN | THUR_6 | Total installed non-renewable generation capacity (MW) | Thurcroft | THURCROFT | 71.7 | 77.697 | 83.072 | 87.711 | 91.486 | 93.377 | 94.447 | 95.535 | 96.641 | 96.103 | 94.102 | 88.998 | 79.346 | 73.614 | 73.209 | 72.715 | 72.036 | 71.7 | 71.7 | 71.7 | 71.7 | 71.7 | 71.7 | 71.7 | 71.7 | 71.7 | 71.7 | 71.7 | 71.7 | 71.7 | NPgY | GSP | NG FES - Leading the Way | Total installed non-renewable generation capacity (MW)
NG FES - Leading the Way | Gen_BB002_NPgAggregate | MW | NPgN | WMEL_THOM | Total installed non-renewable generation capacity (MW) | Thorpe Marsh | WEST MELTON / THORPE MARSH | 62.494 | 67.966 | 72.87 | 77.103 | 80.547 | 82.273 | 83.249 | 84.241 | 85.25 | 84.76 | 82.934 | 78.277 | 69.47 | 64.24 | 63.871 | 63.42 | 62.8 | 62.494 | 62.494 | 62.494 | 62.494 | 62.494 | 62.494 | 62.494 | 62.494 | 62.494 | 62.494 | 62.494 | 62.494 | 62.494 | NPgY | GSP | NG FES - Leading the Way | Total installed non-renewable generation capacity (MW)
NG FES - Leading the Way | Gen_BB002_NPgAggregate | MW | NPgN | WMEL_BB3 | Total installed non-renewable generation capacity (MW) | West Melton | WEST MELTON SECTION 3 | 17.683 | 23.54 | 28.79 | 33.321 | 37.007 | 38.854 | 39.899 | 40.961 | 42.042 | 41.517 | 39.562 | 34.577 | 25.151 | 19.552 | 19.157 | 18.674 | 18.011 | 17.683 | 17.683 | 17.683 | 17.683 | 17.683 | 17.683 | 17.683 | 17.683 | 17.683 | 17.683 | 17.683 | 17.683 | 17.683 | NPgY | GSP | NG FES - Leading the Way | Total installed non-renewable generation capacity (MW)
NG FES - Leading the Way | Gen_BB002_NPgAggregate | MW | NPgN | WIBA_3 | Total installed non-renewable generation capacity (MW) | Wincobank | WINCOBANK | 0 | 0.204 | 0.387 | 0.545 | 0.674 | 0.738 | 0.774 | 0.811 | 0.849 | 0.831 | 0.763 | 0.589 | 0.26 | 0.065 | 0.051 | 0.035 | 0.011 | 0 | 0 | 0 | 0 | 0 | 0 | 0 | 0 | 0 | 0 | 0 | 0 | 0 | NPgY | GSP | NG FES - Leading the Way | Total installed non-renewable generation capacity (MW)
NPg Planning Scenario | Gen_BB002_NPgAggregate | MW | NPgN | BLYTB1 | Total installed non-renewable generation capacity (MW) | Blyth 66kV | BLYTH 66kV | 7.3 | 9.959 | 12.584 | 15.186 | 17.291 | 18.313 | 18.864 | 19.424 | 19.995 | 19.717 | 18.757 | 16.19 | 10.841 | 7.674 | 7.525 | 7.418 | 7.272 | 7.2 | 7.2 | 7.2 | 7.2 | 7.172 | 6.664 | 6.112 | 5.67 | 5.183 | 4.983 | 4.839 | 4.733 | 4.522 | NPgN | GSP | NPg Planning Scenario | Total installed non-renewable generation capacity (MW)
NPg Planning Scenario | Gen_BB002_NPgAggregate | MW | NPgN | BLYTH132 | Total installed non-renewable generation capacity (MW) | Blyth 132kV | BLYTH 132kV | 0 | 4.651 | 9.292 | 13.893 | 17.615 | 19.423 | 20.396 | 21.387 | 22.396 | 21.905 | 20.208 | 15.694 | 6.273 | 0.728 | 0.574 | 0.386 | 0.128 | 0 | 0 | 0 | 0 | 0 | 0 | 0 | 0 | 0 | 0 | 0 | 0 | 0 | NPgN | GSP | NPg Planning Scenario | Total installed non-renewable generation capacity (MW)
NPg Planning Scenario | Gen_BB002_NPgAggregate | MW | NPgN | FOUR_1 | Total installed non-renewable generation capacity (MW) | Fourstones | FOURSTONES | 0 | 0.241 | 0.481 | 0.718 | 0.911 | 1.004 | 1.055 | 1.106 | 1.158 | 1.133 | 1.045 | 0.812 | 0.324 | 0.038 | 0.03 | 0.02 | 0.007 | 0 | 0 | 0 | 0 | 0 | 0 | 0 | 0 | 0 | 0 | 0 | 0 | 0 | NPgN | GSP | NPg Planning Scenario | Total installed non-renewable generation capacity (MW)
NPg Planning Scenario | Gen_BB002_NPgAggregate | MW | NPgN | HARM_6 | Total installed non-renewable generation capacity (MW) | Hart Moor | HARTMOOR | 52.141 | 53.441 | 54.738 | 56.024 | 57.064 | 57.57 | 57.842 | 58.119 | 58.401 | 58.263 | 57.789 | 56.488 | 52.746 | 31.833 | 0.161 | 0.108 | 0.036 | 0 | 0 | 0 | 0 | 0 | 0 | 0 | 0 | 0 | 0 | 0 | 0 | 0 | NPgN | GSP | NPg Planning Scenario | Total installed non-renewable generation capacity (MW)
NPg Planning Scenario | Gen_BB002_NPgAggregate | MW | NPgN | HAWP_6 | Total installed non-renewable generation capacity (MW) | Hawthorn Pit | HAWTHORN PIT GRID | 6.745 | 8.103 | 9.459 | 10.803 | 11.89 | 12.418 | 12.702 | 12.991 | 13.286 | 13.143 | 12.647 | 11.103 | 7.972 | 4.809 | 2.068 | 2.013 | 1.937 | 1.9 | 1.9 | 1.9 | 1.9 | 1.893 | 1.759 | 1.613 | 1.496 | 1.368 | 1.315 | 1.277 | 1.249 | 1.193 | NPgN | GSP | NPg Planning Scenario | Total installed non-renewable generation capacity (MW)
NPg Planning Scenario | Gen_BB002_NPgAggregate | MW | NPgN | KNARE_111 | Total installed non-renewable generation capacity (MW) | Knaresborough | KNARESBOROUGH | 65.535 | 70.942 | 76.337 | 81.685 | 86.012 | 88.114 | 89.245 | 90.397 | 91.57 | 90.999 | 89.026 | 83.734 | 72.168 | 55.576 | 38.803 | 38.584 | 38.284 | 38.135 | 38.135 | 38.135 | 38.135 | 37.988 | 35.297 | 32.373 | 30.029 | 27.454 | 26.39 | 25.632 | 25.071 | 23.952 | NPgN | GSP | NPg Planning Scenario | Total installed non-renewable generation capacity (MW)
NPg Planning Scenario | Gen_BB002_NPgAggregate | MW | NPgN | LACK_6 | Total installed non-renewable generation capacity (MW) | Lackenby | LACKENBY | 46.198 | 47.6 | 48.999 | 50.387 | 51.509 | 52.054 | 52.347 | 52.646 | 52.951 | 52.802 | 52.291 | 48.444 | 41.689 | 27.995 | 6.37 | 6.313 | 6.235 | 6.197 | 6.197 | 6.197 | 6.197 | 6.173 | 5.736 | 5.261 | 4.88 | 4.461 | 4.288 | 4.165 | 4.074 | 3.892 | NPgN | GSP | NPg Planning Scenario | Total installed non-renewable generation capacity (MW)
NPg Planning Scenario | Gen_BB002_NPgAggregate | MW | NPgN | NORT_1 | Total installed non-renewable generation capacity (MW) | Norton | NORTON | 105.944 | 117.083 | 128.199 | 139.217 | 148.131 | 152.461 | 154.791 | 157.164 | 159.582 | 158.404 | 154.34 | 142.393 | 117.733 | 93.34 | 73.937 | 73.486 | 72.867 | 72.561 | 72.561 | 72.561 | 72.561 | 72.282 | 67.162 | 61.598 | 57.137 | 52.238 | 50.214 | 48.771 | 47.703 | 45.575 | NPgN | GSP | NPg Planning Scenario | Total installed non-renewable generation capacity (MW)
NPg Planning Scenario | Gen_BB002_NPgAggregate | MW | NPgN | OFFE_3 | Total installed non-renewable generation capacity (MW) | Offerton | OFFERTON | 1.7 | 1.796 | 1.892 | 1.987 | 2.065 | 2.102 | 2.122 | 2.143 | 2.164 | 2.153 | 2.118 | 1.833 | 1.363 | 0.837 | 0.012 | 0.008 | 0.003 | 0 | 0 | 0 | 0 | 0 | 0 | 0 | 0 | 0 | 0 | 0 | 0 | 0 | NPgN | GSP | NPg Planning Scenario | Total installed non-renewable generation capacity (MW)
NPg Planning Scenario | Gen_BB002_NPgAggregate | MW | NPgN | OSBA_1 | Total installed non-renewable generation capacity (MW) | Osbaldwick | OSBALDWICK | 57.636 | 70.876 | 84.088 | 97.183 | 107.777 | 112.924 | 115.694 | 118.514 | 121.388 | 119.988 | 115.157 | 101.811 | 73.229 | 37.127 | 3.135 | 2.6 | 1.864 | 1.5 | 1.5 | 1.5 | 1.5 | 1.494 | 1.388 | 1.273 | 1.181 | 1.08 | 1.038 | 1.008 | 0.986 | 0.942 | NPgN | GSP | NPg Planning Scenario | Total installed non-renewable generation capacity (MW)
NPg Planning Scenario | Gen_BB002_NPgAggregate | MW | NPgN | POPP_3 | Total installed non-renewable generation capacity (MW) | Poppleton | POPPLETON | 2.85 | 3.256 | 3.662 | 4.064 | 4.389 | 4.547 | 4.632 | 4.718 | 4.807 | 4.764 | 4.615 | 4.221 | 3.34 | 1.795 | 0.05 | 0.034 | 0.011 | 0 | 0 | 0 | 0 | 0 | 0 | 0 | 0 | 0 | 0 | 0 | 0 | 0 | NPgN | GSP | NPg Planning Scenario | Total installed non-renewable generation capacity (MW)
NPg Planning Scenario | Gen_BB002_NPgAggregate | MW | NPgN | SALH_1 | Total installed non-renewable generation capacity (MW) | Saltholme | SALTHOLME | 264.029 | 264.13 | 264.231 | 264.331 | 264.412 | 264.452 | 264.473 | 264.494 | 264.516 | 264.506 | 264.469 | 252.788 | 232.868 | 149.727 | 5.112 | 5.108 | 5.102 | 5.1 | 5.1 | 5.1 | 5.1 | 5.08 | 4.72 | 4.329 | 4.016 | 3.671 | 3.529 | 3.428 | 3.353 | 3.203 | NPgN | GSP | NPg Planning Scenario | Total installed non-renewable generation capacity (MW)
NPg Planning Scenario | Gen_BB002_NPgAggregate | MW | NPgN | SSHI_3 | Total installed non-renewable generation capacity (MW) | South Shields | SOUTH SHIELDS | 35.152 | 35.153 | 35.153 | 35.154 | 35.154 | 35.155 | 35.155 | 35.155 | 35.155 | 35.155 | 35.155 | 35.154 | 34.438 | 21.353 | 0 | 0 | 0 | 0 | 0 | 0 | 0 | 0 | 0 | 0 | 0 | 0 | 0 | 0 | 0 | 0 | NPgN | GSP | NPg Planning Scenario | Total installed non-renewable generation capacity (MW)
NPg Planning Scenario | Gen_BB002_NPgAggregate | MW | NPgN | KIELD01 and SPAD20 | Total installed non-renewable generation capacity (MW) | 0 | SPADEADAM | 0 | 0.189 | 0.377 | 0.563 | 0.714 | 0.787 | 0.827 | 0.867 | 0.908 | 0.888 | 0.819 | 0.636 | 0.254 | 0.03 | 0.023 | 0.016 | 0.005 | 0 | 0 | 0 | 0 | 0 | 0 | 0 | 0 | 0 | 0 | 0 | 0 | 0 | NPgN | GSP | NPg Planning Scenario | Total installed non-renewable generation capacity (MW)
NPg Planning Scenario | Gen_BB002_NPgAggregate | MW | NPgN | SPEN_1 | Total installed non-renewable generation capacity (MW) | Spennymoor | SPENNYMOOR | 9.827 | 18.673 | 27.5 | 36.249 | 43.327 | 46.766 | 48.616 | 50.501 | 52.421 | 51.486 | 48.258 | 39.657 | 21.597 | 8.828 | 4.892 | 4.535 | 4.043 | 3.8 | 3.8 | 3.8 | 3.8 | 3.785 | 3.517 | 3.226 | 2.992 | 2.736 | 2.63 | 2.554 | 2.498 | 2.387 | NPgN | GSP | NPg Planning Scenario | Total installed non-renewable generation capacity (MW)
NPg Planning Scenario | Gen_BB002_NPgAggregate | MW | NPgN | STEN_1 | Total installed non-renewable generation capacity (MW) | Stella North | STELLA NORTH | 28.351 | 28.963 | 29.574 | 30.18 | 30.67 | 30.908 | 31.036 | 31.166 | 31.299 | 31.235 | 31.011 | 28.88 | 25.296 | 18.508 | 7.391 | 7.366 | 7.332 | 7.315 | 7.315 | 7.315 | 7.315 | 7.287 | 6.771 | 6.21 | 5.76 | 5.266 | 5.062 | 4.917 | 4.809 | 4.595 | NPgN | GSP | NPg Planning Scenario | Total installed non-renewable generation capacity (MW)
NPg Planning Scenario | Gen_BB002_NPgAggregate | MW | NPgN | STES_1 | Total installed non-renewable generation capacity (MW) | Stella South | STELLA SOUTH | 4.167 | 8.487 | 12.798 | 17.071 | 20.528 | 22.207 | 23.111 | 24.031 | 24.969 | 24.512 | 22.936 | 18.734 | 9.886 | 3.197 | 0.534 | 0.359 | 0.119 | 0 | 0 | 0 | 0 | 0 | 0 | 0 | 0 | 0 | 0 | 0 | 0 | 0 | NPgN | GSP | NPg Planning Scenario | Total installed non-renewable generation capacity (MW)
NPg Planning Scenario | Gen_BB002_NPgAggregate | MW | NPgN | TYNE_1 | Total installed non-renewable generation capacity (MW) | Tynemouth 1 | TYNEMOUTH | 43.869 | 44.035 | 44.201 | 44.365 | 44.498 | 44.562 | 44.597 | 44.633 | 44.669 | 44.651 | 44.59 | 43.576 | 41.417 | 28.314 | 6.576 | 6.569 | 6.56 | 6.555 | 6.555 | 6.555 | 6.555 | 6.53 | 6.067 | 5.565 | 5.162 | 4.719 | 4.536 | 4.406 | 4.309 | 4.117 | NPgN | GSP | NPg Planning Scenario | Total installed non-renewable generation capacity (MW)
NPg Planning Scenario | Gen_BB002_NPgAggregate | MW | NPgN | WBOL_6 | Total installed non-renewable generation capacity (MW) | West Boldon | WEST BOLDON | 7.606 | 8.123 | 8.639 | 9.15 | 9.564 | 9.765 | 9.873 | 9.983 | 10.096 | 10.041 | 9.852 | 9.3 | 8.034 | 4.645 | 0.064 | 0.043 | 0.014 | 0 | 0 | 0 | 0 | 0 | 0 | 0 | 0 | 0 | 0 | 0 | 0 | 0 | NPgN | GSP | NPg Planning Scenario | Total installed non-renewable generation capacity (MW)
NPg Planning Scenario | Gen_BB002_NPgAggregate | MW | NPgN | BRAW_1 | Total installed non-renewable generation capacity (MW) | Bradford West | BRADFORD WEST | 20.708 | 22.67 | 24.429 | 25.947 | 27.182 | 27.801 | 28.151 | 28.507 | 28.868 | 28.693 | 28.038 | 25.409 | 20.633 | 12.156 | 0.494 | 0.332 | 0.11 | 0 | 0 | 0 | 0 | 0 | 0 | 0 | 0 | 0 | 0 | 0 | 0 | 0 | NPgY | GSP | NPg Planning Scenario | Total installed non-renewable generation capacity (MW)
NPg Planning Scenario | Gen_BB002_NPgAggregate | MW | NPgN | CAMB_01 | Total installed non-renewable generation capacity (MW) | Camblesforth | CAMBLESFORTH | 13.081 | 13.417 | 13.719 | 13.98 | 14.192 | 14.298 | 14.358 | 14.419 | 14.481 | 14.451 | 14.339 | 12.913 | 10.684 | 6.807 | 0.085 | 0.057 | 0.019 | 0 | 0 | 0 | 0 | 0 | 0 | 0 | 0 | 0 | 0 | 0 | 0 | 0 | NPgY | GSP | NPg Planning Scenario | Total installed non-renewable generation capacity (MW)
NPg Planning Scenario | Gen_BB002_NPgAggregate | MW | NPgN | CREB_1 | Total installed non-renewable generation capacity (MW) | Creyke Beck | CREYKE BECK | 134.789 | 149.045 | 161.823 | 172.85 | 181.823 | 186.319 | 188.863 | 191.448 | 194.077 | 192.8 | 188.043 | 172.135 | 141.741 | 82.296 | 3.588 | 2.413 | 0.799 | 0 | 0 | 0 | 0 | 0 | 0 | 0 | 0 | 0 | 0 | 0 | 0 | 0 | NPgY | GSP | NPg Planning Scenario | Total installed non-renewable generation capacity (MW)
NPg Planning Scenario | Gen_BB002_NPgAggregate | MW | NPgN | DRAX_YEDL | Total installed non-renewable generation capacity (MW) | Drax | DRAX | 77.315 | 79.028 | 80.562 | 81.887 | 82.965 | 83.505 | 83.81 | 84.121 | 84.437 | 84.283 | 83.712 | 81.321 | 75.828 | 46.489 | 0.431 | 0.29 | 0.096 | 0 | 0 | 0 | 0 | 0 | 0 | 0 | 0 | 0 | 0 | 0 | 0 | 0 | NPgY | GSP | NPg Planning Scenario | Total installed non-renewable generation capacity (MW)
NPg Planning Scenario | Gen_BB002_NPgAggregate | MW | NPgN | ELLA_1 | Total installed non-renewable generation capacity (MW) | Elland | ELLAND | 59.925 | 61.864 | 63.603 | 65.103 | 66.324 | 66.935 | 67.281 | 67.633 | 67.991 | 67.817 | 67.17 | 58.749 | 45.963 | 29.613 | 0.488 | 0.328 | 0.109 | 0 | 0 | 0 | 0 | 0 | 0 | 0 | 0 | 0 | 0 | 0 | 0 | 0 | NPgY | GSP | NPg Planning Scenario | Total installed non-renewable generation capacity (MW)
NPg Planning Scenario | Gen_BB002_NPgAggregate | MW | NPgN | FERRA2 | Total installed non-renewable generation capacity (MW) | Ferrybridge A | FERRYBRIDGE A | 16.047 | 18.852 | 21.366 | 23.535 | 25.301 | 26.185 | 26.686 | 27.194 | 27.712 | 27.46 | 26.524 | 22.951 | 16.632 | 9.365 | 0.756 | 0.525 | 0.207 | 0.05 | 0.05 | 0.05 | 0.05 | 0.05 | 0.046 | 0.042 | 0.039 | 0.036 | 0.035 | 0.034 | 0.033 | 0.031 | NPgY | GSP | NPg Planning Scenario | Total installed non-renewable generation capacity (MW)
NPg Planning Scenario | Gen_BB002_NPgAggregate | MW | NPgN | FERRB9 | Total installed non-renewable generation capacity (MW) | Ferrybridge B (_M) | FERRYBRIDGE B | 226.173 | 233.361 | 239.804 | 245.365 | 249.889 | 252.156 | 253.439 | 254.742 | 256.068 | 255.424 | 253.025 | 241.34 | 219.833 | 164.602 | 80.809 | 80.217 | 79.403 | 79 | 79 | 79 | 79 | 78.697 | 73.122 | 67.064 | 62.207 | 56.873 | 54.67 | 53.099 | 51.936 | 49.619 | NPgY | GSP | NPg Planning Scenario | Total installed non-renewable generation capacity (MW)
NPg Planning Scenario | Gen_BB002_NPgAggregate | MW | NPgN | GRIW_1 | Total installed non-renewable generation capacity (MW) | Grimsby West | GRIMSBY WEST | 119.205 | 123.819 | 127.955 | 131.524 | 134.428 | 135.884 | 136.707 | 137.544 | 138.395 | 137.981 | 136.441 | 124.47 | 104.584 | 65.081 | 1.161 | 0.781 | 0.259 | 0 | 0 | 0 | 0 | 0 | 0 | 0 | 0 | 0 | 0 | 0 | 0 | 0 | NPgY | GSP | NPg Planning Scenario | Total installed non-renewable generation capacity (MW)
NPg Planning Scenario | Gen_BB002_NPgAggregate | MW | NPgN | JORD_3 | Total installed non-renewable generation capacity (MW) | Jordanthorpe | JORDANTHORPE | 0 | 0.218 | 0.414 | 0.583 | 0.72 | 0.789 | 0.828 | 0.868 | 0.908 | 0.888 | 0.815 | 0.63 | 0.278 | 0.07 | 0.055 | 0.037 | 0.012 | 0 | 0 | 0 | 0 | 0 | 0 | 0 | 0 | 0 | 0 | 0 | 0 | 0 | NPgY | GSP | NPg Planning Scenario | Total installed non-renewable generation capacity (MW)
NPg Planning Scenario | Gen_BB002_NPgAggregate | MW | NPgN | KEAD_YEDL | Total installed non-renewable generation capacity (MW) | Keadby | KEADBY | 198.317 | 222.092 | 243.402 | 261.793 | 276.757 | 284.255 | 288.498 | 292.809 | 297.193 | 295.064 | 287.13 | 266.626 | 227.947 | 204.052 | 200.331 | 198.371 | 195.679 | 194.347 | 194.347 | 194.347 | 194.347 | 194.347 | 194.347 | 194.347 | 194.347 | 194.347 | 194.347 | 194.347 | 194.347 | 194.347 | NPgY | GSP | NPg Planning Scenario | Total installed non-renewable generation capacity (MW)
NPg Planning Scenario | Gen_BB002_NPgAggregate | MW | NPgN | KIRKB1 | Total installed non-renewable generation capacity (MW) | Kirkstall B | KIRKSTALL B | 20.376 | 21.185 | 21.911 | 22.537 | 23.047 | 23.302 | 23.447 | 23.594 | 23.743 | 23.67 | 23.4 | 22.711 | 21.408 | 20.634 | 20.579 | 20.513 | 20.421 | 20.376 | 20.376 | 20.376 | 20.376 | 20.376 | 20.376 | 20.376 | 20.376 | 20.376 | 20.376 | 20.376 | 20.376 | 20.376 | NPgY | GSP | NPg Planning Scenario | Total installed non-renewable generation capacity (MW)
NPg Planning Scenario | Gen_BB002_NPgAggregate | MW | NPgN | NEEP_3 | Total installed non-renewable generation capacity (MW) | Neepsend | NEEPSEND | 0 | 0.076 | 0.143 | 0.202 | 0.249 | 0.273 | 0.286 | 0.3 | 0.314 | 0.307 | 0.282 | 0.218 | 0.096 | 0.024 | 0.019 | 0.013 | 0.004 | 0 | 0 | 0 | 0 | 0 | 0 | 0 | 0 | 0 | 0 | 0 | 0 | 0 | NPgY | GSP | NPg Planning Scenario | Total installed non-renewable generation capacity (MW)
NPg Planning Scenario | Gen_BB002_NPgAggregate | MW | NPgN | NORL_3 | Total installed non-renewable generation capacity (MW) | Norton Lees | NORTON LEES | 0.236 | 0.236 | 0.236 | 0.236 | 0.236 | 0.236 | 0.236 | 0.236 | 0.236 | 0.236 | 0.236 | 0.236 | 0.236 | 0.236 | 0.236 | 0.236 | 0.236 | 0.236 | 0.236 | 0.236 | 0.236 | 0.236 | 0.236 | 0.236 | 0.236 | 0.236 | 0.236 | 0.236 | 0.236 | 0.236 | NPgY | GSP | NPg Planning Scenario | Total installed non-renewable generation capacity (MW)
NPg Planning Scenario | Gen_BB002_NPgAggregate | MW | NPgN | PITS_BB_B | Total installed non-renewable generation capacity (MW) | Pitsmoor | PITSMOOR 3/4 | 0.105 | 0.106 | 0.107 | 0.107 | 0.108 | 0.108 | 0.108 | 0.108 | 0.108 | 0.108 | 0.108 | 0.107 | 0.106 | 0.106 | 0.106 | 0.106 | 0.105 | 0.105 | 0.105 | 0.105 | 0.105 | 0.105 | 0.105 | 0.105 | 0.105 | 0.105 | 0.105 | 0.105 | 0.105 | 0.105 | NPgY | GSP | NPg Planning Scenario | Total installed non-renewable generation capacity (MW)
NPg Planning Scenario | Gen_BB002_NPgAggregate | MW | NPgN | SALT_1 | Total installed non-renewable generation capacity (MW) | Saltend North | SALTEND NORTH | 32.049 | 32.058 | 32.066 | 32.073 | 32.078 | 32.081 | 32.082 | 32.084 | 32.086 | 32.085 | 32.082 | 32.074 | 32.06 | 32.052 | 32.051 | 32.05 | 32.049 | 32.049 | 32.049 | 32.049 | 32.049 | 32.049 | 32.049 | 32.049 | 32.049 | 32.049 | 32.049 | 32.049 | 32.049 | 32.049 | NPgY | GSP | NPg Planning Scenario | Total installed non-renewable generation capacity (MW)
NPg Planning Scenario | Gen_BB002_NPgAggregate | MW | NPgN | SHEC_3 | Total installed non-renewable generation capacity (MW) | Sheffield City | SHEFFIELD CITY | 0 | 0.016 | 0.03 | 0.042 | 0.052 | 0.056 | 0.059 | 0.062 | 0.065 | 0.064 | 0.058 | 0.045 | 0.02 | 0.005 | 0.004 | 0.003 | 0.001 | 0 | 0 | 0 | 0 | 0 | 0 | 0 | 0 | 0 | 0 | 0 | 0 | 0 | NPgY | GSP | NPg Planning Scenario | Total installed non-renewable generation capacity (MW)
NPg Planning Scenario | Gen_BB002_NPgAggregate | MW | NPgN | SKLGB1 | Total installed non-renewable generation capacity (MW) | Skelton Grange | SKELTON GRANGE | 77.371 | 79.473 | 81.356 | 82.982 | 84.305 | 84.968 | 85.343 | 85.724 | 86.111 | 85.923 | 85.222 | 83.433 | 80.051 | 78.042 | 77.9 | 77.727 | 77.489 | 77.371 | 77.371 | 77.371 | 77.371 | 77.371 | 77.371 | 77.371 | 77.371 | 77.371 | 77.371 | 77.371 | 77.371 | 77.371 | NPgY | GSP | NPg Planning Scenario | Total installed non-renewable generation capacity (MW)
NPg Planning Scenario | Gen_BB002_NPgAggregate | MW | NPgN | TEMP_3 | Total installed non-renewable generation capacity (MW) | Templeborough | TEMPLEBOROUGH 275/33KV | 0 | 0.058 | 0.109 | 0.154 | 0.19 | 0.208 | 0.219 | 0.229 | 0.24 | 0.235 | 0.215 | 0.166 | 0.073 | 0.018 | 0.015 | 0.01 | 0.003 | 0 | 0 | 0 | 0 | 0 | 0 | 0 | 0 | 0 | 0 | 0 | 0 | 0 | NPgY | GSP | NPg Planning Scenario | Total installed non-renewable generation capacity (MW)
NPg Planning Scenario | Gen_BB002_NPgAggregate | MW | NPgN | THUR_6 | Total installed non-renewable generation capacity (MW) | Thurcroft | THURCROFT | 71.7 | 77.697 | 83.072 | 87.711 | 91.486 | 93.377 | 94.447 | 95.535 | 96.641 | 96.103 | 94.102 | 88.998 | 79.346 | 73.614 | 73.209 | 72.715 | 72.036 | 71.7 | 71.7 | 71.7 | 71.7 | 71.7 | 71.7 | 71.7 | 71.7 | 71.7 | 71.7 | 71.7 | 71.7 | 71.7 | NPgY | GSP | NPg Planning Scenario | Total installed non-renewable generation capacity (MW)
NPg Planning Scenario | Gen_BB002_NPgAggregate | MW | NPgN | WMEL_THOM | Total installed non-renewable generation capacity (MW) | Thorpe Marsh | WEST MELTON / THORPE MARSH | 62.494 | 67.966 | 72.87 | 77.103 | 80.547 | 82.273 | 83.249 | 84.241 | 85.25 | 84.76 | 82.934 | 78.277 | 69.47 | 64.24 | 63.871 | 63.42 | 62.8 | 62.494 | 62.494 | 62.494 | 62.494 | 62.494 | 62.494 | 62.494 | 62.494 | 62.494 | 62.494 | 62.494 | 62.494 | 62.494 | NPgY | GSP | NPg Planning Scenario | Total installed non-renewable generation capacity (MW)
NPg Planning Scenario | Gen_BB002_NPgAggregate | MW | NPgN | WMEL_BB3 | Total installed non-renewable generation capacity (MW) | West Melton | WEST MELTON SECTION 3 | 17.683 | 23.54 | 28.79 | 33.321 | 37.007 | 38.854 | 39.899 | 40.961 | 42.042 | 41.517 | 39.562 | 34.577 | 25.151 | 19.552 | 19.157 | 18.674 | 18.011 | 17.683 | 17.683 | 17.683 | 17.683 | 17.683 | 17.683 | 17.683 | 17.683 | 17.683 | 17.683 | 17.683 | 17.683 | 17.683 | NPgY | GSP | NPg Planning Scenario | Total installed non-renewable generation capacity (MW)
NPg Planning Scenario | Gen_BB002_NPgAggregate | MW | NPgN | WIBA_3 | Total installed non-renewable generation capacity (MW) | Wincobank | WINCOBANK | 0 | 0.204 | 0.387 | 0.545 | 0.674 | 0.738 | 0.774 | 0.811 | 0.849 | 0.831 | 0.763 | 0.589 | 0.26 | 0.065 | 0.051 | 0.035 | 0.011 | 0 | 0 | 0 | 0 | 0 | 0 | 0 | 0 | 0 | 0 | 0 | 0 | 0 | NPgY | GSP | NPg Planning Scenario | Total installed non-renewable generation capacity (MW)
NG FES - System Transformation | Gen_BB002_NPgAggregate | MW | NPgN | BLYTB1 | Total installed non-renewable generation capacity (MW) | Blyth 66kV | BLYTH 66kV | 7.3 | 10.666 | 13.773 | 16.968 | 19.56 | 21.767 | 23.858 | 25.782 | 27.491 | 27.846 | 27.508 | 26.676 | 24.266 | 20.492 | 16.111 | 11.763 | 8.223 | 7.814 | 7.678 | 7.526 | 7.324 | 6.842 | 6.375 | 5.839 | 5.33 | 4.897 | 4.545 | 4.227 | 3.896 | 3.643 | NPgN | GSP | NG FES - System Transformation | Total installed non-renewable generation capacity (MW)
NG FES - System Transformation | Gen_BB002_NPgAggregate | MW | NPgN | BLYTH132 | Total installed non-renewable generation capacity (MW) | Blyth 132kV | BLYTH 132kV | 0 | 5.901 | 11.395 | 17.045 | 21.628 | 25.53 | 29.226 | 32.628 | 35.65 | 36.278 | 35.681 | 34.209 | 29.949 | 23.275 | 15.528 | 7.842 | 1.585 | 0.876 | 0.649 | 0.396 | 0.1 | 0 | 0 | 0 | 0 | 0 | 0 | 0 | 0 | 0 | NPgN | GSP | NG FES - System Transformation | Total installed non-renewable generation capacity (MW)
NG FES - System Transformation | Gen_BB002_NPgAggregate | MW | NPgN | FOUR_1 | Total installed non-renewable generation capacity (MW) | Fourstones | FOURSTONES | 0 | 0.305 | 0.589 | 0.881 | 1.119 | 1.32 | 1.511 | 1.687 | 1.844 | 1.876 | 1.845 | 1.769 | 1.549 | 1.204 | 0.803 | 0.406 | 0.082 | 0.045 | 0.034 | 0.02 | 0.005 | 0 | 0 | 0 | 0 | 0 | 0 | 0 | 0 | 0 | NPgN | GSP | NG FES - System Transformation | Total installed non-renewable generation capacity (MW)
NG FES - System Transformation | Gen_BB002_NPgAggregate | MW | NPgN | HARM_6 | Total installed non-renewable generation capacity (MW) | Hart Moor | HARTMOOR | 52.141 | 53.79 | 55.326 | 56.905 | 58.186 | 59.277 | 60.31 | 61.261 | 62.106 | 62.281 | 62.114 | 61.703 | 60.512 | 58.647 | 56.481 | 54.333 | 52.579 | 50.157 | 43.748 | 37.51 | 31.68 | 26.376 | 21.391 | 16.782 | 12.582 | 8.943 | 5.91 | 3.558 | 1.882 | 0.012 | NPgN | GSP | NG FES - System Transformation | Total installed non-renewable generation capacity (MW)
NG FES - System Transformation | Gen_BB002_NPgAggregate | MW | NPgN | HAWP_6 | Total installed non-renewable generation capacity (MW) | Hawthorn Pit | HAWTHORN PIT GRID | 6.745 | 8.469 | 10.073 | 11.723 | 13.062 | 14.201 | 15.281 | 16.274 | 17.157 | 17.341 | 17.166 | 16.736 | 15.492 | 13.543 | 11.28 | 9.035 | 7.182 | 6.739 | 6.198 | 5.648 | 5.091 | 4.505 | 3.938 | 3.355 | 2.779 | 2.302 | 1.861 | 1.568 | 1.302 | 1.026 | NPgN | GSP | NG FES - System Transformation | Total installed non-renewable generation capacity (MW)
NG FES - System Transformation | Gen_BB002_NPgAggregate | MW | NPgN | KNARE_111 | Total installed non-renewable generation capacity (MW) | Knaresborough | KNARESBOROUGH | 65.535 | 72.395 | 78.781 | 85.349 | 90.677 | 95.213 | 99.51 | 103.465 | 106.978 | 107.708 | 107.014 | 105.302 | 100.35 | 92.592 | 83.586 | 74.651 | 67.372 | 65.376 | 61.79 | 58.266 | 54.776 | 49.691 | 44.661 | 39.463 | 34.626 | 30.475 | 27.077 | 24.18 | 21.573 | 19.285 | NPgN | GSP | NG FES - System Transformation | Total installed non-renewable generation capacity (MW)
NG FES - System Transformation | Gen_BB002_NPgAggregate | MW | NPgN | LACK_6 | Total installed non-renewable generation capacity (MW) | Lackenby | LACKENBY | 46.198 | 47.977 | 49.633 | 51.337 | 52.719 | 53.895 | 55.01 | 56.036 | 56.947 | 57.136 | 56.956 | 56.512 | 55.228 | 53.216 | 50.88 | 48.562 | 46.39 | 44.145 | 40.485 | 36.746 | 33.004 | 29.047 | 25.014 | 20.841 | 16.588 | 13.124 | 9.73 | 7.757 | 5.913 | 3.862 | NPgN | GSP | NG FES - System Transformation | Total installed non-renewable generation capacity (MW)
NG FES - System Transformation | Gen_BB002_NPgAggregate | MW | NPgN | NORT_1 | Total installed non-renewable generation capacity (MW) | Norton | NORTON | 105.944 | 120.078 | 133.233 | 146.765 | 157.741 | 167.087 | 175.939 | 184.087 | 191.324 | 192.829 | 191.398 | 187.872 | 177.67 | 161.687 | 143.134 | 124.725 | 109.609 | 106.34 | 102.312 | 98.242 | 93.95 | 86.361 | 78.665 | 70.35 | 62.394 | 55.671 | 49.959 | 45.338 | 40.86 | 37.003 | NPgN | GSP | NG FES - System Transformation | Total installed non-renewable generation capacity (MW)
NG FES - System Transformation | Gen_BB002_NPgAggregate | MW | NPgN | OFFE_3 | Total installed non-renewable generation capacity (MW) | Offerton | OFFERTON | 1.7 | 1.822 | 1.936 | 2.053 | 2.148 | 2.229 | 2.305 | 2.376 | 2.438 | 2.451 | 2.439 | 2.408 | 2.32 | 2.182 | 2.021 | 1.862 | 1.71 | 1.598 | 1.486 | 1.362 | 1.229 | 1.092 | 0.944 | 0.779 | 0.596 | 0.453 | 0.294 | 0.225 | 0.149 | 0.056 | NPgN | GSP | NG FES - System Transformation | Total installed non-renewable generation capacity (MW)
NG FES - System Transformation | Gen_BB002_NPgAggregate | MW | NPgN | OSBA_1 | Total installed non-renewable generation capacity (MW) | Osbaldwick | OSBALDWICK | 57.636 | 74.435 | 90.071 | 106.154 | 119.2 | 130.308 | 140.829 | 150.513 | 159.115 | 160.903 | 159.203 | 155.011 | 142.886 | 123.89 | 101.839 | 79.959 | 62.09 | 57.617 | 50.378 | 43.217 | 36.325 | 30.363 | 24.935 | 19.828 | 15.092 | 11.028 | 7.548 | 4.968 | 3.045 | 0.905 | NPgN | GSP | NG FES - System Transformation | Total installed non-renewable generation capacity (MW)
NG FES - System Transformation | Gen_BB002_NPgAggregate | MW | NPgN | POPP_3 | Total installed non-renewable generation capacity (MW) | Poppleton | POPPLETON | 2.85 | 3.366 | 3.845 | 4.339 | 4.739 | 5.08 | 5.403 | 5.701 | 5.965 | 6.019 | 5.967 | 5.839 | 5.466 | 4.883 | 4.207 | 3.535 | 2.988 | 2.805 | 2.437 | 2.077 | 1.737 | 1.439 | 1.166 | 0.915 | 0.686 | 0.487 | 0.322 | 0.193 | 0.102 | 0 | NPgN | GSP | NG FES - System Transformation | Total installed non-renewable generation capacity (MW)
NG FES - System Transformation | Gen_BB002_NPgAggregate | MW | NPgN | SALH_1 | Total installed non-renewable generation capacity (MW) | Saltholme | SALTHOLME | 264.029 | 264.157 | 264.277 | 264.4 | 264.5 | 264.585 | 264.665 | 264.739 | 264.805 | 264.819 | 264.806 | 264.774 | 264.681 | 264.536 | 264.367 | 264.2 | 262.735 | 250.168 | 224.568 | 198.891 | 173.938 | 149.657 | 125.433 | 101.306 | 77.298 | 57.492 | 38.599 | 27.162 | 17.319 | 5.981 | NPgN | GSP | NG FES - System Transformation | Total installed non-renewable generation capacity (MW)
NG FES - System Transformation | Gen_BB002_NPgAggregate | MW | NPgN | SSHI_3 | Total installed non-renewable generation capacity (MW) | South Shields | SOUTH SHIELDS | 35.152 | 35.153 | 35.154 | 35.154 | 35.155 | 35.156 | 35.156 | 35.157 | 35.157 | 35.157 | 35.157 | 35.157 | 35.156 | 35.155 | 35.154 | 35.153 | 35.152 | 33.656 | 29.364 | 25.195 | 21.312 | 17.75 | 14.387 | 11.281 | 8.457 | 6.007 | 3.971 | 2.383 | 1.256 | 0 | NPgN | GSP | NG FES - System Transformation | Total installed non-renewable generation capacity (MW)
NG FES - System Transformation | Gen_BB002_NPgAggregate | MW | NPgN | KIELD01 and SPAD20 | Total installed non-renewable generation capacity (MW) | 0 | SPADEADAM | 0 | 0.239 | 0.462 | 0.691 | 0.877 | 1.035 | 1.184 | 1.322 | 1.445 | 1.47 | 1.446 | 1.386 | 1.214 | 0.943 | 0.629 | 0.318 | 0.064 | 0.035 | 0.026 | 0.016 | 0.004 | 0 | 0 | 0 | 0 | 0 | 0 | 0 | 0 | 0 | NPgN | GSP | NG FES - System Transformation | Total installed non-renewable generation capacity (MW)
NG FES - System Transformation | Gen_BB002_NPgAggregate | MW | NPgN | SPEN_1 | Total installed non-renewable generation capacity (MW) | Spennymoor | SPENNYMOOR | 9.827 | 21.05 | 31.497 | 42.243 | 50.959 | 58.381 | 65.41 | 71.88 | 77.628 | 78.822 | 77.686 | 74.886 | 66.784 | 54.093 | 39.359 | 24.741 | 12.839 | 11.232 | 10.074 | 8.885 | 7.648 | 6.631 | 5.815 | 5.005 | 4.255 | 3.61 | 3.077 | 2.64 | 2.273 | 1.925 | NPgN | GSP | NG FES - System Transformation | Total installed non-renewable generation capacity (MW)
NG FES - System Transformation | Gen_BB002_NPgAggregate | MW | NPgN | STEN_1 | Total installed non-renewable generation capacity (MW) | Stella North | STELLA NORTH | 28.351 | 29.128 | 29.851 | 30.595 | 31.198 | 31.712 | 32.198 | 32.646 | 33.044 | 33.127 | 33.048 | 32.854 | 32.294 | 31.415 | 30.395 | 29.383 | 28.383 | 27.191 | 25.392 | 23.532 | 21.631 | 19.363 | 17.003 | 14.496 | 11.924 | 9.835 | 7.787 | 6.582 | 5.403 | 4.148 | NPgN | GSP | NG FES - System Transformation | Total installed non-renewable generation capacity (MW)
NG FES - System Transformation | Gen_BB002_NPgAggregate | MW | NPgN | STES_1 | Total installed non-renewable generation capacity (MW) | Stella South | STELLA SOUTH | 4.167 | 9.648 | 14.75 | 19.998 | 24.255 | 27.879 | 31.312 | 34.472 | 37.279 | 37.863 | 37.308 | 35.94 | 31.984 | 25.785 | 18.59 | 11.45 | 5.637 | 4.8 | 4.086 | 3.362 | 2.629 | 2.116 | 1.718 | 1.349 | 1.012 | 0.72 | 0.476 | 0.288 | 0.153 | 0.003 | NPgN | GSP | NG FES - System Transformation | Total installed non-renewable generation capacity (MW)
NG FES - System Transformation | Gen_BB002_NPgAggregate | MW | NPgN | TYNE_1 | Total installed non-renewable generation capacity (MW) | Tynemouth 1 | TYNEMOUTH | 43.869 | 44.08 | 44.276 | 44.478 | 44.641 | 44.781 | 44.912 | 45.034 | 45.142 | 45.164 | 45.143 | 45.09 | 44.938 | 44.7 | 44.423 | 44.149 | 43.828 | 42.102 | 37.981 | 33.918 | 30.033 | 26.036 | 22.115 | 18.277 | 14.618 | 11.525 | 8.786 | 6.85 | 5.261 | 3.563 | NPgN | GSP | NG FES - System Transformation | Total installed non-renewable generation capacity (MW)
NG FES - System Transformation | Gen_BB002_NPgAggregate | MW | NPgN | WBOL_6 | Total installed non-renewable generation capacity (MW) | West Boldon | WEST BOLDON | 7.606 | 8.262 | 8.873 | 9.501 | 10.01 | 10.444 | 10.855 | 11.233 | 11.569 | 11.639 | 11.573 | 11.409 | 10.935 | 10.193 | 9.332 | 8.478 | 7.776 | 7.367 | 6.439 | 5.531 | 4.674 | 3.903 | 3.179 | 2.503 | 1.879 | 1.343 | 0.886 | 0.545 | 0.295 | 0.015 | NPgN | GSP | NG FES - System Transformation | Total installed non-renewable generation capacity (MW)
NG FES - System Transformation | Gen_BB002_NPgAggregate | MW | NPgN | BRAW_1 | Total installed non-renewable generation capacity (MW) | Bradford West | BRADFORD WEST | 20.708 | 23.306 | 25.318 | 27.216 | 28.77 | 30.106 | 31.374 | 32.548 | 33.6 | 33.827 | 33.526 | 32.917 | 31.42 | 29.154 | 26.548 | 23.978 | 21.721 | 20.343 | 18.118 | 15.862 | 13.624 | 11.626 | 9.717 | 7.815 | 5.915 | 4.35 | 2.848 | 1.953 | 1.18 | 0.282 | NPgY | GSP | NG FES - System Transformation | Total installed non-renewable generation capacity (MW)
NG FES - System Transformation | Gen_BB002_NPgAggregate | MW | NPgN | CAMB_01 | Total installed non-renewable generation capacity (MW) | Camblesforth | CAMBLESFORTH | 13.081 | 13.526 | 13.872 | 14.198 | 14.464 | 14.694 | 14.911 | 15.113 | 15.293 | 15.332 | 15.281 | 15.176 | 14.919 | 14.53 | 14.083 | 13.642 | 13.143 | 12.372 | 11.333 | 10.24 | 9.112 | 7.994 | 6.828 | 5.586 | 4.254 | 3.199 | 2.082 | 1.538 | 0.99 | 0.335 | NPgY | GSP | NG FES - System Transformation | Total installed non-renewable generation capacity (MW)
NG FES - System Transformation | Gen_BB002_NPgAggregate | MW | NPgN | CREB_1 | Total installed non-renewable generation capacity (MW) | Creyke Beck | CREYKE BECK | 134.789 | 153.661 | 168.284 | 182.072 | 193.365 | 203.066 | 212.285 | 220.815 | 228.456 | 230.105 | 227.92 | 223.49 | 212.618 | 196.153 | 177.22 | 158.542 | 142.51 | 133.59 | 117.68 | 101.756 | 86.212 | 72.664 | 60.052 | 47.858 | 36.098 | 26.227 | 17.228 | 11.297 | 6.549 | 1.109 | NPgY | GSP | NG FES - System Transformation | Total installed non-renewable generation capacity (MW)
NG FES - System Transformation | Gen_BB002_NPgAggregate | MW | NPgN | DRAX_YEDL | Total installed non-renewable generation capacity (MW) | Drax | DRAX | 77.315 | 79.582 | 81.339 | 82.995 | 84.351 | 85.516 | 86.623 | 87.648 | 88.566 | 88.764 | 88.501 | 87.969 | 86.663 | 84.686 | 82.412 | 80.168 | 78.188 | 74.452 | 65.327 | 56.374 | 47.907 | 40.179 | 32.852 | 25.951 | 19.509 | 14.002 | 9.229 | 5.776 | 3.192 | 0.274 | NPgY | GSP | NG FES - System Transformation | Total installed non-renewable generation capacity (MW)
NG FES - System Transformation | Gen_BB002_NPgAggregate | MW | NPgN | ELLA_1 | Total installed non-renewable generation capacity (MW) | Elland | ELLAND | 59.925 | 62.492 | 64.482 | 66.357 | 67.894 | 69.213 | 70.467 | 71.628 | 72.667 | 72.892 | 72.594 | 71.992 | 70.513 | 68.273 | 65.697 | 63.156 | 60.258 | 56.446 | 52.456 | 48.078 | 43.354 | 38.514 | 33.29 | 27.481 | 20.999 | 15.969 | 10.362 | 7.935 | 5.248 | 1.989 | NPgY | GSP | NG FES - System Transformation | Total installed non-renewable generation capacity (MW)
NG FES - System Transformation | Gen_BB002_NPgAggregate | MW | NPgN | FERRA2 | Total installed non-renewable generation capacity (MW) | Ferrybridge A | FERRYBRIDGE A | 16.047 | 19.76 | 22.637 | 25.35 | 27.572 | 29.48 | 31.294 | 32.972 | 34.475 | 34.8 | 34.37 | 33.498 | 31.359 | 28.12 | 24.395 | 20.72 | 17.515 | 16.149 | 14.534 | 12.842 | 11.087 | 9.571 | 8.126 | 6.619 | 5.038 | 3.771 | 2.468 | 1.792 | 1.143 | 0.374 | NPgY | GSP | NG FES - System Transformation | Total installed non-renewable generation capacity (MW)
NG FES - System Transformation | Gen_BB002_NPgAggregate | MW | NPgN | FERRB9 | Total installed non-renewable generation capacity (MW) | Ferrybridge B (_M) | FERRYBRIDGE B | 226.173 | 235.689 | 243.062 | 250.015 | 255.709 | 260.6 | 265.249 | 269.55 | 273.403 | 274.234 | 273.132 | 270.899 | 265.417 | 257.115 | 247.568 | 238.15 | 229.646 | 221.293 | 205.503 | 189.674 | 173.971 | 155.267 | 136.609 | 117.436 | 98.804 | 83.213 | 69.209 | 59.352 | 50.434 | 41.559 | NPgY | GSP | NG FES - System Transformation | Total installed non-renewable generation capacity (MW)
NG FES - System Transformation | Gen_BB002_NPgAggregate | MW | NPgN | GRIW_1 | Total installed non-renewable generation capacity (MW) | Grimsby West | GRIMSBY WEST | 119.205 | 125.313 | 130.046 | 134.509 | 138.164 | 141.304 | 144.288 | 147.048 | 149.522 | 150.055 | 149.348 | 147.914 | 144.395 | 139.066 | 132.938 | 126.893 | 120.922 | 113.915 | 103.083 | 91.934 | 80.717 | 70.002 | 59.202 | 48.059 | 36.5 | 27.178 | 17.734 | 12.683 | 7.951 | 2.364 | NPgY | GSP | NG FES - System Transformation | Total installed non-renewable generation capacity (MW)
NG FES - System Transformation | Gen_BB002_NPgAggregate | MW | NPgN | JORD_3 | Total installed non-renewable generation capacity (MW) | Jordanthorpe | JORDANTHORPE | 0 | 0.289 | 0.513 | 0.724 | 0.897 | 1.046 | 1.187 | 1.317 | 1.434 | 1.46 | 1.426 | 1.358 | 1.192 | 0.94 | 0.65 | 0.364 | 0.125 | 0.084 | 0.062 | 0.038 | 0.01 | 0 | 0 | 0 | 0 | 0 | 0 | 0 | 0 | 0 | NPgY | GSP | NG FES - System Transformation | Total installed non-renewable generation capacity (MW)
NG FES - System Transformation | Gen_BB002_NPgAggregate | MW | NPgN | KEAD_YEDL | Total installed non-renewable generation capacity (MW) | Keadby | KEADBY | 198.317 | 229.792 | 254.178 | 277.173 | 296.006 | 312.185 | 327.558 | 341.783 | 354.528 | 357.278 | 353.633 | 346.246 | 328.113 | 300.655 | 269.08 | 237.931 | 211.886 | 207.203 | 204.499 | 201.511 | 198.069 | 196.679 | 196.319 | 195.948 | 195.563 | 195.253 | 194.938 | 194.77 | 194.612 | 194.426 | NPgY | GSP | NG FES - System Transformation | Total installed non-renewable generation capacity (MW)
NG FES - System Transformation | Gen_BB002_NPgAggregate | MW | NPgN | KIRKB1 | Total installed non-renewable generation capacity (MW) | Kirkstall B | KIRKSTALL B | 20.376 | 21.447 | 22.278 | 23.061 | 23.702 | 24.253 | 24.777 | 25.261 | 25.695 | 25.789 | 25.665 | 25.413 | 24.796 | 23.861 | 22.785 | 21.725 | 20.839 | 20.686 | 20.606 | 20.516 | 20.411 | 20.376 | 20.376 | 20.376 | 20.376 | 20.376 | 20.376 | 20.376 | 20.376 | 20.376 | NPgY | GSP | NG FES - System Transformation | Total installed non-renewable generation capacity (MW)
NG FES - System Transformation | Gen_BB002_NPgAggregate | MW | NPgN | NEEP_3 | Total installed non-renewable generation capacity (MW) | Neepsend | NEEPSEND | 0 | 0.1 | 0.177 | 0.251 | 0.31 | 0.362 | 0.411 | 0.456 | 0.496 | 0.505 | 0.493 | 0.47 | 0.412 | 0.325 | 0.225 | 0.126 | 0.043 | 0.029 | 0.021 | 0.013 | 0.003 | 0 | 0 | 0 | 0 | 0 | 0 | 0 | 0 | 0 | NPgY | GSP | NG FES - System Transformation | Total installed non-renewable generation capacity (MW)
NG FES - System Transformation | Gen_BB002_NPgAggregate | MW | NPgN | NORL_3 | Total installed non-renewable generation capacity (MW) | Norton Lees | NORTON LEES | 0.236 | 0.236 | 0.236 | 0.236 | 0.236 | 0.236 | 0.236 | 0.237 | 0.237 | 0.237 | 0.237 | 0.237 | 0.236 | 0.236 | 0.236 | 0.236 | 0.236 | 0.236 | 0.236 | 0.236 | 0.236 | 0.236 | 0.236 | 0.236 | 0.236 | 0.236 | 0.236 | 0.236 | 0.236 | 0.236 | NPgY | GSP | NG FES - System Transformation | Total installed non-renewable generation capacity (MW)
NG FES - System Transformation | Gen_BB002_NPgAggregate | MW | NPgN | PITS_BB_B | Total installed non-renewable generation capacity (MW) | Pitsmoor | PITSMOOR 3/4 | 0.105 | 0.106 | 0.107 | 0.108 | 0.108 | 0.109 | 0.109 | 0.109 | 0.11 | 0.11 | 0.11 | 0.11 | 0.109 | 0.108 | 0.107 | 0.107 | 0.106 | 0.106 | 0.106 | 0.106 | 0.105 | 0.105 | 0.105 | 0.105 | 0.105 | 0.105 | 0.105 | 0.105 | 0.105 | 0.105 | NPgY | GSP | NG FES - System Transformation | Total installed non-renewable generation capacity (MW)
NG FES - System Transformation | Gen_BB002_NPgAggregate | MW | NPgN | SALT_1 | Total installed non-renewable generation capacity (MW) | Saltend North | SALTEND NORTH | 32.049 | 32.061 | 32.07 | 32.078 | 32.085 | 32.091 | 32.097 | 32.102 | 32.107 | 32.108 | 32.107 | 32.104 | 32.097 | 32.087 | 32.075 | 32.064 | 32.054 | 32.052 | 32.051 | 32.05 | 32.049 | 32.049 | 32.049 | 32.049 | 32.049 | 32.049 | 32.049 | 32.049 | 32.049 | 32.049 | NPgY | GSP | NG FES - System Transformation | Total installed non-renewable generation capacity (MW)
NG FES - System Transformation | Gen_BB002_NPgAggregate | MW | NPgN | SHEC_3 | Total installed non-renewable generation capacity (MW) | Sheffield City | SHEFFIELD CITY | 0 | 0.021 | 0.037 | 0.052 | 0.064 | 0.075 | 0.085 | 0.094 | 0.103 | 0.104 | 0.102 | 0.097 | 0.085 | 0.067 | 0.046 | 0.026 | 0.009 | 0.006 | 0.004 | 0.003 | 0.001 | 0 | 0 | 0 | 0 | 0 | 0 | 0 | 0 | 0 | NPgY | GSP | NG FES - System Transformation | Total installed non-renewable generation capacity (MW)
NG FES - System Transformation | Gen_BB002_NPgAggregate | MW | NPgN | SKLGB1 | Total installed non-renewable generation capacity (MW) | Skelton Grange | SKELTON GRANGE | 77.371 | 80.153 | 82.309 | 84.342 | 86.006 | 87.436 | 88.795 | 90.053 | 91.179 | 91.423 | 91.1 | 90.447 | 88.845 | 86.417 | 83.626 | 80.873 | 78.573 | 78.177 | 77.969 | 77.736 | 77.463 | 77.371 | 77.371 | 77.371 | 77.371 | 77.371 | 77.371 | 77.371 | 77.371 | 77.371 | NPgY | GSP | NG FES - System Transformation | Total installed non-renewable generation capacity (MW)
NG FES - System Transformation | Gen_BB002_NPgAggregate | MW | NPgN | TEMP_3 | Total installed non-renewable generation capacity (MW) | Templeborough | TEMPLEBOROUGH 275/33KV | 0 | 0.076 | 0.135 | 0.191 | 0.237 | 0.276 | 0.313 | 0.348 | 0.379 | 0.385 | 0.377 | 0.359 | 0.315 | 0.248 | 0.172 | 0.096 | 0.033 | 0.022 | 0.016 | 0.01 | 0.003 | 0 | 0 | 0 | 0 | 0 | 0 | 0 | 0 | 0 | NPgY | GSP | NG FES - System Transformation | Total installed non-renewable generation capacity (MW)
NG FES - System Transformation | Gen_BB002_NPgAggregate | MW | NPgN | THUR_6 | Total installed non-renewable generation capacity (MW) | Thurcroft | THURCROFT | 71.7 | 79.639 | 85.79 | 91.591 | 96.341 | 100.422 | 104.3 | 107.888 | 111.102 | 111.796 | 110.877 | 109.013 | 104.44 | 97.514 | 89.549 | 81.692 | 75.131 | 74.001 | 73.406 | 72.742 | 71.963 | 71.7 | 71.7 | 71.7 | 71.7 | 71.7 | 71.7 | 71.7 | 71.7 | 71.7 | NPgY | GSP | NG FES - System Transformation | Total installed non-renewable generation capacity (MW)
NG FES - System Transformation | Gen_BB002_NPgAggregate | MW | NPgN | WMEL_THOM | Total installed non-renewable generation capacity (MW) | Thorpe Marsh | WEST MELTON / THORPE MARSH | 62.494 | 69.738 | 75.35 | 80.642 | 84.977 | 88.7 | 92.239 | 95.513 | 98.446 | 99.079 | 98.24 | 96.54 | 92.366 | 86.047 | 78.78 | 71.611 | 65.624 | 64.593 | 64.05 | 63.444 | 62.733 | 62.494 | 62.494 | 62.494 | 62.494 | 62.494 | 62.494 | 62.494 | 62.494 | 62.494 | NPgY | GSP | NG FES - System Transformation | Total installed non-renewable generation capacity (MW)
NG FES - System Transformation | Gen_BB002_NPgAggregate | MW | NPgN | WMEL_BB3 | Total installed non-renewable generation capacity (MW) | West Melton | WEST MELTON SECTION 3 | 17.683 | 25.437 | 31.445 | 37.109 | 41.749 | 45.735 | 49.522 | 53.026 | 56.166 | 56.844 | 55.946 | 54.126 | 49.659 | 42.894 | 35.116 | 27.442 | 21.033 | 19.93 | 19.349 | 18.7 | 17.939 | 17.683 | 17.683 | 17.683 | 17.683 | 17.683 | 17.683 | 17.683 | 17.683 | 17.683 | NPgY | GSP | NG FES - System Transformation | Total installed non-renewable generation capacity (MW)
NG FES - System Transformation | Gen_BB002_NPgAggregate | MW | NPgN | WIBA_3 | Total installed non-renewable generation capacity (MW) | Wincobank | WINCOBANK | 0 | 0.27 | 0.48 | 0.677 | 0.839 | 0.978 | 1.11 | 1.232 | 1.341 | 1.365 | 1.334 | 1.27 | 1.115 | 0.879 | 0.608 | 0.34 | 0.117 | 0.078 | 0.058 | 0.035 | 0.009 | 0 | 0 | 0 | 0 | 0 | 0 | 0 | 0 | 0 | NPgY | GSP | NG FES - System Transformation | Total installed non-renewable generation capacity (MW)
NPg Planning Scenario | Dem_BB000c_NPgExtra | % | NPgN | BLYTB1 | Peak utilisation (percent - whole number) | Blyth 66kV | BLYTH 66kV | 44.8 | 44 | 44.1 | 44.4 | 45 | 45.9 | 47 | 48.5 | 50.9 | 53.3 | 55.7 | 58 | 60.7 | 63.3 | 66.3 | 69.1 | 71.6 | 74 | 76.3 | 78.2 | 79.9 | 81.5 | 83.1 | 84.5 | 85.8 | 87 | 88.3 | 89.5 | 89.7 | 89.8 | NPgN | GSP | NPg Planning Scenario | Peak utilisation (percent - whole number)
NPg Planning Scenario | Dem_BB000c_NPgExtra | % | NPgN | BLYTH132 | Peak utilisation (percent - whole number) | Blyth 132kV | BLYTH 132kV | 19.5 | 19.2 | 19.3 | 19.5 | 19.7 | 20.3 | 21.2 | 22.3 | 22.3 | 23.3 | 24 | 24.8 | 25.9 | 26.9 | 27.9 | 29 | 29.9 | 30.8 | 31.6 | 32.3 | 32.9 | 33.6 | 34.1 | 34.6 | 35 | 35.5 | 35.9 | 36.3 | 36.4 | 36.5 | NPgN | GSP | NPg Planning Scenario | Peak utilisation (percent - whole number)
NPg Planning Scenario | Dem_BB000c_NPgExtra | % | NPgN | FOUR_1 | Peak utilisation (percent - whole number) | Fourstones | FOURSTONES | [30 empty] | NPgN | GSP | NPg Planning Scenario | Peak utilisation (percent - whole number)
NPg Planning Scenario | Dem_BB000c_NPgExtra | % | NPgN | HARM_6 | Peak utilisation (percent - whole number) | Hart Moor | HARTMOOR | 69.4 | 68 | 67.8 | 67.9 | 68.2 | 68.8 | 69.7 | 70.9 | 73 | 75.3 | 77.6 | 79.7 | 82.3 | 84.8 | 87.7 | 90.5 | 92.9 | 95.3 | 97.5 | 99.5 | 101.4 | 103 | 104.5 | 105.7 | 106.8 | 107.7 | 108.7 | 109.6 | 109.7 | 109.6 | NPgN | GSP | NPg Planning Scenario | Peak utilisation (percent - whole number)
NPg Planning Scenario | Dem_BB000c_NPgExtra | % | NPgN | HAWP_6 | Peak utilisation (percent - whole number) | Hawthorn Pit | HAWTHORN PIT GRID | 39.3 | 38 | 38 | 38.1 | 38.5 | 39.1 | 39.9 | 40.9 | 43.1 | 44.9 | 46.9 | 48.8 | 50.9 | 53.1 | 55.4 | 57.7 | 59.7 | 61.6 | 63.5 | 65 | 66.4 | 67.7 | 69 | 70.1 | 71.1 | 72.1 | 73 | 74 | 74 | 74 | NPgN | GSP | NPg Planning Scenario | Peak utilisation (percent - whole number)
NPg Planning Scenario | Dem_BB000c_NPgExtra | % | NPgN | KNARE_111 | Peak utilisation (percent - whole number) | Knaresborough | KNARESBOROUGH | 64.7 | 63.6 | 63.5 | 63.5 | 63.8 | 64.5 | 65.7 | 67.3 | 69.4 | 71.9 | 74.3 | 76.6 | 79.6 | 82.5 | 85.5 | 88.5 | 91.4 | 94.2 | 96.9 | 99.2 | 101.4 | 103.5 | 105.5 | 107.3 | 109 | 110.8 | 112.5 | 114.2 | 114.6 | 114.9 | NPgN | GSP | NPg Planning Scenario | Peak utilisation (percent - whole number)
NPg Planning Scenario | Dem_BB000c_NPgExtra | % | NPgN | LACK_6 | Peak utilisation (percent - whole number) | Lackenby | LACKENBY | 50.7 | 49.5 | 49.5 | 49.7 | 50.1 | 50.8 | 51.8 | 53.1 | 55.4 | 57.6 | 59.8 | 62 | 64.4 | 66.9 | 69.5 | 72.1 | 74.4 | 76.6 | 78.8 | 80.6 | 82.2 | 83.7 | 85.2 | 86.4 | 87.6 | 88.7 | 89.8 | 90.9 | 91.1 | 91.2 | NPgN | GSP | NPg Planning Scenario | Peak utilisation (percent - whole number)
NPg Planning Scenario | Dem_BB000c_NPgExtra | % | NPgN | NORT_1 | Peak utilisation (percent - whole number) | Norton | NORTON | 47.4 | 46.3 | 46.3 | 46.5 | 46.9 | 47.7 | 48.8 | 50.2 | 52.1 | 54.3 | 56.4 | 58.3 | 60.7 | 63 | 65.5 | 68 | 70.2 | 72.3 | 74.3 | 76 | 77.5 | 78.9 | 80.2 | 81.4 | 82.5 | 83.6 | 84.6 | 85.6 | 85.8 | 85.9 | NPgN | GSP | NPg Planning Scenario | Peak utilisation (percent - whole number)
NPg Planning Scenario | Dem_BB000c_NPgExtra | % | NPgN | OFFE_3 | Peak utilisation (percent - whole number) | Offerton | OFFERTON | 42.6 | 41.4 | 41.2 | 41.2 | 41.5 | 41.9 | 42.5 | 43.3 | 45.8 | 47.7 | 49.7 | 51.3 | 53.4 | 55.6 | 58.1 | 60.5 | 62.7 | 64.7 | 66.7 | 68.4 | 69.9 | 71.3 | 72.8 | 73.9 | 75.1 | 76.2 | 77.4 | 78.5 | 78.5 | 78.4 | NPgN | GSP | NPg Planning Scenario | Peak utilisation (percent - whole number)
NPg Planning Scenario | Dem_BB000c_NPgExtra | % | NPgN | OSBA_1 | Peak utilisation (percent - whole number) | Osbaldwick | OSBALDWICK | 43.8 | 42.7 | 42.9 | 43.2 | 43.8 | 44.5 | 45.6 | 47 | 48.7 | 50.8 | 52.9 | 54.8 | 57.1 | 59.3 | 61.9 | 64.3 | 66.5 | 68.5 | 70.5 | 72.1 | 73.6 | 75 | 76.3 | 77.5 | 78.6 | 79.7 | 80.8 | 81.9 | 82.1 | 82.2 | NPgN | GSP | NPg Planning Scenario | Peak utilisation (percent - whole number)
NPg Planning Scenario | Dem_BB000c_NPgExtra | % | NPgN | POPP_3 | Peak utilisation (percent - whole number) | Poppleton | POPPLETON | 32.7 | 31.7 | 31.9 | 32.3 | 32.8 | 33.3 | 34.1 | 35.1 | 36.8 | 38.5 | 40.2 | 41.7 | 43.5 | 45.4 | 47.5 | 49.4 | 51.2 | 52.8 | 54.4 | 55.7 | 56.8 | 57.9 | 58.9 | 59.8 | 60.7 | 61.5 | 62.2 | 63 | 63.1 | 63.1 | NPgN | GSP | NPg Planning Scenario | Peak utilisation (percent - whole number)
NPg Planning Scenario | Dem_BB000c_NPgExtra | % | NPgN | SALH_1 | Peak utilisation (percent - whole number) | Saltholme | SALTHOLME | 24.9 | 24.8 | 24.6 | 24.4 | 24.3 | 24.1 | 24 | 23.9 | 23.8 | 23.8 | 23.8 | 23.8 | 23.8 | 23.8 | 23.8 | 23.8 | 23.8 | 23.8 | 23.8 | 23.8 | 23.8 | 23.9 | 23.9 | 23.9 | 23.9 | 24 | 24 | 24 | 24 | 24 | NPgN | GSP | NPg Planning Scenario | Peak utilisation (percent - whole number)
NPg Planning Scenario | Dem_BB000c_NPgExtra | % | NPgN | SSHI_3 | Peak utilisation (percent - whole number) | South Shields | SOUTH SHIELDS | 33.7 | 32.7 | 32.7 | 32.9 | 33.3 | 33.8 | 34.6 | 35.6 | 37.7 | 39.6 | 41.5 | 43.2 | 45.3 | 47.4 | 49.8 | 52 | 54.1 | 56 | 57.8 | 59.4 | 60.7 | 62 | 63.3 | 64.3 | 65.3 | 66.3 | 67.2 | 68.1 | 68.2 | 68.1 | NPgN | GSP | NPg Planning Scenario | Peak utilisation (percent - whole number)
NPg Planning Scenario | Dem_BB000c_NPgExtra | % | NPgN | KIELD01 and SPAD20 | Peak utilisation (percent - whole number) | 0 | SPADEADAM | [30 empty] | NPgN | GSP | NPg Planning Scenario | Peak utilisation (percent - whole number)
NPg Planning Scenario | Dem_BB000c_NPgExtra | % | NPgN | SPEN_1 | Peak utilisation (percent - whole number) | Spennymoor | SPENNYMOOR | 37.9 | 37 | 36.7 | 36.6 | 36.6 | 36.8 | 37.4 | 38.2 | 39.3 | 40.6 | 41.9 | 43.1 | 44.6 | 46.1 | 47.6 | 49.1 | 50.6 | 52 | 53.4 | 54.6 | 55.7 | 56.7 | 57.7 | 58.5 | 59.3 | 60.1 | 60.9 | 61.7 | 61.7 | 61.7 | NPgN | GSP | NPg Planning Scenario | Peak utilisation (percent - whole number)
NPg Planning Scenario | Dem_BB000c_NPgExtra | % | NPgN | STEN_1 | Peak utilisation (percent - whole number) | Stella North | STELLA NORTH | 28.8 | 28.1 | 28 | 28.1 | 28.3 | 28.6 | 29 | 29.5 | 30.8 | 31.9 | 33.1 | 34.1 | 35.4 | 36.7 | 38 | 39.4 | 40.6 | 41.8 | 42.9 | 43.9 | 44.7 | 45.6 | 46.4 | 47.1 | 47.8 | 48.5 | 49.2 | 49.8 | 49.9 | 50 | NPgN | GSP | NPg Planning Scenario | Peak utilisation (percent - whole number)
NPg Planning Scenario | Dem_BB000c_NPgExtra | % | NPgN | STES_1 | Peak utilisation (percent - whole number) | Stella South | STELLA SOUTH | 27.6 | 27.1 | 26.9 | 26.8 | 26.7 | 26.6 | 26.8 | 27 | 27.3 | 27.8 | 28.3 | 28.7 | 29.3 | 29.9 | 30.5 | 31.1 | 31.7 | 32.2 | 32.8 | 33.3 | 33.8 | 34.2 | 34.5 | 34.8 | 35.1 | 35.3 | 35.6 | 35.8 | 35.8 | 35.8 | NPgN | GSP | NPg Planning Scenario | Peak utilisation (percent - whole number)
NPg Planning Scenario | Dem_BB000c_NPgExtra | % | NPgN | TYNE_1 | Peak utilisation (percent - whole number) | Tynemouth 1 | TYNEMOUTH | 26.6 | 25.8 | 25.9 | 26.1 | 26.6 | 27.1 | 27.7 | 28.6 | 30.1 | 31.6 | 33 | 34.3 | 35.9 | 37.4 | 39.2 | 40.8 | 42.3 | 43.7 | 45 | 46.1 | 47.1 | 48.1 | 49 | 49.7 | 50.5 | 51.2 | 51.9 | 52.6 | 52.7 | 52.8 | NPgN | GSP | NPg Planning Scenario | Peak utilisation (percent - whole number)
NPg Planning Scenario | Dem_BB000c_NPgExtra | % | NPgN | WBOL_6 | Peak utilisation (percent - whole number) | West Boldon | WEST BOLDON | 53.7 | 52.3 | 52.2 | 52.2 | 52.6 | 53.1 | 53.9 | 55.1 | 57.6 | 59.7 | 61.9 | 64 | 66.4 | 68.8 | 71.5 | 74.1 | 76.4 | 78.6 | 80.8 | 82.6 | 84.2 | 85.7 | 87.2 | 88.4 | 89.6 | 90.8 | 91.9 | 93 | 93.1 | 93.1 | NPgN | GSP | NPg Planning Scenario | Peak utilisation (percent - whole number)
NPg Planning Scenario | Dem_BB000c_NPgExtra | % | NPgN | BRAW_1 | Peak utilisation (percent - whole number) | Bradford West | BRADFORD WEST | 41 | 43.1 | 43.2 | 43.5 | 44.1 | 45.1 | 46.4 | 48 | 49.9 | 53.2 | 55.7 | 58.2 | 61 | 63.6 | 66.8 | 69.8 | 72.4 | 75.1 | 77.5 | 79.5 | 81.2 | 82.9 | 84.4 | 85.8 | 87.1 | 88.2 | 89.4 | 90.5 | 90.6 | 90.6 | NPgY | GSP | NPg Planning Scenario | Peak utilisation (percent - whole number)
NPg Planning Scenario | Dem_BB000c_NPgExtra | % | NPgN | CAMB_01 | Peak utilisation (percent - whole number) | Camblesforth | CAMBLESFORTH | 15.7 | 30.3 | 30.4 | 30.6 | 30.8 | 31.2 | 31.9 | 32.6 | 33.5 | 34.4 | 35.4 | 36.2 | 37.3 | 38.3 | 39.6 | 40.7 | 41.7 | 42.7 | 43.7 | 44.4 | 45.1 | 45.7 | 46.3 | 46.8 | 47.2 | 47.6 | 48.1 | 48.5 | 48.5 | 48.6 | NPgY | GSP | NPg Planning Scenario | Peak utilisation (percent - whole number)
NPg Planning Scenario | Dem_BB000c_NPgExtra | % | NPgN | CREB_1 | Peak utilisation (percent - whole number) | Creyke Beck | CREYKE BECK | 44.8 | 51.2 | 51.3 | 51.7 | 52.2 | 53 | 54.4 | 56.1 | 58 | 60.2 | 62.5 | 64.5 | 67 | 69.6 | 72.6 | 75.3 | 77.8 | 80.1 | 82.4 | 84.2 | 85.9 | 87.4 | 89 | 90.2 | 91.5 | 92.6 | 93.8 | 94.9 | 95.1 | 95.2 | NPgY | GSP | NPg Planning Scenario | Peak utilisation (percent - whole number)
NPg Planning Scenario | Dem_BB000c_NPgExtra | % | NPgN | DRAX_YEDL | Peak utilisation (percent - whole number) | Drax | DRAX | 33.7 | 72.2 | 72.1 | 72 | 71.9 | 72 | 72.4 | 73 | 73.6 | 73.8 | 74.5 | 75.1 | 75.7 | 76.4 | 77.3 | 78.1 | 78.8 | 79.5 | 80.3 | 80.9 | 81.5 | 82 | 82.5 | 82.9 | 83.3 | 83.7 | 84.1 | 84.5 | 84.7 | 84.8 | NPgY | GSP | NPg Planning Scenario | Peak utilisation (percent - whole number)
NPg Planning Scenario | Dem_BB000c_NPgExtra | % | NPgN | ELLA_1 | Peak utilisation (percent - whole number) | Elland | ELLAND | 49.6 | 49.3 | 50.2 | 50.6 | 51.3 | 52.5 | 53.9 | 55.7 | 57.7 | 63 | 65.8 | 68.5 | 71.7 | 74.6 | 80.8 | 84.2 | 87.1 | 90 | 92.6 | 94.8 | 96.7 | 98.5 | 100.1 | 101.5 | 102.7 | 103.8 | 105 | 106.1 | 106.1 | 106 | NPgY | GSP | NPg Planning Scenario | Peak utilisation (percent - whole number)
NPg Planning Scenario | Dem_BB000c_NPgExtra | % | NPgN | FERRA2 | Peak utilisation (percent - whole number) | Ferrybridge A | FERRYBRIDGE A | 47.9 | 76.2 | 80.3 | 80.7 | 81.6 | 82.6 | 84 | 86 | 88.3 | 95.9 | 98.6 | 101.3 | 104.2 | 107.4 | 124.9 | 128.1 | 131 | 133.8 | 136.5 | 138.7 | 140.7 | 142.5 | 144.2 | 145.7 | 147.1 | 148.4 | 149.7 | 150.9 | 151.2 | 151.4 | NPgY | GSP | NPg Planning Scenario | Peak utilisation (percent - whole number)
NPg Planning Scenario | Dem_BB000c_NPgExtra | % | NPgN | FERRB9 | Peak utilisation (percent - whole number) | Ferrybridge B (_M) | FERRYBRIDGE B | 28.1 | 33.9 | 34.7 | 35 | 35.5 | 36.2 | 37.1 | 38.3 | 39.6 | 42.3 | 44 | 45.6 | 47.4 | 49.2 | 53.7 | 55.7 | 57.4 | 59 | 60.6 | 61.9 | 63 | 64 | 65 | 65.8 | 66.5 | 67.2 | 67.8 | 68.5 | 68.6 | 68.7 | NPgY | GSP | NPg Planning Scenario | Peak utilisation (percent - whole number)
NPg Planning Scenario | Dem_BB000c_NPgExtra | % | NPgN | GRIW_1 | Peak utilisation (percent - whole number) | Grimsby West | GRIMSBY WEST | 60.2 | 91.6 | 91.5 | 91.6 | 91.9 | 92.6 | 93.7 | 95.3 | 97.3 | 100.4 | 102.9 | 105.5 | 108.4 | 111.3 | 114.7 | 117.8 | 120.6 | 123.4 | 126 | 128.2 | 130 | 131.8 | 133.4 | 134.7 | 136 | 137.1 | 138.3 | 139.4 | 139.4 | 139.4 | NPgY | GSP | NPg Planning Scenario | Peak utilisation (percent - whole number)
NPg Planning Scenario | Dem_BB000c_NPgExtra | % | NPgN | JORD_3 | Peak utilisation (percent - whole number) | Jordanthorpe | JORDANTHORPE | 49 | 48.3 | 48.8 | 49.6 | 50.6 | 51.9 | 53.3 | 55 | 57.1 | 61.5 | 64.3 | 67.3 | 70.5 | 73.9 | 77.7 | 81.3 | 84.4 | 87.4 | 90.3 | 92.6 | 94.6 | 96.6 | 98.5 | 100 | 101.5 | 102.9 | 104.3 | 105.7 | 105.7 | 105.7 | NPgY | GSP | NPg Planning Scenario | Peak utilisation (percent - whole number)
NPg Planning Scenario | Dem_BB000c_NPgExtra | % | NPgN | KEAD_YEDL | Peak utilisation (percent - whole number) | Keadby | KEADBY | 61.2 | 61.8 | 62.2 | 62.7 | 63.3 | 63.9 | 64.9 | 66.1 | 67.4 | 68.9 | 70.5 | 72 | 73.8 | 75.5 | 77.6 | 79.6 | 81.1 | 82.6 | 84 | 85.2 | 86.2 | 87 | 87.7 | 88.2 | 88.7 | 89.1 | 89.4 | 89.7 | 89.8 | 89.8 | NPgY | GSP | NPg Planning Scenario | Peak utilisation (percent - whole number)
NPg Planning Scenario | Dem_BB000c_NPgExtra | % | NPgN | KIRKB1 | Peak utilisation (percent - whole number) | Kirkstall B | KIRKSTALL B | 36.2 | 39.5 | 39.6 | 39.9 | 40.4 | 41.2 | 42.1 | 43.2 | 44.5 | 47.2 | 49 | 50.9 | 52.9 | 55 | 57.3 | 59.6 | 61.5 | 63.4 | 65.2 | 66.7 | 67.9 | 69.2 | 70.3 | 71.2 | 72.1 | 72.9 | 73.7 | 74.5 | 74.5 | 74.5 | NPgY | GSP | NPg Planning Scenario | Peak utilisation (percent - whole number)
NPg Planning Scenario | Dem_BB000c_NPgExtra | % | NPgN | NEEP_3 | Peak utilisation (percent - whole number) | Neepsend | NEEPSEND | 48.9 | 50 | 50.3 | 50.8 | 51.6 | 52.8 | 54.1 | 55.8 | 57.9 | 62.1 | 64.8 | 67.8 | 71.1 | 74 | 77.6 | 81.1 | 84.2 | 87.3 | 90.1 | 92.6 | 94.6 | 96.7 | 98.6 | 100.3 | 101.9 | 103.3 | 104.9 | 106.3 | 106.4 | 106.4 | NPgY | GSP | NPg Planning Scenario | Peak utilisation (percent - whole number)
NPg Planning Scenario | Dem_BB000c_NPgExtra | % | NPgN | NORL_3 | Peak utilisation (percent - whole number) | Norton Lees | NORTON LEES | 50 | 48.6 | 49.3 | 50.3 | 51.7 | 53.5 | 55.2 | 57.5 | 60.1 | 66.4 | 70.1 | 74.3 | 78.8 | 82.9 | 87.8 | 92.6 | 96.7 | 100.9 | 104.6 | 107.9 | 110.6 | 113.3 | 115.7 | 117.8 | 119.7 | 121.5 | 123.4 | 125.1 | 125 | 124.9 | NPgY | GSP | NPg Planning Scenario | Peak utilisation (percent - whole number)
NPg Planning Scenario | Dem_BB000c_NPgExtra | % | NPgN | PITS_BB_B | Peak utilisation (percent - whole number) | Pitsmoor | PITSMOOR 3/4 | 36.2 | 39.5 | 39.3 | 39.1 | 39.1 | 39.2 | 39.4 | 39.7 | 40.2 | 41.6 | 42.4 | 43.3 | 44.3 | 45.4 | 46.4 | 47.5 | 48.6 | 49.7 | 50.7 | 51.6 | 52.4 | 53.2 | 54 | 54.7 | 55.4 | 56 | 56.7 | 57.3 | 57.4 | 57.4 | NPgY | GSP | NPg Planning Scenario | Peak utilisation (percent - whole number)
NPg Planning Scenario | Dem_BB000c_NPgExtra | % | NPgN | SALT_1 | Peak utilisation (percent - whole number) | Saltend North | SALTEND NORTH | 29.5 | 29.7 | 29.6 | 29.6 | 29.7 | 29.9 | 30.3 | 30.9 | 31.5 | 32.3 | 33.2 | 34 | 34.9 | 35.8 | 37 | 38 | 38.9 | 39.8 | 40.7 | 41.5 | 42.2 | 42.8 | 43.4 | 43.9 | 44.3 | 44.7 | 45.1 | 45.4 | 45.6 | 45.6 | NPgY | GSP | NPg Planning Scenario | Peak utilisation (percent - whole number)
NPg Planning Scenario | Dem_BB000c_NPgExtra | % | NPgN | SHEC_3 | Peak utilisation (percent - whole number) | Sheffield City | SHEFFIELD CITY | 60.5 | 68.8 | 68.7 | 68.8 | 69.1 | 69.7 | 70.4 | 71.4 | 72.8 | 75.7 | 77.6 | 79.7 | 82.1 | 84.4 | 87 | 89.6 | 91.8 | 94.1 | 96.1 | 97.8 | 99.2 | 100.7 | 102 | 103.1 | 104.2 | 105.2 | 106.2 | 107.2 | 107.2 | 107.2 | NPgY | GSP | NPg Planning Scenario | Peak utilisation (percent - whole number)
NPg Planning Scenario | Dem_BB000c_NPgExtra | % | NPgN | SKLGB1 | Peak utilisation (percent - whole number) | Skelton Grange | SKELTON GRANGE | 53.7 | 57.9 | 58.3 | 58.6 | 59.2 | 60.2 | 61.4 | 63 | 64.9 | 69.1 | 71.8 | 74.6 | 77.6 | 80.5 | 85.2 | 88.4 | 91.3 | 94.1 | 96.7 | 98.9 | 100.7 | 102.6 | 104.2 | 105.7 | 106.9 | 108.1 | 109.4 | 110.6 | 110.7 | 110.7 | NPgY | GSP | NPg Planning Scenario | Peak utilisation (percent - whole number)
NPg Planning Scenario | Dem_BB000c_NPgExtra | % | NPgN | TEMP_3 | Peak utilisation (percent - whole number) | Templeborough | TEMPLEBOROUGH 275/33KV | 15 | 15.3 | 15.2 | 15.2 | 15.2 | 15.2 | 15.2 | 15.3 | 15.4 | 15.6 | 15.8 | 16 | 16.2 | 16.4 | 16.6 | 16.8 | 17 | 17.2 | 17.4 | 17.6 | 17.7 | 17.8 | 17.9 | 18 | 18.1 | 18.2 | 18.3 | 18.4 | 18.4 | 18.4 | NPgY | GSP | NPg Planning Scenario | Peak utilisation (percent - whole number)
NPg Planning Scenario | Dem_BB000c_NPgExtra | % | NPgN | THUR_6 | Peak utilisation (percent - whole number) | Thurcroft | THURCROFT | 59.7 | 68.1 | 74.6 | 75.3 | 76.2 | 77.4 | 79.1 | 81.6 | 84.5 | 95.4 | 98.7 | 101.9 | 105.6 | 109.5 | 135.6 | 139.6 | 143.2 | 146.7 | 150.1 | 152.9 | 155.4 | 157.8 | 160.1 | 162 | 163.8 | 165.6 | 167.3 | 169 | 169.3 | 169.5 | NPgY | GSP | NPg Planning Scenario | Peak utilisation (percent - whole number)
NPg Planning Scenario | Dem_BB000c_NPgExtra | % | NPgN | WMEL_THOM | Peak utilisation (percent - whole number) | Thorpe Marsh | WEST MELTON / THORPE MARSH | 60.5 | 62.7 | 63.5 | 63.9 | 64.5 | 65.3 | 66.4 | 68 | 69.9 | 73.6 | 76 | 78.5 | 81.3 | 84.2 | 89.6 | 92.7 | 95.4 | 98 | 100.5 | 102.6 | 104.4 | 106.1 | 107.7 | 109.1 | 110.4 | 111.6 | 112.8 | 114 | 114.3 | 114.4 | NPgY | GSP | NPg Planning Scenario | Peak utilisation (percent - whole number)
NPg Planning Scenario | Dem_BB000c_NPgExtra | % | NPgN | WMEL_BB3 | Peak utilisation (percent - whole number) | West Melton | WEST MELTON SECTION 3 | 47.4 | 55.3 | 56.5 | 57.4 | 58.6 | 60.1 | 62 | 64.4 | 67.3 | 72.3 | 75.7 | 79.2 | 83 | 86.9 | 93.8 | 97.9 | 101.6 | 105.2 | 108.6 | 111.4 | 113.9 | 116.3 | 118.6 | 120.6 | 122.4 | 124.2 | 126 | 127.8 | 128.2 | 128.4 | NPgY | GSP | NPg Planning Scenario | Peak utilisation (percent - whole number)
NPg Planning Scenario | Dem_BB000c_NPgExtra | % | NPgN | WIBA_3 | Peak utilisation (percent - whole number) | Wincobank | WINCOBANK | 22.5 | 41.8 | 41.6 | 41.4 | 41.3 | 41.3 | 41.3 | 41.4 | 41.7 | 42.1 | 42.5 | 42.9 | 43.4 | 43.8 | 44.3 | 44.8 | 45.3 | 45.8 | 46.3 | 46.8 | 47.2 | 47.6 | 47.9 | 48.3 | 48.6 | 48.9 | 49.3 | 49.6 | 49.7 | 49.7 | NPgY | GSP | NPg Planning Scenario | Peak utilisation (percent - whole number)
NPg Planning Scenario | Dem_BB000a_NPgExtra | MW | NPgN | BLYTB1 | Total peak demand (MW) | Blyth 66kV | BLYTH 66kV | 138.6 | 135.806 | 136.187 | 137.22 | 139.178 | 141.754 | 145.273 | 149.984 | 157.265 | 164.669 | 172.227 | 179.272 | 187.478 | 195.738 | 204.813 | 213.451 | 221.159 | 228.563 | 235.686 | 241.625 | 246.917 | 251.933 | 256.893 | 261.024 | 265.138 | 268.961 | 272.839 | 276.643 | 277.18 | 277.422 | NPgN | GSP | NPg Planning Scenario | Total peak demand (MW)
NPg Planning Scenario | Dem_BB000a_NPgExtra | MW | NPgN | BLYTH132 | Total peak demand (MW) | Blyth 132kV | BLYTH 132kV | 55.117 | 54.08 | 54.447 | 55.039 | 55.664 | 57.404 | 59.75 | 62.925 | 62.84 | 65.85 | 67.766 | 69.9 | 73.105 | 75.784 | 78.845 | 81.755 | 84.282 | 86.924 | 89.239 | 91.186 | 92.923 | 94.732 | 96.126 | 97.648 | 98.79 | 100.215 | 101.314 | 102.515 | 102.82 | 102.98 | NPgN | GSP | NPg Planning Scenario | Total peak demand (MW)
NPg Planning Scenario | Dem_BB000a_NPgExtra | MW | NPgN | FOUR_1 | Total peak demand (MW) | Fourstones | FOURSTONES | 24.501 | 24.223 | 24.288 | 24.435 | 24.613 | 25.705 | 27.115 | 29.026 | 27.706 | 29.003 | 29.228 | 29.783 | 30.995 | 31.793 | 32.796 | 33.751 | 34.533 | 35.427 | 36.098 | 36.645 | 37.112 | 37.648 | 37.817 | 38.237 | 38.319 | 38.682 | 38.756 | 38.891 | 38.919 | 38.926 | NPgN | GSP | NPg Planning Scenario | Total peak demand (MW)
NPg Planning Scenario | Dem_BB000a_NPgExtra | MW | NPgN | HARM_6 | Total peak demand (MW) | Hart Moor | HARTMOOR | 83.296 | 81.574 | 81.378 | 81.455 | 81.873 | 82.565 | 83.64 | 85.111 | 87.618 | 90.332 | 93.071 | 95.652 | 98.708 | 101.753 | 105.297 | 108.652 | 111.502 | 114.324 | 117.003 | 119.45 | 121.644 | 123.596 | 125.354 | 126.812 | 128.143 | 129.291 | 130.424 | 131.507 | 131.632 | 131.522 | NPgN | GSP | NPg Planning Scenario | Total peak demand (MW)
NPg Planning Scenario | Dem_BB000a_NPgExtra | MW | NPgN | HAWP_6 | Total peak demand (MW) | Hawthorn Pit | HAWTHORN PIT GRID | 91.969 | 88.968 | 88.892 | 89.259 | 90.148 | 91.395 | 93.256 | 95.772 | 100.763 | 105.17 | 109.835 | 114.115 | 119.084 | 124.153 | 129.676 | 134.937 | 139.676 | 144.211 | 148.598 | 152.206 | 155.44 | 158.473 | 161.491 | 163.939 | 166.38 | 168.627 | 170.917 | 173.17 | 173.236 | 173.169 | NPgN | GSP | NPg Planning Scenario | Total peak demand (MW)
NPg Planning Scenario | Dem_BB000a_NPgExtra | MW | NPgN | KNARE_111 | Total peak demand (MW) | Knaresborough | KNARESBOROUGH | 152.136 | 149.591 | 149.372 | 149.456 | 150.024 | 151.724 | 154.41 | 158.406 | 163.228 | 169.023 | 174.763 | 180.233 | 187.145 | 193.995 | 201.119 | 208.234 | 214.977 | 221.546 | 227.96 | 233.348 | 238.379 | 243.355 | 248.143 | 252.406 | 256.485 | 260.585 | 264.566 | 268.555 | 269.554 | 270.216 | NPgN | GSP | NPg Planning Scenario | Total peak demand (MW)
NPg Planning Scenario | Dem_BB000a_NPgExtra | MW | NPgN | LACK_6 | Total peak demand (MW) | Lackenby | LACKENBY | 155.045 | 151.54 | 151.563 | 152.108 | 153.39 | 155.478 | 158.481 | 162.521 | 169.54 | 176.148 | 183.113 | 189.717 | 197.197 | 204.75 | 212.796 | 220.564 | 227.659 | 234.469 | 241.038 | 246.517 | 251.444 | 256.091 | 260.619 | 264.381 | 268.036 | 271.463 | 274.898 | 278.298 | 278.729 | 278.932 | NPgN | GSP | NPg Planning Scenario | Total peak demand (MW)
NPg Planning Scenario | Dem_BB000a_NPgExtra | MW | NPgN | NORT_1 | Total peak demand (MW) | Norton | NORTON | 401.395 | 392.053 | 391.984 | 393.54 | 397.366 | 403.835 | 412.998 | 425.409 | 441.177 | 459.55 | 477.169 | 493.757 | 513.77 | 533.339 | 554.907 | 575.594 | 594.108 | 612.061 | 629.042 | 643.282 | 655.895 | 668.006 | 679.431 | 689.296 | 698.589 | 707.592 | 716.31 | 724.959 | 726.503 | 727.32 | NPgN | GSP | NPg Planning Scenario | Total peak demand (MW)
NPg Planning Scenario | Dem_BB000a_NPgExtra | MW | NPgN | OFFE_3 | Total peak demand (MW) | Offerton | OFFERTON | 48.594 | 47.144 | 46.96 | 46.97 | 47.303 | 47.738 | 48.409 | 49.348 | 52.249 | 54.335 | 56.681 | 58.464 | 60.863 | 63.411 | 66.237 | 68.95 | 71.435 | 73.713 | 76.046 | 77.948 | 79.691 | 81.277 | 82.959 | 84.267 | 85.66 | 86.9 | 88.22 | 89.507 | 89.47 | 89.343 | NPgN | GSP | NPg Planning Scenario | Total peak demand (MW)
NPg Planning Scenario | Dem_BB000a_NPgExtra | MW | NPgN | OSBA_1 | Total peak demand (MW) | Osbaldwick | OSBALDWICK | 247.366 | 241.138 | 241.993 | 244.024 | 247.115 | 251.39 | 257.298 | 265.088 | 275.183 | 286.941 | 298.547 | 309.216 | 322.167 | 334.993 | 349.301 | 363.089 | 375.21 | 386.779 | 397.817 | 407.104 | 415.31 | 423.188 | 430.879 | 437.471 | 443.911 | 450.06 | 456.137 | 462.131 | 463.255 | 463.756 | NPgN | GSP | NPg Planning Scenario | Total peak demand (MW)
NPg Planning Scenario | Dem_BB000a_NPgExtra | MW | NPgN | POPP_3 | Total peak demand (MW) | Poppleton | POPPLETON | 39.203 | 38.093 | 38.298 | 38.702 | 39.331 | 40.01 | 40.911 | 42.063 | 44.216 | 46.212 | 48.255 | 50.053 | 52.253 | 54.464 | 56.947 | 59.317 | 61.398 | 63.368 | 65.246 | 66.805 | 68.172 | 69.461 | 70.728 | 71.769 | 72.797 | 73.743 | 74.697 | 75.63 | 75.729 | 75.763 | NPgN | GSP | NPg Planning Scenario | Total peak demand (MW)
NPg Planning Scenario | Dem_BB000a_NPgExtra | MW | NPgN | SALH_1 | Total peak demand (MW) | Saltholme | SALTHOLME | 70.361 | 69.86 | 69.409 | 68.953 | 68.496 | 68.098 | 67.75 | 67.458 | 67.313 | 67.214 | 67.149 | 67.082 | 67.052 | 67.035 | 67.04 | 67.053 | 67.079 | 67.122 | 67.18 | 67.226 | 67.27 | 67.33 | 67.402 | 67.467 | 67.542 | 67.624 | 67.703 | 67.776 | 67.765 | 67.716 | NPgN | GSP | NPg Planning Scenario | Total peak demand (MW)
NPg Planning Scenario | Dem_BB000a_NPgExtra | MW | NPgN | SSHI_3 | Total peak demand (MW) | South Shields | SOUTH SHIELDS | 43.841 | 42.483 | 42.483 | 42.696 | 43.242 | 43.928 | 44.895 | 46.198 | 49.019 | 51.4 | 53.928 | 56.152 | 58.856 | 61.634 | 64.657 | 67.596 | 70.244 | 72.722 | 75.142 | 77.13 | 78.905 | 80.556 | 82.215 | 83.541 | 84.883 | 86.091 | 87.332 | 88.536 | 88.56 | 88.499 | NPgN | GSP | NPg Planning Scenario | Total peak demand (MW)
NPg Planning Scenario | Dem_BB000a_NPgExtra | MW | NPgN | KIELD01 and SPAD20 | Total peak demand (MW) | 0 | SPADEADAM | 5.955 | 5.806 | 5.818 | 5.856 | 5.911 | 6.174 | 6.521 | 6.989 | 6.867 | 7.261 | 7.45 | 7.698 | 8.092 | 8.403 | 8.756 | 9.099 | 9.401 | 9.723 | 10 | 10.233 | 10.442 | 10.666 | 10.816 | 11.006 | 11.126 | 11.304 | 11.421 | 11.547 | 11.588 | 11.607 | NPgN | GSP | NPg Planning Scenario | Total peak demand (MW)
NPg Planning Scenario | Dem_BB000a_NPgExtra | MW | NPgN | SPEN_1 | Total peak demand (MW) | Spennymoor | SPENNYMOOR | 214.001 | 208.582 | 207.258 | 206.535 | 206.402 | 207.884 | 210.878 | 215.548 | 221.894 | 228.933 | 236.264 | 243.248 | 251.658 | 260.148 | 268.852 | 277.412 | 285.606 | 293.642 | 301.582 | 308.096 | 314.15 | 319.959 | 325.639 | 330.397 | 335.014 | 339.48 | 343.899 | 348.304 | 348.432 | 348.167 | NPgN | GSP | NPg Planning Scenario | Total peak demand (MW)
NPg Planning Scenario | Dem_BB000a_NPgExtra | MW | NPgN | STEN_1 | Total peak demand (MW) | Stella North | STELLA NORTH | 202.877 | 198.222 | 197.804 | 198.062 | 199.518 | 201.514 | 204.449 | 208.476 | 217.569 | 225.168 | 233.449 | 240.917 | 249.72 | 258.752 | 268.388 | 277.786 | 286.44 | 294.684 | 302.779 | 309.506 | 315.647 | 321.565 | 327.531 | 332.492 | 337.499 | 342.233 | 347.015 | 351.705 | 352.423 | 352.73 | NPgN | GSP | NPg Planning Scenario | Total peak demand (MW)
NPg Planning Scenario | Dem_BB000a_NPgExtra | MW | NPgN | STES_1 | Total peak demand (MW) | Stella South | STELLA SOUTH | 194.827 | 191.191 | 189.856 | 188.814 | 188.047 | 188.024 | 188.797 | 190.34 | 192.901 | 196.043 | 199.451 | 202.768 | 206.74 | 210.731 | 215.051 | 219.379 | 223.367 | 227.314 | 231.207 | 234.824 | 238.167 | 241.096 | 243.69 | 245.823 | 247.697 | 249.29 | 250.903 | 252.512 | 252.776 | 252.738 | NPgN | GSP | NPg Planning Scenario | Total peak demand (MW)
NPg Planning Scenario | Dem_BB000a_NPgExtra | MW | NPgN | TYNE_1 | Total peak demand (MW) | Tynemouth 1 | TYNEMOUTH | 149.95 | 145.54 | 146.143 | 147.5 | 149.96 | 152.816 | 156.508 | 161.198 | 170.166 | 178.14 | 186.25 | 193.606 | 202.412 | 211.279 | 221.11 | 230.434 | 238.686 | 246.602 | 254.148 | 260.399 | 265.966 | 271.252 | 276.443 | 280.772 | 285.043 | 289.029 | 293.044 | 296.99 | 297.544 | 297.91 | NPgN | GSP | NPg Planning Scenario | Total peak demand (MW)
NPg Planning Scenario | Dem_BB000a_NPgExtra | MW | NPgN | WBOL_6 | Total peak demand (MW) | West Boldon | WEST BOLDON | 208.355 | 202.773 | 202.369 | 202.688 | 204.119 | 206.153 | 209.308 | 213.715 | 223.393 | 231.573 | 240.317 | 248.257 | 257.579 | 267.122 | 277.38 | 287.32 | 296.414 | 305.041 | 313.434 | 320.368 | 326.609 | 332.478 | 338.319 | 343.059 | 347.781 | 352.115 | 356.545 | 360.896 | 361.196 | 361.232 | NPgN | GSP | NPg Planning Scenario | Total peak demand (MW)
NPg Planning Scenario | Dem_BB000a_NPgExtra | MW | NPgN | BRAW_1 | Total peak demand (MW) | Bradford West | BRADFORD WEST | 355.871 | 373.891 | 374.712 | 377.763 | 383.115 | 391.88 | 403.096 | 417.079 | 432.86 | 462.145 | 483.27 | 504.964 | 529.306 | 552.316 | 579.674 | 605.961 | 628.756 | 651.811 | 672.546 | 690.212 | 704.951 | 719.822 | 733.181 | 745.193 | 755.85 | 765.83 | 776.425 | 786.056 | 786.622 | 786.366 | NPgY | GSP | NPg Planning Scenario | Total peak demand (MW)
NPg Planning Scenario | Dem_BB000a_NPgExtra | MW | NPgN | CAMB_01 | Total peak demand (MW) | Camblesforth | CAMBLESFORTH | 33.824 | 65.453 | 65.644 | 66.006 | 66.558 | 67.338 | 68.822 | 70.511 | 72.351 | 74.24 | 76.414 | 78.298 | 80.479 | 82.625 | 85.548 | 87.952 | 90.172 | 92.291 | 94.303 | 95.934 | 97.384 | 98.696 | 99.971 | 101.015 | 102.009 | 102.892 | 103.802 | 104.654 | 104.865 | 104.97 | NPgY | GSP | NPg Planning Scenario | Total peak demand (MW)
NPg Planning Scenario | Dem_BB000a_NPgExtra | MW | NPgN | CREB_1 | Total peak demand (MW) | Creyke Beck | CREYKE BECK | 389.41 | 444.532 | 445.551 | 448.485 | 453.289 | 460.596 | 472.133 | 486.925 | 503.819 | 522.728 | 542.485 | 560.461 | 582.133 | 603.922 | 630.347 | 653.714 | 675.236 | 695.842 | 715.646 | 731.474 | 745.717 | 759.193 | 772.355 | 783.407 | 794.164 | 804.221 | 814.262 | 824.007 | 825.666 | 826.274 | NPgY | GSP | NPg Planning Scenario | Total peak demand (MW)
NPg Planning Scenario | Dem_BB000a_NPgExtra | MW | NPgN | DRAX_YEDL | Total peak demand (MW) | Drax | DRAX | 97.447 | 208.774 | 208.332 | 208.014 | 207.907 | 208.138 | 209.417 | 211.047 | 212.909 | 213.479 | 215.509 | 216.998 | 218.924 | 220.867 | 223.559 | 225.654 | 227.894 | 229.967 | 232.112 | 233.816 | 235.475 | 236.922 | 238.427 | 239.647 | 240.884 | 241.999 | 243.112 | 244.234 | 244.829 | 245.294 | NPgY | GSP | NPg Planning Scenario | Total peak demand (MW)
NPg Planning Scenario | Dem_BB000a_NPgExtra | MW | NPgN | ELLA_1 | Total peak demand (MW) | Elland | ELLAND | 320.367 | 318.594 | 324.319 | 327.093 | 331.617 | 338.839 | 348.04 | 359.552 | 372.67 | 407.176 | 424.727 | 442.619 | 462.82 | 481.976 | 521.85 | 543.65 | 562.427 | 581.246 | 598.146 | 612.521 | 624.413 | 636.04 | 646.349 | 655.428 | 663.355 | 670.614 | 678.17 | 685.014 | 685.188 | 684.814 | NPgY | GSP | NPg Planning Scenario | Total peak demand (MW)
NPg Planning Scenario | Dem_BB000a_NPgExtra | MW | NPgN | FERRA2 | Total peak demand (MW) | Ferrybridge A | FERRYBRIDGE A | 94.858 | 150.783 | 158.982 | 159.873 | 161.567 | 163.462 | 166.301 | 170.195 | 174.879 | 189.846 | 195.168 | 200.549 | 206.398 | 212.698 | 247.336 | 253.686 | 259.42 | 264.991 | 270.28 | 274.637 | 278.501 | 282.112 | 285.547 | 288.481 | 291.204 | 293.751 | 296.35 | 298.86 | 299.401 | 299.764 | NPgY | GSP | NPg Planning Scenario | Total peak demand (MW)
NPg Planning Scenario | Dem_BB000a_NPgExtra | MW | NPgN | FERRB9 | Total peak demand (MW) | Ferrybridge B (_M) | FERRYBRIDGE B | 238.166 | 287.119 | 293.814 | 296.377 | 300.4 | 306.35 | 314.261 | 324.054 | 335.415 | 358.544 | 372.576 | 386.244 | 401.549 | 416.97 | 454.804 | 471.246 | 485.784 | 499.912 | 513.06 | 524.019 | 533.383 | 542.1 | 550.158 | 556.952 | 563.126 | 568.748 | 574.408 | 579.835 | 580.902 | 581.501 | NPgY | GSP | NPg Planning Scenario | Total peak demand (MW)
NPg Planning Scenario | Dem_BB000a_NPgExtra | MW | NPgN | GRIW_1 | Total peak demand (MW) | Grimsby West | GRIMSBY WEST | 174 | 264.771 | 264.42 | 264.731 | 265.684 | 267.826 | 270.971 | 275.498 | 281.159 | 290.113 | 297.562 | 305.057 | 313.42 | 321.819 | 331.469 | 340.562 | 348.746 | 356.787 | 364.29 | 370.49 | 375.806 | 380.892 | 385.577 | 389.536 | 393.124 | 396.431 | 399.799 | 403.002 | 403.148 | 402.979 | NPgY | GSP | NPg Planning Scenario | Total peak demand (MW)
NPg Planning Scenario | Dem_BB000a_NPgExtra | MW | NPgN | JORD_3 | Total peak demand (MW) | Jordanthorpe | JORDANTHORPE | 53.904 | 53.163 | 53.693 | 54.537 | 55.6 | 57.064 | 58.616 | 60.528 | 62.779 | 67.66 | 70.696 | 73.975 | 77.568 | 81.287 | 85.509 | 89.431 | 92.804 | 96.181 | 99.292 | 101.859 | 104.1 | 106.27 | 108.292 | 110.031 | 111.654 | 113.193 | 114.752 | 116.255 | 116.268 | 116.219 | NPgY | GSP | NPg Planning Scenario | Total peak demand (MW)
NPg Planning Scenario | Dem_BB000a_NPgExtra | MW | NPgN | KEAD_YEDL | Total peak demand (MW) | Keadby | KEADBY | 353.797 | 357.546 | 359.526 | 362.471 | 365.773 | 369.434 | 375.473 | 382.301 | 389.847 | 398.156 | 407.673 | 416.504 | 426.533 | 436.473 | 448.76 | 460.07 | 469.074 | 477.828 | 485.848 | 492.467 | 498.194 | 502.968 | 507.035 | 510.252 | 512.917 | 514.921 | 516.864 | 518.668 | 519.183 | 519.447 | NPgY | GSP | NPg Planning Scenario | Total peak demand (MW)
NPg Planning Scenario | Dem_BB000a_NPgExtra | MW | NPgN | KIRKB1 | Total peak demand (MW) | Kirkstall B | KIRKSTALL B | 209.192 | 228.677 | 229.173 | 230.83 | 233.596 | 238.293 | 243.174 | 249.685 | 257.581 | 272.65 | 283.117 | 294.017 | 306.123 | 318.15 | 331.506 | 344.459 | 355.724 | 366.858 | 377.083 | 385.613 | 392.846 | 399.851 | 406.245 | 411.743 | 416.756 | 421.476 | 426.145 | 430.673 | 431.01 | 431.023 | NPgY | GSP | NPg Planning Scenario | Total peak demand (MW)
NPg Planning Scenario | Dem_BB000a_NPgExtra | MW | NPgN | NEEP_3 | Total peak demand (MW) | Neepsend | NEEPSEND | 70.475 | 72.062 | 72.403 | 73.168 | 74.331 | 76.048 | 77.938 | 80.422 | 83.373 | 89.388 | 93.368 | 97.63 | 102.339 | 106.587 | 111.737 | 116.801 | 121.178 | 125.755 | 129.803 | 133.34 | 136.251 | 139.298 | 141.989 | 144.493 | 146.684 | 148.781 | 151.046 | 153.092 | 153.232 | 153.223 | NPgY | GSP | NPg Planning Scenario | Total peak demand (MW)
NPg Planning Scenario | Dem_BB000a_NPgExtra | MW | NPgN | NORL_3 | Total peak demand (MW) | Norton Lees | NORTON LEES | 54.978 | 53.463 | 54.198 | 55.344 | 56.828 | 58.797 | 60.732 | 63.202 | 66.12 | 73.028 | 77.122 | 81.65 | 86.599 | 91.143 | 96.512 | 101.819 | 106.306 | 110.973 | 115.077 | 118.645 | 121.589 | 124.586 | 127.205 | 129.586 | 131.656 | 133.618 | 135.689 | 137.571 | 137.503 | 137.361 | NPgY | GSP | NPg Planning Scenario | Total peak demand (MW)
NPg Planning Scenario | Dem_BB000a_NPgExtra | MW | NPgN | PITS_BB_B | Total peak demand (MW) | Pitsmoor | PITSMOOR 3/4 | 41.248 | 45.084 | 44.81 | 44.63 | 44.567 | 44.717 | 44.894 | 45.264 | 45.806 | 47.457 | 48.368 | 49.414 | 50.556 | 51.726 | 52.918 | 54.165 | 55.367 | 56.632 | 57.836 | 58.841 | 59.731 | 60.672 | 61.551 | 62.36 | 63.109 | 63.85 | 64.628 | 65.357 | 65.428 | 65.414 | NPgY | GSP | NPg Planning Scenario | Total peak demand (MW)
NPg Planning Scenario | Dem_BB000a_NPgExtra | MW | NPgN | SALT_1 | Total peak demand (MW) | Saltend North | SALTEND NORTH | 62.341 | 62.807 | 62.7 | 62.76 | 62.96 | 63.393 | 64.205 | 65.323 | 66.663 | 68.457 | 70.231 | 71.987 | 73.906 | 75.876 | 78.25 | 80.44 | 82.412 | 84.353 | 86.217 | 87.862 | 89.358 | 90.704 | 91.9 | 92.924 | 93.823 | 94.612 | 95.405 | 96.166 | 96.425 | 96.536 | NPgY | GSP | NPg Planning Scenario | Total peak demand (MW)
NPg Planning Scenario | Dem_BB000a_NPgExtra | MW | NPgN | SHEC_3 | Total peak demand (MW) | Sheffield City | SHEFFIELD CITY | 68.96 | 78.463 | 78.325 | 78.445 | 78.781 | 79.482 | 80.264 | 81.427 | 82.959 | 86.258 | 88.515 | 90.909 | 93.603 | 96.184 | 99.166 | 102.137 | 104.699 | 107.268 | 109.581 | 111.529 | 113.126 | 114.764 | 116.248 | 117.58 | 118.773 | 119.913 | 121.089 | 122.182 | 122.254 | 122.193 | NPgY | GSP | NPg Planning Scenario | Total peak demand (MW)
NPg Planning Scenario | Dem_BB000a_NPgExtra | MW | NPgN | SKLGB1 | Total peak demand (MW) | Skelton Grange | SKELTON GRANGE | 481.63 | 519.202 | 522.838 | 525.549 | 530.659 | 540.169 | 550.421 | 564.479 | 581.815 | 619.962 | 643.673 | 668.545 | 695.856 | 722.099 | 763.548 | 792.772 | 818.276 | 843.884 | 867.12 | 886.916 | 903.412 | 919.772 | 934.456 | 947.397 | 958.902 | 969.742 | 980.831 | 991.343 | 992.373 | 992.542 | NPgY | GSP | NPg Planning Scenario | Total peak demand (MW)
NPg Planning Scenario | Dem_BB000a_NPgExtra | MW | NPgN | TEMP_3 | Total peak demand (MW) | Templeborough | TEMPLEBOROUGH 275/33KV | 14.702 | 14.933 | 14.889 | 14.865 | 14.849 | 14.863 | 14.898 | 14.965 | 15.063 | 15.288 | 15.451 | 15.624 | 15.814 | 16.012 | 16.249 | 16.468 | 16.658 | 16.847 | 17.024 | 17.183 | 17.319 | 17.442 | 17.551 | 17.646 | 17.729 | 17.805 | 17.88 | 17.954 | 17.983 | 18.004 | NPgY | GSP | NPg Planning Scenario | Total peak demand (MW)
NPg Planning Scenario | Dem_BB000a_NPgExtra | MW | NPgN | THUR_6 | Total peak demand (MW) | Thurcroft | THURCROFT | 129.053 | 147.042 | 161.191 | 162.557 | 164.644 | 167.182 | 170.854 | 176.162 | 182.528 | 206.012 | 213.183 | 220.109 | 228.06 | 236.528 | 292.972 | 301.448 | 309.346 | 316.935 | 324.313 | 330.29 | 335.719 | 340.833 | 345.767 | 349.928 | 353.908 | 357.658 | 361.404 | 365.093 | 365.795 | 366.212 | NPgY | GSP | NPg Planning Scenario | Total peak demand (MW)
NPg Planning Scenario | Dem_BB000a_NPgExtra | MW | NPgN | WMEL_THOM | Total peak demand (MW) | Thorpe Marsh | WEST MELTON / THORPE MARSH | 412.385 | 427.442 | 432.918 | 435.671 | 440.109 | 445.52 | 452.971 | 463.599 | 476.832 | 501.85 | 518.474 | 535.627 | 554.591 | 574.301 | 611.399 | 632.159 | 650.565 | 668.692 | 685.646 | 699.802 | 712.02 | 723.728 | 734.68 | 744.214 | 752.978 | 761.242 | 769.65 | 777.728 | 779.42 | 780.422 | NPgY | GSP | NPg Planning Scenario | Total peak demand (MW)
NPg Planning Scenario | Dem_BB000a_NPgExtra | MW | NPgN | WMEL_BB3 | Total peak demand (MW) | West Melton | WEST MELTON SECTION 3 | 194.174 | 226.403 | 231.65 | 235.081 | 240.088 | 246.125 | 253.972 | 264.011 | 275.547 | 296.279 | 310.246 | 324.41 | 339.965 | 355.843 | 384.374 | 401.018 | 416.014 | 430.813 | 444.673 | 456.275 | 466.428 | 476.366 | 485.685 | 493.927 | 501.558 | 508.805 | 516.278 | 523.389 | 524.988 | 525.998 | NPgY | GSP | NPg Planning Scenario | Total peak demand (MW)
NPg Planning Scenario | Dem_BB000a_NPgExtra | MW | NPgN | WIBA_3 | Total peak demand (MW) | Wincobank | WINCOBANK | 29.306 | 54.342 | 54.069 | 53.846 | 53.682 | 53.664 | 53.692 | 53.851 | 54.148 | 54.781 | 55.272 | 55.779 | 56.364 | 56.972 | 57.579 | 58.207 | 58.874 | 59.557 | 60.248 | 60.808 | 61.314 | 61.826 | 62.325 | 62.769 | 63.199 | 63.623 | 64.041 | 64.45 | 64.562 | 64.591 | NPgY | GSP | NPg Planning Scenario | Total peak demand (MW)
NG FES - Consumer Transformation | Dem_BB001a | Number of | NPgN | BLYTB1 | Number of domestic customers | Blyth 66kV | BLYTH 66kV | 105147 | 105573 | 106000 | 106426 | 106853 | 107279 | 107706 | 108132 | 108559 | 108985 | 109412 | 109838 | 110265 | 110691 | 111118 | 111592 | 112021 | 112449 | 112878 | 113308 | 113738 | 114174 | 114610 | 115047 | 115482 | 115917 | 116347 | 116781 | 117216 | 117651 | NPgN | GSP | NG FES - Consumer Transformation | Number of domestic customers
NG FES - Consumer Transformation | Dem_BB001a | Number of | NPgN | BLYTH132 | Number of domestic customers | Blyth 132kV | BLYTH 132kV | 28872 | 28989 | 29106 | 29223 | 29341 | 29458 | 29575 | 29692 | 29809 | 29926 | 30043 | 30160 | 30278 | 30395 | 30512 | 30642 | 30760 | 30877 | 30995 | 31113 | 31231 | 31351 | 31471 | 31591 | 31710 | 31830 | 31948 | 32067 | 32186 | 32306 | NPgN | GSP | NG FES - Consumer Transformation | Number of domestic customers
NG FES - Consumer Transformation | Dem_BB001a | Number of | NPgN | FOUR_1 | Number of domestic customers | Fourstones | FOURSTONES | 8403 | 8437 | 8471 | 8505 | 8540 | 8574 | 8608 | 8642 | 8676 | 8710 | 8744 | 8778 | 8813 | 8847 | 8881 | 8919 | 8953 | 8987 | 9022 | 9056 | 9090 | 9125 | 9160 | 9195 | 9230 | 9265 | 9299 | 9334 | 9369 | 9403 | NPgN | GSP | NG FES - Consumer Transformation | Number of domestic customers
NG FES - Consumer Transformation | Dem_BB001a | Number of | NPgN | HARM_6 | Number of domestic customers | Hart Moor | HARTMOOR | 54210 | 54430 | 54650 | 54870 | 55090 | 55310 | 55530 | 55750 | 55970 | 56190 | 56410 | 56630 | 56850 | 57070 | 57290 | 57534 | 57756 | 57976 | 58198 | 58420 | 58641 | 58866 | 59091 | 59316 | 59541 | 59765 | 59987 | 60211 | 60435 | 60660 | NPgN | GSP | NG FES - Consumer Transformation | Number of domestic customers
NG FES - Consumer Transformation | Dem_BB001a | Number of | NPgN | HAWP_6 | Number of domestic customers | Hawthorn Pit | HAWTHORN PIT GRID | 67218 | 67490 | 67764 | 68036 | 68309 | 68582 | 68855 | 69127 | 69400 | 69673 | 69946 | 70218 | 70492 | 70764 | 71037 | 71340 | 71614 | 71888 | 72163 | 72438 | 72713 | 72991 | 73271 | 73550 | 73828 | 74106 | 74381 | 74659 | 74937 | 75215 | NPgN | GSP | NG FES - Consumer Transformation | Number of domestic customers
NG FES - Consumer Transformation | Dem_BB001a | Number of | NPgN | KNARE_111 | Number of domestic customers | Knaresborough | KNARESBOROUGH | 73095 | 73373 | 73651 | 73928 | 74207 | 74484 | 74763 | 75040 | 75318 | 75596 | 75874 | 76152 | 76430 | 76708 | 76986 | 77294 | 77574 | 77853 | 78132 | 78413 | 78693 | 78977 | 79261 | 79546 | 79829 | 80112 | 80393 | 80676 | 80959 | 81243 | NPgN | GSP | NG FES - Consumer Transformation | Number of domestic customers
NG FES - Consumer Transformation | Dem_BB001a | Number of | NPgN | LACK_6 | Number of domestic customers | Lackenby | LACKENBY | 92968 | 93344 | 93721 | 94098 | 94475 | 94851 | 95228 | 95604 | 95981 | 96358 | 96735 | 97111 | 97488 | 97864 | 98241 | 98659 | 99038 | 99416 | 99795 | 100175 | 100555 | 100939 | 101325 | 101710 | 102095 | 102478 | 102858 | 103242 | 103626 | 104010 | NPgN | GSP | NG FES - Consumer Transformation | Number of domestic customers
NG FES - Consumer Transformation | Dem_BB001a | Number of | NPgN | NORT_1 | Number of domestic customers | Norton | NORTON | 224895 | 225798 | 226703 | 227606 | 228511 | 229414 | 230319 | 231222 | 232127 | 233029 | 233935 | 234837 | 235742 | 236645 | 237550 | 238553 | 239463 | 240370 | 241279 | 242191 | 243103 | 244026 | 244951 | 245876 | 246799 | 247719 | 248631 | 249551 | 250472 | 251395 | NPgN | GSP | NG FES - Consumer Transformation | Number of domestic customers
NG FES - Consumer Transformation | Dem_BB001a | Number of | NPgN | OFFE_3 | Number of domestic customers | Offerton | OFFERTON | 36584 | 36732 | 36881 | 37029 | 37178 | 37326 | 37475 | 37623 | 37772 | 37920 | 38069 | 38217 | 38366 | 38514 | 38663 | 38827 | 38977 | 39126 | 39275 | 39425 | 39575 | 39726 | 39878 | 40030 | 40182 | 40333 | 40483 | 40634 | 40785 | 40937 | NPgN | GSP | NG FES - Consumer Transformation | Number of domestic customers
NG FES - Consumer Transformation | Dem_BB001a | Number of | NPgN | OSBA_1 | Number of domestic customers | Osbaldwick | OSBALDWICK | 142628 | 143193 | 143760 | 144325 | 144891 | 145456 | 146023 | 146588 | 147154 | 147719 | 148286 | 148851 | 149417 | 149982 | 150549 | 151177 | 151746 | 152314 | 152883 | 153454 | 154024 | 154602 | 155181 | 155760 | 156337 | 156914 | 157484 | 158060 | 158637 | 159214 | NPgN | GSP | NG FES - Consumer Transformation | Number of domestic customers
NG FES - Consumer Transformation | Dem_BB001a | Number of | NPgN | POPP_3 | Number of domestic customers | Poppleton | POPPLETON | 25128 | 25230 | 25332 | 25434 | 25536 | 25637 | 25739 | 25841 | 25943 | 26045 | 26147 | 26249 | 26351 | 26452 | 26554 | 26667 | 26770 | 26872 | 26975 | 27077 | 27180 | 27284 | 27388 | 27493 | 27597 | 27700 | 27803 | 27907 | 28011 | 28115 | NPgN | GSP | NG FES - Consumer Transformation | Number of domestic customers
NG FES - Consumer Transformation | Dem_BB001a | Number of | NPgN | SALH_1 | Number of domestic customers | Saltholme | SALTHOLME | 1312 | 1317 | 1323 | 1328 | 1333 | 1339 | 1344 | 1349 | 1355 | 1360 | 1365 | 1371 | 1376 | 1381 | 1387 | 1392 | 1398 | 1403 | 1409 | 1414 | 1419 | 1425 | 1430 | 1436 | 1441 | 1446 | 1452 | 1457 | 1463 | 1468 | NPgN | GSP | NG FES - Consumer Transformation | Number of domestic customers
NG FES - Consumer Transformation | Dem_BB001a | Number of | NPgN | SSHI_3 | Number of domestic customers | South Shields | SOUTH SHIELDS | 35006 | 35148 | 35290 | 35432 | 35574 | 35716 | 35858 | 36000 | 36143 | 36284 | 36427 | 36569 | 36711 | 36853 | 36995 | 37153 | 37296 | 37438 | 37581 | 37724 | 37868 | 38013 | 38158 | 38303 | 38448 | 38593 | 38736 | 38881 | 39026 | 39171 | NPgN | GSP | NG FES - Consumer Transformation | Number of domestic customers
NG FES - Consumer Transformation | Dem_BB001a | Number of | NPgN | KIELD01 and SPAD20 | Number of domestic customers | 0 | SPADEADAM | 3666 | 3681 | 3696 | 3711 | 3725 | 3740 | 3755 | 3770 | 3785 | 3800 | 3815 | 3830 | 3844 | 3859 | 3874 | 3891 | 3906 | 3921 | 3936 | 3951 | 3966 | 3981 | 3996 | 4011 | 4026 | 4041 | 4056 | 4072 | 4087 | 4102 | NPgN | GSP | NG FES - Consumer Transformation | Number of domestic customers
NG FES - Consumer Transformation | Dem_BB001a | Number of | NPgN | SPEN_1 | Number of domestic customers | Spennymoor | SPENNYMOOR | 143094 | 143673 | 144254 | 144833 | 145414 | 145993 | 146573 | 147153 | 147733 | 148312 | 148893 | 149472 | 150053 | 150632 | 151213 | 151856 | 152439 | 153021 | 153605 | 154190 | 154775 | 155367 | 155960 | 156554 | 157146 | 157736 | 158321 | 158912 | 159502 | 160094 | NPgN | GSP | NG FES - Consumer Transformation | Number of domestic customers
NG FES - Consumer Transformation | Dem_BB001a | Number of | NPgN | STEN_1 | Number of domestic customers | Stella North | STELLA NORTH | 124016 | 124519 | 125022 | 125525 | 126029 | 126531 | 127035 | 127538 | 128041 | 128544 | 129048 | 129550 | 130054 | 130557 | 131061 | 131619 | 132125 | 132630 | 133136 | 133644 | 134151 | 134665 | 135180 | 135695 | 136208 | 136721 | 137228 | 137741 | 138253 | 138767 | NPgN | GSP | NG FES - Consumer Transformation | Number of domestic customers
NG FES - Consumer Transformation | Dem_BB001a | Number of | NPgN | STES_1 | Number of domestic customers | Stella South | STELLA SOUTH | 83701 | 84040 | 84380 | 84720 | 85060 | 85399 | 85739 | 86078 | 86418 | 86757 | 87098 | 87437 | 87777 | 88116 | 88456 | 88833 | 89175 | 89516 | 89857 | 90200 | 90542 | 90889 | 91237 | 91584 | 91931 | 92277 | 92620 | 92966 | 93311 | 93658 | NPgN | GSP | NG FES - Consumer Transformation | Number of domestic customers
NG FES - Consumer Transformation | Dem_BB001a | Number of | NPgN | TYNE_1 | Number of domestic customers | Tynemouth 1 | TYNEMOUTH | 102775 | 103192 | 103609 | 104026 | 104444 | 104860 | 105278 | 105695 | 106113 | 106529 | 106947 | 107364 | 107781 | 108198 | 108616 | 109079 | 109498 | 109917 | 110337 | 110758 | 111178 | 111604 | 112031 | 112458 | 112884 | 113309 | 113730 | 114155 | 114579 | 115005 | NPgN | GSP | NG FES - Consumer Transformation | Number of domestic customers
NG FES - Consumer Transformation | Dem_BB001a | Number of | NPgN | WBOL_6 | Number of domestic customers | West Boldon | WEST BOLDON | 140673 | 141244 | 141815 | 142386 | 142958 | 143528 | 144100 | 144671 | 145243 | 145813 | 146385 | 146956 | 147528 | 148098 | 148670 | 149304 | 149878 | 150452 | 151026 | 151602 | 152178 | 152762 | 153346 | 153931 | 154514 | 155095 | 155672 | 156253 | 156835 | 157418 | NPgN | GSP | NG FES - Consumer Transformation | Number of domestic customers
NG FES - Consumer Transformation | Dem_BB001a | Number of | NPgN | BRAW_1 | Number of domestic customers | Bradford West | BRADFORD WEST | 243766 | 244754 | 245745 | 246733 | 247723 | 248711 | 249702 | 250690 | 251681 | 252669 | 253659 | 254647 | 255638 | 256626 | 257617 | 258714 | 259709 | 260702 | 261698 | 262695 | 263693 | 264703 | 265716 | 266728 | 267738 | 268746 | 269743 | 270751 | 271758 | 272768 | NPgY | GSP | NG FES - Consumer Transformation | Number of domestic customers
NG FES - Consumer Transformation | Dem_BB001a | Number of | NPgN | CAMB_01 | Number of domestic customers | Camblesforth | CAMBLESFORTH | 16751 | 16819 | 16887 | 16955 | 17023 | 17091 | 17159 | 17227 | 17295 | 17363 | 17431 | 17499 | 17567 | 17635 | 17704 | 17779 | 17847 | 17916 | 17984 | 18053 | 18121 | 18191 | 18261 | 18330 | 18400 | 18469 | 18538 | 18607 | 18676 | 18746 | NPgY | GSP | NG FES - Consumer Transformation | Number of domestic customers
NG FES - Consumer Transformation | Dem_BB001a | Number of | NPgN | CREB_1 | Number of domestic customers | Creyke Beck | CREYKE BECK | 230227 | 231159 | 232094 | 233026 | 233960 | 234892 | 235827 | 236759 | 237693 | 238625 | 239560 | 240492 | 241426 | 242358 | 243293 | 244328 | 245267 | 246203 | 247142 | 248084 | 249025 | 249978 | 250933 | 251888 | 252841 | 253791 | 254732 | 255683 | 256633 | 257586 | NPgY | GSP | NG FES - Consumer Transformation | Number of domestic customers
NG FES - Consumer Transformation | Dem_BB001a | Number of | NPgN | DRAX_YEDL | Number of domestic customers | Drax | DRAX | 21871 | 21959 | 22048 | 22136 | 22224 | 22312 | 22401 | 22489 | 22577 | 22665 | 22754 | 22842 | 22930 | 23018 | 23107 | 23205 | 23293 | 23382 | 23471 | 23560 | 23649 | 23739 | 23829 | 23920 | 24010 | 24100 | 24189 | 24279 | 24368 | 24459 | NPgY | GSP | NG FES - Consumer Transformation | Number of domestic customers
NG FES - Consumer Transformation | Dem_BB001a | Number of | NPgN | ELLA_1 | Number of domestic customers | Elland | ELLAND | 187573 | 188333 | 189096 | 189856 | 190619 | 191379 | 192141 | 192902 | 193664 | 194425 | 195187 | 195947 | 196710 | 197470 | 198232 | 199077 | 199843 | 200607 | 201373 | 202141 | 202909 | 203686 | 204466 | 205245 | 206022 | 206797 | 207565 | 208341 | 209116 | 209893 | NPgY | GSP | NG FES - Consumer Transformation | Number of domestic customers
NG FES - Consumer Transformation | Dem_BB001a | Number of | NPgN | FERRA2 | Number of domestic customers | Ferrybridge A | FERRYBRIDGE A | 57462 | 57695 | 57929 | 58162 | 58396 | 58629 | 58862 | 59095 | 59329 | 59562 | 59796 | 60029 | 60263 | 60496 | 60729 | 60988 | 61223 | 61457 | 61692 | 61927 | 62163 | 62401 | 62640 | 62879 | 63117 | 63355 | 63590 | 63828 | 64065 | 64303 | NPgY | GSP | NG FES - Consumer Transformation | Number of domestic customers
NG FES - Consumer Transformation | Dem_BB001a | Number of | NPgN | FERRB9 | Number of domestic customers | Ferrybridge B (_M) | FERRYBRIDGE B | 126967 | 127482 | 127997 | 128512 | 129028 | 129542 | 130058 | 130573 | 131088 | 131603 | 132119 | 132633 | 133149 | 133664 | 134180 | 134751 | 135269 | 135786 | 136305 | 136824 | 137344 | 137870 | 138397 | 138924 | 139450 | 139975 | 140495 | 141019 | 141544 | 142070 | NPgY | GSP | NG FES - Consumer Transformation | Number of domestic customers
NG FES - Consumer Transformation | Dem_BB001a | Number of | NPgN | GRIW_1 | Number of domestic customers | Grimsby West | GRIMSBY WEST | 80968 | 81296 | 81625 | 81953 | 82282 | 82611 | 82940 | 83268 | 83597 | 83925 | 84254 | 84582 | 84911 | 85239 | 85569 | 85933 | 86264 | 86593 | 86924 | 87255 | 87587 | 87922 | 88259 | 88595 | 88930 | 89265 | 89596 | 89931 | 90266 | 90601 | NPgY | GSP | NG FES - Consumer Transformation | Number of domestic customers
NG FES - Consumer Transformation | Dem_BB001a | Number of | NPgN | JORD_3 | Number of domestic customers | Jordanthorpe | JORDANTHORPE | 36804 | 36953 | 37103 | 37252 | 37401 | 37551 | 37700 | 37849 | 37999 | 38148 | 38298 | 38447 | 38596 | 38745 | 38895 | 39061 | 39211 | 39361 | 39511 | 39662 | 39812 | 39965 | 40118 | 40270 | 40423 | 40575 | 40726 | 40878 | 41030 | 41182 | NPgY | GSP | NG FES - Consumer Transformation | Number of domestic customers
NG FES - Consumer Transformation | Dem_BB001a | Number of | NPgN | KEAD_YEDL | Number of domestic customers | Keadby | KEADBY | 112897 | 113355 | 113813 | 114271 | 114730 | 115187 | 115646 | 116104 | 116562 | 117020 | 117479 | 117936 | 118395 | 118853 | 119312 | 119820 | 120281 | 120741 | 121202 | 121664 | 122126 | 122594 | 123063 | 123531 | 123999 | 124466 | 124928 | 125394 | 125861 | 126329 | NPgY | GSP | NG FES - Consumer Transformation | Number of domestic customers
NG FES - Consumer Transformation | Dem_BB001a | Number of | NPgN | KIRKB1 | Number of domestic customers | Kirkstall B | KIRKSTALL B | 117247 | 117722 | 118199 | 118674 | 119150 | 119625 | 120102 | 120577 | 121053 | 121528 | 122005 | 122480 | 122956 | 123431 | 123908 | 124435 | 124914 | 125391 | 125870 | 126350 | 126830 | 127315 | 127802 | 128289 | 128775 | 129259 | 129739 | 130224 | 130708 | 131194 | NPgY | GSP | NG FES - Consumer Transformation | Number of domestic customers
NG FES - Consumer Transformation | Dem_BB001a | Number of | NPgN | NEEP_3 | Number of domestic customers | Neepsend | NEEPSEND | 51225 | 51433 | 51641 | 51849 | 52057 | 52265 | 52473 | 52680 | 52889 | 53096 | 53305 | 53512 | 53721 | 53928 | 54136 | 54367 | 54576 | 54785 | 54994 | 55204 | 55414 | 55626 | 55839 | 56052 | 56264 | 56476 | 56686 | 56897 | 57109 | 57321 | NPgY | GSP | NG FES - Consumer Transformation | Number of domestic customers
NG FES - Consumer Transformation | Dem_BB001a | Number of | NPgN | NORL_3 | Number of domestic customers | Norton Lees | NORTON LEES | 51530 | 51739 | 51948 | 52157 | 52366 | 52575 | 52785 | 52993 | 53203 | 53412 | 53621 | 53830 | 54039 | 54248 | 54457 | 54689 | 54900 | 55110 | 55320 | 55531 | 55742 | 55955 | 56169 | 56383 | 56597 | 56810 | 57021 | 57233 | 57446 | 57660 | NPgY | GSP | NG FES - Consumer Transformation | Number of domestic customers
NG FES - Consumer Transformation | Dem_BB001a | Number of | NPgN | PITS_BB_B | Number of domestic customers | Pitsmoor | PITSMOOR 3/4 | 21923 | 22012 | 22101 | 22190 | 22279 | 22368 | 22457 | 22546 | 22635 | 22724 | 22813 | 22901 | 22991 | 23079 | 23168 | 23267 | 23357 | 23446 | 23535 | 23625 | 23715 | 23806 | 23897 | 23988 | 24079 | 24169 | 24259 | 24349 | 24440 | 24531 | NPgY | GSP | NG FES - Consumer Transformation | Number of domestic customers
NG FES - Consumer Transformation | Dem_BB001a | Number of | NPgN | SALT_1 | Number of domestic customers | Saltend North | SALTEND NORTH | 31087 | 31213 | 31339 | 31465 | 31592 | 31718 | 31844 | 31970 | 32096 | 32222 | 32349 | 32475 | 32601 | 32727 | 32853 | 32993 | 33120 | 33247 | 33374 | 33501 | 33628 | 33757 | 33886 | 34015 | 34144 | 34273 | 34400 | 34529 | 34657 | 34786 | NPgY | GSP | NG FES - Consumer Transformation | Number of domestic customers
NG FES - Consumer Transformation | Dem_BB001a | Number of | NPgN | SHEC_3 | Number of domestic customers | Sheffield City | SHEFFIELD CITY | 26954 | 27063 | 27173 | 27282 | 27392 | 27501 | 27611 | 27720 | 27829 | 27939 | 28048 | 28158 | 28267 | 28376 | 28486 | 28607 | 28717 | 28827 | 28937 | 29048 | 29158 | 29270 | 29382 | 29494 | 29606 | 29717 | 29827 | 29939 | 30050 | 30162 | NPgY | GSP | NG FES - Consumer Transformation | Number of domestic customers
NG FES - Consumer Transformation | Dem_BB001a | Number of | NPgN | SKLGB1 | Number of domestic customers | Skelton Grange | SKELTON GRANGE | 287470 | 288635 | 289803 | 290968 | 292136 | 293301 | 294469 | 295634 | 296802 | 297967 | 299135 | 300301 | 301469 | 302634 | 303802 | 305096 | 306269 | 307440 | 308614 | 309790 | 310967 | 312158 | 313352 | 314545 | 315736 | 316924 | 318101 | 319289 | 320477 | 321668 | NPgY | GSP | NG FES - Consumer Transformation | Number of domestic customers
NG FES - Consumer Transformation | Dem_BB001a | Number of | NPgN | TEMP_3 | Number of domestic customers | Templeborough | TEMPLEBOROUGH 275/33KV | 3474 | 3488 | 3502 | 3516 | 3530 | 3544 | 3559 | 3573 | 3587 | 3601 | 3615 | 3629 | 3643 | 3657 | 3671 | 3687 | 3701 | 3715 | 3730 | 3744 | 3758 | 3772 | 3787 | 3801 | 3816 | 3830 | 3844 | 3859 | 3873 | 3887 | NPgY | GSP | NG FES - Consumer Transformation | Number of domestic customers
NG FES - Consumer Transformation | Dem_BB001a | Number of | NPgN | THUR_6 | Number of domestic customers | Thurcroft | THURCROFT | 94279 | 94661 | 95044 | 95426 | 95809 | 96191 | 96574 | 96957 | 97340 | 97722 | 98105 | 98487 | 98870 | 99252 | 99635 | 100059 | 100444 | 100828 | 101213 | 101599 | 101985 | 102375 | 102767 | 103158 | 103549 | 103939 | 104324 | 104714 | 105104 | 105494 | NPgY | GSP | NG FES - Consumer Transformation | Number of domestic customers
NG FES - Consumer Transformation | Dem_BB001a | Number of | NPgN | WMEL_THOM | Number of domestic customers | Thorpe Marsh | WEST MELTON / THORPE MARSH | 176980 | 177697 | 178417 | 179134 | 179853 | 180570 | 181290 | 182007 | 182726 | 183443 | 184163 | 184880 | 185599 | 186316 | 187036 | 187832 | 188555 | 189276 | 189998 | 190723 | 191447 | 192181 | 192916 | 193651 | 194384 | 195115 | 195840 | 196571 | 197303 | 198036 | NPgY | GSP | NG FES - Consumer Transformation | Number of domestic customers
NG FES - Consumer Transformation | Dem_BB001a | Number of | NPgN | WMEL_BB3 | Number of domestic customers | West Melton | WEST MELTON SECTION 3 | 174294 | 175000 | 175709 | 176415 | 177123 | 177830 | 178538 | 179245 | 179953 | 180659 | 181368 | 182074 | 182782 | 183489 | 184197 | 184982 | 185693 | 186403 | 187115 | 187829 | 188542 | 189264 | 189988 | 190712 | 191434 | 192154 | 192868 | 193588 | 194309 | 195031 | NPgY | GSP | NG FES - Consumer Transformation | Number of domestic customers
NG FES - Consumer Transformation | Dem_BB001a | Number of | NPgN | WIBA_3 | Number of domestic customers | Wincobank | WINCOBANK | 7412 | 7442 | 7472 | 7502 | 7532 | 7562 | 7592 | 7623 | 7653 | 7683 | 7713 | 7743 | 7773 | 7803 | 7833 | 7867 | 7897 | 7927 | 7957 | 7988 | 8018 | 8049 | 8079 | 8110 | 8141 | 8172 | 8202 | 8233 | 8263 | 8294 | NPgY | GSP | NG FES - Consumer Transformation | Number of domestic customers
NG FES - Falling Short | Dem_BB001a | Number of | NPgN | BLYTB1 | Number of domestic customers | Blyth 66kV | BLYTH 66kV | 105147 | 105573 | 106000 | 106426 | 106853 | 107279 | 107706 | 108132 | 108559 | 108985 | 109412 | 109838 | 110265 | 110691 | 111118 | 111592 | 112021 | 112449 | 112878 | 113308 | 113738 | 114174 | 114610 | 115047 | 115482 | 115917 | 116347 | 116781 | 117216 | 117651 | NPgN | GSP | NG FES - Falling Short | Number of domestic customers
NG FES - Falling Short | Dem_BB001a | Number of | NPgN | BLYTH132 | Number of domestic customers | Blyth 132kV | BLYTH 132kV | 28872 | 28989 | 29106 | 29223 | 29341 | 29458 | 29575 | 29692 | 29809 | 29926 | 30043 | 30160 | 30278 | 30395 | 30512 | 30642 | 30760 | 30877 | 30995 | 31113 | 31231 | 31351 | 31471 | 31591 | 31710 | 31830 | 31948 | 32067 | 32186 | 32306 | NPgN | GSP | NG FES - Falling Short | Number of domestic customers
NG FES - Falling Short | Dem_BB001a | Number of | NPgN | FOUR_1 | Number of domestic customers | Fourstones | FOURSTONES | 8403 | 8437 | 8471 | 8505 | 8540 | 8574 | 8608 | 8642 | 8676 | 8710 | 8744 | 8778 | 8813 | 8847 | 8881 | 8919 | 8953 | 8987 | 9022 | 9056 | 9090 | 9125 | 9160 | 9195 | 9230 | 9265 | 9299 | 9334 | 9369 | 9403 | NPgN | GSP | NG FES - Falling Short | Number of domestic customers
NG FES - Falling Short | Dem_BB001a | Number of | NPgN | HARM_6 | Number of domestic customers | Hart Moor | HARTMOOR | 54210 | 54430 | 54650 | 54870 | 55090 | 55310 | 55530 | 55750 | 55970 | 56190 | 56410 | 56630 | 56850 | 57070 | 57290 | 57534 | 57756 | 57976 | 58198 | 58420 | 58641 | 58866 | 59091 | 59316 | 59541 | 59765 | 59987 | 60211 | 60435 | 60660 | NPgN | GSP | NG FES - Falling Short | Number of domestic customers
NG FES - Falling Short | Dem_BB001a | Number of | NPgN | HAWP_6 | Number of domestic customers | Hawthorn Pit | HAWTHORN PIT GRID | 67218 | 67490 | 67764 | 68036 | 68309 | 68582 | 68855 | 69127 | 69400 | 69673 | 69946 | 70218 | 70492 | 70764 | 71037 | 71340 | 71614 | 71888 | 72163 | 72438 | 72713 | 72991 | 73271 | 73550 | 73828 | 74106 | 74381 | 74659 | 74937 | 75215 | NPgN | GSP | NG FES - Falling Short | Number of domestic customers
NG FES - Falling Short | Dem_BB001a | Number of | NPgN | KNARE_111 | Number of domestic customers | Knaresborough | KNARESBOROUGH | 73095 | 73373 | 73651 | 73928 | 74207 | 74484 | 74763 | 75040 | 75318 | 75596 | 75874 | 76152 | 76430 | 76708 | 76986 | 77294 | 77574 | 77853 | 78132 | 78413 | 78693 | 78977 | 79261 | 79546 | 79829 | 80112 | 80393 | 80676 | 80959 | 81243 | NPgN | GSP | NG FES - Falling Short | Number of domestic customers
NG FES - Falling Short | Dem_BB001a | Number of | NPgN | LACK_6 | Number of domestic customers | Lackenby | LACKENBY | 92968 | 93344 | 93721 | 94098 | 94475 | 94851 | 95228 | 95604 | 95981 | 96358 | 96735 | 97111 | 97488 | 97864 | 98241 | 98659 | 99038 | 99416 | 99795 | 100175 | 100555 | 100939 | 101325 | 101710 | 102095 | 102478 | 102858 | 103242 | 103626 | 104010 | NPgN | GSP | NG FES - Falling Short | Number of domestic customers
NG FES - Falling Short | Dem_BB001a | Number of | NPgN | NORT_1 | Number of domestic customers | Norton | NORTON | 224895 | 225798 | 226703 | 227606 | 228511 | 229414 | 230319 | 231222 | 232127 | 233029 | 233935 | 234837 | 235742 | 236645 | 237550 | 238553 | 239463 | 240370 | 241279 | 242191 | 243103 | 244026 | 244951 | 245876 | 246799 | 247719 | 248631 | 249551 | 250472 | 251395 | NPgN | GSP | NG FES - Falling Short | Number of domestic customers
NG FES - Falling Short | Dem_BB001a | Number of | NPgN | OFFE_3 | Number of domestic customers | Offerton | OFFERTON | 36584 | 36732 | 36881 | 37029 | 37178 | 37326 | 37475 | 37623 | 37772 | 37920 | 38069 | 38217 | 38366 | 38514 | 38663 | 38827 | 38977 | 39126 | 39275 | 39425 | 39575 | 39726 | 39878 | 40030 | 40182 | 40333 | 40483 | 40634 | 40785 | 40937 | NPgN | GSP | NG FES - Falling Short | Number of domestic customers
NG FES - Falling Short | Dem_BB001a | Number of | NPgN | OSBA_1 | Number of domestic customers | Osbaldwick | OSBALDWICK | 142628 | 143193 | 143760 | 144325 | 144891 | 145456 | 146023 | 146588 | 147154 | 147719 | 148286 | 148851 | 149417 | 149982 | 150549 | 151177 | 151746 | 152314 | 152883 | 153454 | 154024 | 154602 | 155181 | 155760 | 156337 | 156914 | 157484 | 158060 | 158637 | 159214 | NPgN | GSP | NG FES - Falling Short | Number of domestic customers
NG FES - Falling Short | Dem_BB001a | Number of | NPgN | POPP_3 | Number of domestic customers | Poppleton | POPPLETON | 25128 | 25230 | 25332 | 25434 | 25536 | 25637 | 25739 | 25841 | 25943 | 26045 | 26147 | 26249 | 26351 | 26452 | 26554 | 26667 | 26770 | 26872 | 26975 | 27077 | 27180 | 27284 | 27388 | 27493 | 27597 | 27700 | 27803 | 27907 | 28011 | 28115 | NPgN | GSP | NG FES - Falling Short | Number of domestic customers
NG FES - Falling Short | Dem_BB001a | Number of | NPgN | SALH_1 | Number of domestic customers | Saltholme | SALTHOLME | 1312 | 1317 | 1323 | 1328 | 1333 | 1339 | 1344 | 1349 | 1355 | 1360 | 1365 | 1371 | 1376 | 1381 | 1387 | 1392 | 1398 | 1403 | 1409 | 1414 | 1419 | 1425 | 1430 | 1436 | 1441 | 1446 | 1452 | 1457 | 1463 | 1468 | NPgN | GSP | NG FES - Falling Short | Number of domestic customers
NG FES - Falling Short | Dem_BB001a | Number of | NPgN | SSHI_3 | Number of domestic customers | South Shields | SOUTH SHIELDS | 35006 | 35148 | 35290 | 35432 | 35574 | 35716 | 35858 | 36000 | 36143 | 36284 | 36427 | 36569 | 36711 | 36853 | 36995 | 37153 | 37296 | 37438 | 37581 | 37724 | 37868 | 38013 | 38158 | 38303 | 38448 | 38593 | 38736 | 38881 | 39026 | 39171 | NPgN | GSP | NG FES - Falling Short | Number of domestic customers
NG FES - Falling Short | Dem_BB001a | Number of | NPgN | KIELD01 and SPAD20 | Number of domestic customers | 0 | SPADEADAM | 3666 | 3681 | 3696 | 3711 | 3725 | 3740 | 3755 | 3770 | 3785 | 3800 | 3815 | 3830 | 3844 | 3859 | 3874 | 3891 | 3906 | 3921 | 3936 | 3951 | 3966 | 3981 | 3996 | 4011 | 4026 | 4041 | 4056 | 4072 | 4087 | 4102 | NPgN | GSP | NG FES - Falling Short | Number of domestic customers
NG FES - Falling Short | Dem_BB001a | Number of | NPgN | SPEN_1 | Number of domestic customers | Spennymoor | SPENNYMOOR | 143094 | 143673 | 144254 | 144833 | 145414 | 145993 | 146573 | 147153 | 147733 | 148312 | 148893 | 149472 | 150053 | 150632 | 151213 | 151856 | 152439 | 153021 | 153605 | 154190 | 154775 | 155367 | 155960 | 156554 | 157146 | 157736 | 158321 | 158912 | 159502 | 160094 | NPgN | GSP | NG FES - Falling Short | Number of domestic customers
NG FES - Falling Short | Dem_BB001a | Number of | NPgN | STEN_1 | Number of domestic customers | Stella North | STELLA NORTH | 124016 | 124519 | 125022 | 125525 | 126029 | 126531 | 127035 | 127538 | 128041 | 128544 | 129048 | 129550 | 130054 | 130557 | 131061 | 131619 | 132125 | 132630 | 133136 | 133644 | 134151 | 134665 | 135180 | 135695 | 136208 | 136721 | 137228 | 137741 | 138253 | 138767 | NPgN | GSP | NG FES - Falling Short | Number of domestic customers
NG FES - Falling Short | Dem_BB001a | Number of | NPgN | STES_1 | Number of domestic customers | Stella South | STELLA SOUTH | 83701 | 84040 | 84380 | 84720 | 85060 | 85399 | 85739 | 86078 | 86418 | 86757 | 87098 | 87437 | 87777 | 88116 | 88456 | 88833 | 89175 | 89516 | 89857 | 90200 | 90542 | 90889 | 91237 | 91584 | 91931 | 92277 | 92620 | 92966 | 93311 | 93658 | NPgN | GSP | NG FES - Falling Short | Number of domestic customers
NG FES - Falling Short | Dem_BB001a | Number of | NPgN | TYNE_1 | Number of domestic customers | Tynemouth 1 | TYNEMOUTH | 102775 | 103192 | 103609 | 104026 | 104444 | 104860 | 105278 | 105695 | 106113 | 106529 | 106947 | 107364 | 107781 | 108198 | 108616 | 109079 | 109498 | 109917 | 110337 | 110758 | 111178 | 111604 | 112031 | 112458 | 112884 | 113309 | 113730 | 114155 | 114579 | 115005 | NPgN | GSP | NG FES - Falling Short | Number of domestic customers
NG FES - Falling Short | Dem_BB001a | Number of | NPgN | WBOL_6 | Number of domestic customers | West Boldon | WEST BOLDON | 140673 | 141244 | 141815 | 142386 | 142958 | 143528 | 144100 | 144671 | 145243 | 145813 | 146385 | 146956 | 147528 | 148098 | 148670 | 149304 | 149878 | 150452 | 151026 | 151602 | 152178 | 152762 | 153346 | 153931 | 154514 | 155095 | 155672 | 156253 | 156835 | 157418 | NPgN | GSP | NG FES - Falling Short | Number of domestic customers
NG FES - Falling Short | Dem_BB001a | Number of | NPgN | BRAW_1 | Number of domestic customers | Bradford West | BRADFORD WEST | 243766 | 244754 | 245745 | 246733 | 247723 | 248711 | 249702 | 250690 | 251681 | 252669 | 253659 | 254647 | 255638 | 256626 | 257617 | 258714 | 259709 | 260702 | 261698 | 262695 | 263693 | 264703 | 265716 | 266728 | 267738 | 268746 | 269743 | 270751 | 271758 | 272768 | NPgY | GSP | NG FES - Falling Short | Number of domestic customers
NG FES - Falling Short | Dem_BB001a | Number of | NPgN | CAMB_01 | Number of domestic customers | Camblesforth | CAMBLESFORTH | 16751 | 16819 | 16887 | 16955 | 17023 | 17091 | 17159 | 17227 | 17295 | 17363 | 17431 | 17499 | 17567 | 17635 | 17704 | 17779 | 17847 | 17916 | 17984 | 18053 | 18121 | 18191 | 18261 | 18330 | 18400 | 18469 | 18538 | 18607 | 18676 | 18746 | NPgY | GSP | NG FES - Falling Short | Number of domestic customers
NG FES - Falling Short | Dem_BB001a | Number of | NPgN | CREB_1 | Number of domestic customers | Creyke Beck | CREYKE BECK | 230227 | 231159 | 232094 | 233026 | 233960 | 234892 | 235827 | 236759 | 237693 | 238625 | 239560 | 240492 | 241426 | 242358 | 243293 | 244328 | 245267 | 246203 | 247142 | 248084 | 249025 | 249978 | 250933 | 251888 | 252841 | 253791 | 254732 | 255683 | 256633 | 257586 | NPgY | GSP | NG FES - Falling Short | Number of domestic customers
NG FES - Falling Short | Dem_BB001a | Number of | NPgN | DRAX_YEDL | Number of domestic customers | Drax | DRAX | 21871 | 21959 | 22048 | 22136 | 22224 | 22312 | 22401 | 22489 | 22577 | 22665 | 22754 | 22842 | 22930 | 23018 | 23107 | 23205 | 23293 | 23382 | 23471 | 23560 | 23649 | 23739 | 23829 | 23920 | 24010 | 24100 | 24189 | 24279 | 24368 | 24459 | NPgY | GSP | NG FES - Falling Short | Number of domestic customers
NG FES - Falling Short | Dem_BB001a | Number of | NPgN | ELLA_1 | Number of domestic customers | Elland | ELLAND | 187573 | 188333 | 189096 | 189856 | 190619 | 191379 | 192141 | 192902 | 193664 | 194425 | 195187 | 195947 | 196710 | 197470 | 198232 | 199077 | 199843 | 200607 | 201373 | 202141 | 202909 | 203686 | 204466 | 205245 | 206022 | 206797 | 207565 | 208341 | 209116 | 209893 | NPgY | GSP | NG FES - Falling Short | Number of domestic customers
NG FES - Falling Short | Dem_BB001a | Number of | NPgN | FERRA2 | Number of domestic customers | Ferrybridge A | FERRYBRIDGE A | 57462 | 57695 | 57929 | 58162 | 58396 | 58629 | 58862 | 59095 | 59329 | 59562 | 59796 | 60029 | 60263 | 60496 | 60729 | 60988 | 61223 | 61457 | 61692 | 61927 | 62163 | 62401 | 62640 | 62879 | 63117 | 63355 | 63590 | 63828 | 64065 | 64303 | NPgY | GSP | NG FES - Falling Short | Number of domestic customers
NG FES - Falling Short | Dem_BB001a | Number of | NPgN | FERRB9 | Number of domestic customers | Ferrybridge B (_M) | FERRYBRIDGE B | 126967 | 127482 | 127997 | 128512 | 129028 | 129542 | 130058 | 130573 | 131088 | 131603 | 132119 | 132633 | 133149 | 133664 | 134180 | 134751 | 135269 | 135786 | 136305 | 136824 | 137344 | 137870 | 138397 | 138924 | 139450 | 139975 | 140495 | 141019 | 141544 | 142070 | NPgY | GSP | NG FES - Falling Short | Number of domestic customers
NG FES - Falling Short | Dem_BB001a | Number of | NPgN | GRIW_1 | Number of domestic customers | Grimsby West | GRIMSBY WEST | 80968 | 81296 | 81625 | 81953 | 82282 | 82611 | 82940 | 83268 | 83597 | 83925 | 84254 | 84582 | 84911 | 85239 | 85569 | 85933 | 86264 | 86593 | 86924 | 87255 | 87587 | 87922 | 88259 | 88595 | 88930 | 89265 | 89596 | 89931 | 90266 | 90601 | NPgY | GSP | NG FES - Falling Short | Number of domestic customers
NG FES - Falling Short | Dem_BB001a | Number of | NPgN | JORD_3 | Number of domestic customers | Jordanthorpe | JORDANTHORPE | 36804 | 36953 | 37103 | 37252 | 37401 | 37551 | 37700 | 37849 | 37999 | 38148 | 38298 | 38447 | 38596 | 38745 | 38895 | 39061 | 39211 | 39361 | 39511 | 39662 | 39812 | 39965 | 40118 | 40270 | 40423 | 40575 | 40726 | 40878 | 41030 | 41182 | NPgY | GSP | NG FES - Falling Short | Number of domestic customers
NG FES - Falling Short | Dem_BB001a | Number of | NPgN | KEAD_YEDL | Number of domestic customers | Keadby | KEADBY | 112897 | 113355 | 113813 | 114271 | 114730 | 115187 | 115646 | 116104 | 116562 | 117020 | 117479 | 117936 | 118395 | 118853 | 119312 | 119820 | 120281 | 120741 | 121202 | 121664 | 122126 | 122594 | 123063 | 123531 | 123999 | 124466 | 124928 | 125394 | 125861 | 126329 | NPgY | GSP | NG FES - Falling Short | Number of domestic customers
NG FES - Falling Short | Dem_BB001a | Number of | NPgN | KIRKB1 | Number of domestic customers | Kirkstall B | KIRKSTALL B | 117247 | 117722 | 118199 | 118674 | 119150 | 119625 | 120102 | 120577 | 121053 | 121528 | 122005 | 122480 | 122956 | 123431 | 123908 | 124435 | 124914 | 125391 | 125870 | 126350 | 126830 | 127315 | 127802 | 128289 | 128775 | 129259 | 129739 | 130224 | 130708 | 131194 | NPgY | GSP | NG FES - Falling Short | Number of domestic customers
NG FES - Falling Short | Dem_BB001a | Number of | NPgN | NEEP_3 | Number of domestic customers | Neepsend | NEEPSEND | 51225 | 51433 | 51641 | 51849 | 52057 | 52265 | 52473 | 52680 | 52889 | 53096 | 53305 | 53512 | 53721 | 53928 | 54136 | 54367 | 54576 | 54785 | 54994 | 55204 | 55414 | 55626 | 55839 | 56052 | 56264 | 56476 | 56686 | 56897 | 57109 | 57321 | NPgY | GSP | NG FES - Falling Short | Number of domestic customers
NG FES - Falling Short | Dem_BB001a | Number of | NPgN | NORL_3 | Number of domestic customers | Norton Lees | NORTON LEES | 51530 | 51739 | 51948 | 52157 | 52366 | 52575 | 52785 | 52993 | 53203 | 53412 | 53621 | 53830 | 54039 | 54248 | 54457 | 54689 | 54900 | 55110 | 55320 | 55531 | 55742 | 55955 | 56169 | 56383 | 56597 | 56810 | 57021 | 57233 | 57446 | 57660 | NPgY | GSP | NG FES - Falling Short | Number of domestic customers
NG FES - Falling Short | Dem_BB001a | Number of | NPgN | PITS_BB_B | Number of domestic customers | Pitsmoor | PITSMOOR 3/4 | 21923 | 22012 | 22101 | 22190 | 22279 | 22368 | 22457 | 22546 | 22635 | 22724 | 22813 | 22901 | 22991 | 23079 | 23168 | 23267 | 23357 | 23446 | 23535 | 23625 | 23715 | 23806 | 23897 | 23988 | 24079 | 24169 | 24259 | 24349 | 24440 | 24531 | NPgY | GSP | NG FES - Falling Short | Number of domestic customers
NG FES - Falling Short | Dem_BB001a | Number of | NPgN | SALT_1 | Number of domestic customers | Saltend North | SALTEND NORTH | 31087 | 31213 | 31339 | 31465 | 31592 | 31718 | 31844 | 31970 | 32096 | 32222 | 32349 | 32475 | 32601 | 32727 | 32853 | 32993 | 33120 | 33247 | 33374 | 33501 | 33628 | 33757 | 33886 | 34015 | 34144 | 34273 | 34400 | 34529 | 34657 | 34786 | NPgY | GSP | NG FES - Falling Short | Number of domestic customers
NG FES - Falling Short | Dem_BB001a | Number of | NPgN | SHEC_3 | Number of domestic customers | Sheffield City | SHEFFIELD CITY | 26954 | 27063 | 27173 | 27282 | 27392 | 27501 | 27611 | 27720 | 27829 | 27939 | 28048 | 28158 | 28267 | 28376 | 28486 | 28607 | 28717 | 28827 | 28937 | 29048 | 29158 | 29270 | 29382 | 29494 | 29606 | 29717 | 29827 | 29939 | 30050 | 30162 | NPgY | GSP | NG FES - Falling Short | Number of domestic customers
NG FES - Falling Short | Dem_BB001a | Number of | NPgN | SKLGB1 | Number of domestic customers | Skelton Grange | SKELTON GRANGE | 287470 | 288635 | 289803 | 290968 | 292136 | 293301 | 294469 | 295634 | 296802 | 297967 | 299135 | 300301 | 301469 | 302634 | 303802 | 305096 | 306269 | 307440 | 308614 | 309790 | 310967 | 312158 | 313352 | 314545 | 315736 | 316924 | 318101 | 319289 | 320477 | 321668 | NPgY | GSP | NG FES - Falling Short | Number of domestic customers
NG FES - Falling Short | Dem_BB001a | Number of | NPgN | TEMP_3 | Number of domestic customers | Templeborough | TEMPLEBOROUGH 275/33KV | 3474 | 3488 | 3502 | 3516 | 3530 | 3544 | 3559 | 3573 | 3587 | 3601 | 3615 | 3629 | 3643 | 3657 | 3671 | 3687 | 3701 | 3715 | 3730 | 3744 | 3758 | 3772 | 3787 | 3801 | 3816 | 3830 | 3844 | 3859 | 3873 | 3887 | NPgY | GSP | NG FES - Falling Short | Number of domestic customers
NG FES - Falling Short | Dem_BB001a | Number of | NPgN | THUR_6 | Number of domestic customers | Thurcroft | THURCROFT | 94279 | 94661 | 95044 | 95426 | 95809 | 96191 | 96574 | 96957 | 97340 | 97722 | 98105 | 98487 | 98870 | 99252 | 99635 | 100059 | 100444 | 100828 | 101213 | 101599 | 101985 | 102375 | 102767 | 103158 | 103549 | 103939 | 104324 | 104714 | 105104 | 105494 | NPgY | GSP | NG FES - Falling Short | Number of domestic customers
NG FES - Falling Short | Dem_BB001a | Number of | NPgN | WMEL_THOM | Number of domestic customers | Thorpe Marsh | WEST MELTON / THORPE MARSH | 176980 | 177697 | 178417 | 179134 | 179853 | 180570 | 181290 | 182007 | 182726 | 183443 | 184163 | 184880 | 185599 | 186316 | 187036 | 187832 | 188555 | 189276 | 189998 | 190723 | 191447 | 192181 | 192916 | 193651 | 194384 | 195115 | 195840 | 196571 | 197303 | 198036 | NPgY | GSP | NG FES - Falling Short | Number of domestic customers
NG FES - Falling Short | Dem_BB001a | Number of | NPgN | WMEL_BB3 | Number of domestic customers | West Melton | WEST MELTON SECTION 3 | 174294 | 175000 | 175709 | 176415 | 177123 | 177830 | 178538 | 179245 | 179953 | 180659 | 181368 | 182074 | 182782 | 183489 | 184197 | 184982 | 185693 | 186403 | 187115 | 187829 | 188542 | 189264 | 189988 | 190712 | 191434 | 192154 | 192868 | 193588 | 194309 | 195031 | NPgY | GSP | NG FES - Falling Short | Number of domestic customers
NG FES - Falling Short | Dem_BB001a | Number of | NPgN | WIBA_3 | Number of domestic customers | Wincobank | WINCOBANK | 7412 | 7442 | 7472 | 7502 | 7532 | 7562 | 7592 | 7623 | 7653 | 7683 | 7713 | 7743 | 7773 | 7803 | 7833 | 7867 | 7897 | 7927 | 7957 | 7988 | 8018 | 8049 | 8079 | 8110 | 8141 | 8172 | 8202 | 8233 | 8263 | 8294 | NPgY | GSP | NG FES - Falling Short | Number of domestic customers
NG FES - Leading the Way | Dem_BB001a | Number of | NPgN | BLYTB1 | Number of domestic customers | Blyth 66kV | BLYTH 66kV | 105147 | 105573 | 106000 | 106426 | 106853 | 107279 | 107706 | 108132 | 108559 | 108985 | 109412 | 109838 | 110265 | 110691 | 111118 | 111592 | 112021 | 112449 | 112878 | 113308 | 113738 | 114174 | 114610 | 115047 | 115482 | 115917 | 116347 | 116781 | 117216 | 117651 | NPgN | GSP | NG FES - Leading the Way | Number of domestic customers
NG FES - Leading the Way | Dem_BB001a | Number of | NPgN | BLYTH132 | Number of domestic customers | Blyth 132kV | BLYTH 132kV | 28872 | 28989 | 29106 | 29223 | 29341 | 29458 | 29575 | 29692 | 29809 | 29926 | 30043 | 30160 | 30278 | 30395 | 30512 | 30642 | 30760 | 30877 | 30995 | 31113 | 31231 | 31351 | 31471 | 31591 | 31710 | 31830 | 31948 | 32067 | 32186 | 32306 | NPgN | GSP | NG FES - Leading the Way | Number of domestic customers
NG FES - Leading the Way | Dem_BB001a | Number of | NPgN | FOUR_1 | Number of domestic customers | Fourstones | FOURSTONES | 8403 | 8437 | 8471 | 8505 | 8540 | 8574 | 8608 | 8642 | 8676 | 8710 | 8744 | 8778 | 8813 | 8847 | 8881 | 8919 | 8953 | 8987 | 9022 | 9056 | 9090 | 9125 | 9160 | 9195 | 9230 | 9265 | 9299 | 9334 | 9369 | 9403 | NPgN | GSP | NG FES - Leading the Way | Number of domestic customers
NG FES - Leading the Way | Dem_BB001a | Number of | NPgN | HARM_6 | Number of domestic customers | Hart Moor | HARTMOOR | 54210 | 54430 | 54650 | 54870 | 55090 | 55310 | 55530 | 55750 | 55970 | 56190 | 56410 | 56630 | 56850 | 57070 | 57290 | 57534 | 57756 | 57976 | 58198 | 58420 | 58641 | 58866 | 59091 | 59316 | 59541 | 59765 | 59987 | 60211 | 60435 | 60660 | NPgN | GSP | NG FES - Leading the Way | Number of domestic customers
NG FES - Leading the Way | Dem_BB001a | Number of | NPgN | HAWP_6 | Number of domestic customers | Hawthorn Pit | HAWTHORN PIT GRID | 67218 | 67490 | 67764 | 68036 | 68309 | 68582 | 68855 | 69127 | 69400 | 69673 | 69946 | 70218 | 70492 | 70764 | 71037 | 71340 | 71614 | 71888 | 72163 | 72438 | 72713 | 72991 | 73271 | 73550 | 73828 | 74106 | 74381 | 74659 | 74937 | 75215 | NPgN | GSP | NG FES - Leading the Way | Number of domestic customers
NG FES - Leading the Way | Dem_BB001a | Number of | NPgN | KNARE_111 | Number of domestic customers | Knaresborough | KNARESBOROUGH | 73095 | 73373 | 73651 | 73928 | 74207 | 74484 | 74763 | 75040 | 75318 | 75596 | 75874 | 76152 | 76430 | 76708 | 76986 | 77294 | 77574 | 77853 | 78132 | 78413 | 78693 | 78977 | 79261 | 79546 | 79829 | 80112 | 80393 | 80676 | 80959 | 81243 | NPgN | GSP | NG FES - Leading the Way | Number of domestic customers
NG FES - Leading the Way | Dem_BB001a | Number of | NPgN | LACK_6 | Number of domestic customers | Lackenby | LACKENBY | 92968 | 93344 | 93721 | 94098 | 94475 | 94851 | 95228 | 95604 | 95981 | 96358 | 96735 | 97111 | 97488 | 97864 | 98241 | 98659 | 99038 | 99416 | 99795 | 100175 | 100555 | 100939 | 101325 | 101710 | 102095 | 102478 | 102858 | 103242 | 103626 | 104010 | NPgN | GSP | NG FES - Leading the Way | Number of domestic customers
NG FES - Leading the Way | Dem_BB001a | Number of | NPgN | NORT_1 | Number of domestic customers | Norton | NORTON | 224895 | 225798 | 226703 | 227606 | 228511 | 229414 | 230319 | 231222 | 232127 | 233029 | 233935 | 234837 | 235742 | 236645 | 237550 | 238553 | 239463 | 240370 | 241279 | 242191 | 243103 | 244026 | 244951 | 245876 | 246799 | 247719 | 248631 | 249551 | 250472 | 251395 | NPgN | GSP | NG FES - Leading the Way | Number of domestic customers
NG FES - Leading the Way | Dem_BB001a | Number of | NPgN | OFFE_3 | Number of domestic customers | Offerton | OFFERTON | 36584 | 36732 | 36881 | 37029 | 37178 | 37326 | 37475 | 37623 | 37772 | 37920 | 38069 | 38217 | 38366 | 38514 | 38663 | 38827 | 38977 | 39126 | 39275 | 39425 | 39575 | 39726 | 39878 | 40030 | 40182 | 40333 | 40483 | 40634 | 40785 | 40937 | NPgN | GSP | NG FES - Leading the Way | Number of domestic customers
NG FES - Leading the Way | Dem_BB001a | Number of | NPgN | OSBA_1 | Number of domestic customers | Osbaldwick | OSBALDWICK | 142628 | 143193 | 143760 | 144325 | 144891 | 145456 | 146023 | 146588 | 147154 | 147719 | 148286 | 148851 | 149417 | 149982 | 150549 | 151177 | 151746 | 152314 | 152883 | 153454 | 154024 | 154602 | 155181 | 155760 | 156337 | 156914 | 157484 | 158060 | 158637 | 159214 | NPgN | GSP | NG FES - Leading the Way | Number of domestic customers
NG FES - Leading the Way | Dem_BB001a | Number of | NPgN | POPP_3 | Number of domestic customers | Poppleton | POPPLETON | 25128 | 25230 | 25332 | 25434 | 25536 | 25637 | 25739 | 25841 | 25943 | 26045 | 26147 | 26249 | 26351 | 26452 | 26554 | 26667 | 26770 | 26872 | 26975 | 27077 | 27180 | 27284 | 27388 | 27493 | 27597 | 27700 | 27803 | 27907 | 28011 | 28115 | NPgN | GSP | NG FES - Leading the Way | Number of domestic customers
NG FES - Leading the Way | Dem_BB001a | Number of | NPgN | SALH_1 | Number of domestic customers | Saltholme | SALTHOLME | 1312 | 1317 | 1323 | 1328 | 1333 | 1339 | 1344 | 1349 | 1355 | 1360 | 1365 | 1371 | 1376 | 1381 | 1387 | 1392 | 1398 | 1403 | 1409 | 1414 | 1419 | 1425 | 1430 | 1436 | 1441 | 1446 | 1452 | 1457 | 1463 | 1468 | NPgN | GSP | NG FES - Leading the Way | Number of domestic customers
NG FES - Leading the Way | Dem_BB001a | Number of | NPgN | SSHI_3 | Number of domestic customers | South Shields | SOUTH SHIELDS | 35006 | 35148 | 35290 | 35432 | 35574 | 35716 | 35858 | 36000 | 36143 | 36284 | 36427 | 36569 | 36711 | 36853 | 36995 | 37153 | 37296 | 37438 | 37581 | 37724 | 37868 | 38013 | 38158 | 38303 | 38448 | 38593 | 38736 | 38881 | 39026 | 39171 | NPgN | GSP | NG FES - Leading the Way | Number of domestic customers
NG FES - Leading the Way | Dem_BB001a | Number of | NPgN | KIELD01 and SPAD20 | Number of domestic customers | 0 | SPADEADAM | 3666 | 3681 | 3696 | 3711 | 3725 | 3740 | 3755 | 3770 | 3785 | 3800 | 3815 | 3830 | 3844 | 3859 | 3874 | 3891 | 3906 | 3921 | 3936 | 3951 | 3966 | 3981 | 3996 | 4011 | 4026 | 4041 | 4056 | 4072 | 4087 | 4102 | NPgN | GSP | NG FES - Leading the Way | Number of domestic customers
NG FES - Leading the Way | Dem_BB001a | Number of | NPgN | SPEN_1 | Number of domestic customers | Spennymoor | SPENNYMOOR | 143094 | 143673 | 144254 | 144833 | 145414 | 145993 | 146573 | 147153 | 147733 | 148312 | 148893 | 149472 | 150053 | 150632 | 151213 | 151856 | 152439 | 153021 | 153605 | 154190 | 154775 | 155367 | 155960 | 156554 | 157146 | 157736 | 158321 | 158912 | 159502 | 160094 | NPgN | GSP | NG FES - Leading the Way | Number of domestic customers
NG FES - Leading the Way | Dem_BB001a | Number of | NPgN | STEN_1 | Number of domestic customers | Stella North | STELLA NORTH | 124016 | 124519 | 125022 | 125525 | 126029 | 126531 | 127035 | 127538 | 128041 | 128544 | 129048 | 129550 | 130054 | 130557 | 131061 | 131619 | 132125 | 132630 | 133136 | 133644 | 134151 | 134665 | 135180 | 135695 | 136208 | 136721 | 137228 | 137741 | 138253 | 138767 | NPgN | GSP | NG FES - Leading the Way | Number of domestic customers
NG FES - Leading the Way | Dem_BB001a | Number of | NPgN | STES_1 | Number of domestic customers | Stella South | STELLA SOUTH | 83701 | 84040 | 84380 | 84720 | 85060 | 85399 | 85739 | 86078 | 86418 | 86757 | 87098 | 87437 | 87777 | 88116 | 88456 | 88833 | 89175 | 89516 | 89857 | 90200 | 90542 | 90889 | 91237 | 91584 | 91931 | 92277 | 92620 | 92966 | 93311 | 93658 | NPgN | GSP | NG FES - Leading the Way | Number of domestic customers
NG FES - Leading the Way | Dem_BB001a | Number of | NPgN | TYNE_1 | Number of domestic customers | Tynemouth 1 | TYNEMOUTH | 102775 | 103192 | 103609 | 104026 | 104444 | 104860 | 105278 | 105695 | 106113 | 106529 | 106947 | 107364 | 107781 | 108198 | 108616 | 109079 | 109498 | 109917 | 110337 | 110758 | 111178 | 111604 | 112031 | 112458 | 112884 | 113309 | 113730 | 114155 | 114579 | 115005 | NPgN | GSP | NG FES - Leading the Way | Number of domestic customers
NG FES - Leading the Way | Dem_BB001a | Number of | NPgN | WBOL_6 | Number of domestic customers | West Boldon | WEST BOLDON | 140673 | 141244 | 141815 | 142386 | 142958 | 143528 | 144100 | 144671 | 145243 | 145813 | 146385 | 146956 | 147528 | 148098 | 148670 | 149304 | 149878 | 150452 | 151026 | 151602 | 152178 | 152762 | 153346 | 153931 | 154514 | 155095 | 155672 | 156253 | 156835 | 157418 | NPgN | GSP | NG FES - Leading the Way | Number of domestic customers
NG FES - Leading the Way | Dem_BB001a | Number of | NPgN | BRAW_1 | Number of domestic customers | Bradford West | BRADFORD WEST | 243766 | 244754 | 245745 | 246733 | 247723 | 248711 | 249702 | 250690 | 251681 | 252669 | 253659 | 254647 | 255638 | 256626 | 257617 | 258714 | 259709 | 260702 | 261698 | 262695 | 263693 | 264703 | 265716 | 266728 | 267738 | 268746 | 269743 | 270751 | 271758 | 272768 | NPgY | GSP | NG FES - Leading the Way | Number of domestic customers
NG FES - Leading the Way | Dem_BB001a | Number of | NPgN | CAMB_01 | Number of domestic customers | Camblesforth | CAMBLESFORTH | 16751 | 16819 | 16887 | 16955 | 17023 | 17091 | 17159 | 17227 | 17295 | 17363 | 17431 | 17499 | 17567 | 17635 | 17704 | 17779 | 17847 | 17916 | 17984 | 18053 | 18121 | 18191 | 18261 | 18330 | 18400 | 18469 | 18538 | 18607 | 18676 | 18746 | NPgY | GSP | NG FES - Leading the Way | Number of domestic customers
NG FES - Leading the Way | Dem_BB001a | Number of | NPgN | CREB_1 | Number of domestic customers | Creyke Beck | CREYKE BECK | 230227 | 231159 | 232094 | 233026 | 233960 | 234892 | 235827 | 236759 | 237693 | 238625 | 239560 | 240492 | 241426 | 242358 | 243293 | 244328 | 245267 | 246203 | 247142 | 248084 | 249025 | 249978 | 250933 | 251888 | 252841 | 253791 | 254732 | 255683 | 256633 | 257586 | NPgY | GSP | NG FES - Leading the Way | Number of domestic customers
NG FES - Leading the Way | Dem_BB001a | Number of | NPgN | DRAX_YEDL | Number of domestic customers | Drax | DRAX | 21871 | 21959 | 22048 | 22136 | 22224 | 22312 | 22401 | 22489 | 22577 | 22665 | 22754 | 22842 | 22930 | 23018 | 23107 | 23205 | 23293 | 23382 | 23471 | 23560 | 23649 | 23739 | 23829 | 23920 | 24010 | 24100 | 24189 | 24279 | 24368 | 24459 | NPgY | GSP | NG FES - Leading the Way | Number of domestic customers
NG FES - Leading the Way | Dem_BB001a | Number of | NPgN | ELLA_1 | Number of domestic customers | Elland | ELLAND | 187573 | 188333 | 189096 | 189856 | 190619 | 191379 | 192141 | 192902 | 193664 | 194425 | 195187 | 195947 | 196710 | 197470 | 198232 | 199077 | 199843 | 200607 | 201373 | 202141 | 202909 | 203686 | 204466 | 205245 | 206022 | 206797 | 207565 | 208341 | 209116 | 209893 | NPgY | GSP | NG FES - Leading the Way | Number of domestic customers
NG FES - Leading the Way | Dem_BB001a | Number of | NPgN | FERRA2 | Number of domestic customers | Ferrybridge A | FERRYBRIDGE A | 57462 | 57695 | 57929 | 58162 | 58396 | 58629 | 58862 | 59095 | 59329 | 59562 | 59796 | 60029 | 60263 | 60496 | 60729 | 60988 | 61223 | 61457 | 61692 | 61927 | 62163 | 62401 | 62640 | 62879 | 63117 | 63355 | 63590 | 63828 | 64065 | 64303 | NPgY | GSP | NG FES - Leading the Way | Number of domestic customers
NG FES - Leading the Way | Dem_BB001a | Number of | NPgN | FERRB9 | Number of domestic customers | Ferrybridge B (_M) | FERRYBRIDGE B | 126967 | 127482 | 127997 | 128512 | 129028 | 129542 | 130058 | 130573 | 131088 | 131603 | 132119 | 132633 | 133149 | 133664 | 134180 | 134751 | 135269 | 135786 | 136305 | 136824 | 137344 | 137870 | 138397 | 138924 | 139450 | 139975 | 140495 | 141019 | 141544 | 142070 | NPgY | GSP | NG FES - Leading the Way | Number of domestic customers
NG FES - Leading the Way | Dem_BB001a | Number of | NPgN | GRIW_1 | Number of domestic customers | Grimsby West | GRIMSBY WEST | 80968 | 81296 | 81625 | 81953 | 82282 | 82611 | 82940 | 83268 | 83597 | 83925 | 84254 | 84582 | 84911 | 85239 | 85569 | 85933 | 86264 | 86593 | 86924 | 87255 | 87587 | 87922 | 88259 | 88595 | 88930 | 89265 | 89596 | 89931 | 90266 | 90601 | NPgY | GSP | NG FES - Leading the Way | Number of domestic customers
NG FES - Leading the Way | Dem_BB001a | Number of | NPgN | JORD_3 | Number of domestic customers | Jordanthorpe | JORDANTHORPE | 36804 | 36953 | 37103 | 37252 | 37401 | 37551 | 37700 | 37849 | 37999 | 38148 | 38298 | 38447 | 38596 | 38745 | 38895 | 39061 | 39211 | 39361 | 39511 | 39662 | 39812 | 39965 | 40118 | 40270 | 40423 | 40575 | 40726 | 40878 | 41030 | 41182 | NPgY | GSP | NG FES - Leading the Way | Number of domestic customers
NG FES - Leading the Way | Dem_BB001a | Number of | NPgN | KEAD_YEDL | Number of domestic customers | Keadby | KEADBY | 112897 | 113355 | 113813 | 114271 | 114730 | 115187 | 115646 | 116104 | 116562 | 117020 | 117479 | 117936 | 118395 | 118853 | 119312 | 119820 | 120281 | 120741 | 121202 | 121664 | 122126 | 122594 | 123063 | 123531 | 123999 | 124466 | 124928 | 125394 | 125861 | 126329 | NPgY | GSP | NG FES - Leading the Way | Number of domestic customers
NG FES - Leading the Way | Dem_BB001a | Number of | NPgN | KIRKB1 | Number of domestic customers | Kirkstall B | KIRKSTALL B | 117247 | 117722 | 118199 | 118674 | 119150 | 119625 | 120102 | 120577 | 121053 | 121528 | 122005 | 122480 | 122956 | 123431 | 123908 | 124435 | 124914 | 125391 | 125870 | 126350 | 126830 | 127315 | 127802 | 128289 | 128775 | 129259 | 129739 | 130224 | 130708 | 131194 | NPgY | GSP | NG FES - Leading the Way | Number of domestic customers
NG FES - Leading the Way | Dem_BB001a | Number of | NPgN | NEEP_3 | Number of domestic customers | Neepsend | NEEPSEND | 51225 | 51433 | 51641 | 51849 | 52057 | 52265 | 52473 | 52680 | 52889 | 53096 | 53305 | 53512 | 53721 | 53928 | 54136 | 54367 | 54576 | 54785 | 54994 | 55204 | 55414 | 55626 | 55839 | 56052 | 56264 | 56476 | 56686 | 56897 | 57109 | 57321 | NPgY | GSP | NG FES - Leading the Way | Number of domestic customers
NG FES - Leading the Way | Dem_BB001a | Number of | NPgN | NORL_3 | Number of domestic customers | Norton Lees | NORTON LEES | 51530 | 51739 | 51948 | 52157 | 52366 | 52575 | 52785 | 52993 | 53203 | 53412 | 53621 | 53830 | 54039 | 54248 | 54457 | 54689 | 54900 | 55110 | 55320 | 55531 | 55742 | 55955 | 56169 | 56383 | 56597 | 56810 | 57021 | 57233 | 57446 | 57660 | NPgY | GSP | NG FES - Leading the Way | Number of domestic customers
NG FES - Leading the Way | Dem_BB001a | Number of | NPgN | PITS_BB_B | Number of domestic customers | Pitsmoor | PITSMOOR 3/4 | 21923 | 22012 | 22101 | 22190 | 22279 | 22368 | 22457 | 22546 | 22635 | 22724 | 22813 | 22901 | 22991 | 23079 | 23168 | 23267 | 23357 | 23446 | 23535 | 23625 | 23715 | 23806 | 23897 | 23988 | 24079 | 24169 | 24259 | 24349 | 24440 | 24531 | NPgY | GSP | NG FES - Leading the Way | Number of domestic customers
NG FES - Leading the Way | Dem_BB001a | Number of | NPgN | SALT_1 | Number of domestic customers | Saltend North | SALTEND NORTH | 31087 | 31213 | 31339 | 31465 | 31592 | 31718 | 31844 | 31970 | 32096 | 32222 | 32349 | 32475 | 32601 | 32727 | 32853 | 32993 | 33120 | 33247 | 33374 | 33501 | 33628 | 33757 | 33886 | 34015 | 34144 | 34273 | 34400 | 34529 | 34657 | 34786 | NPgY | GSP | NG FES - Leading the Way | Number of domestic customers
NG FES - Leading the Way | Dem_BB001a | Number of | NPgN | SHEC_3 | Number of domestic customers | Sheffield City | SHEFFIELD CITY | 26954 | 27063 | 27173 | 27282 | 27392 | 27501 | 27611 | 27720 | 27829 | 27939 | 28048 | 28158 | 28267 | 28376 | 28486 | 28607 | 28717 | 28827 | 28937 | 29048 | 29158 | 29270 | 29382 | 29494 | 29606 | 29717 | 29827 | 29939 | 30050 | 30162 | NPgY | GSP | NG FES - Leading the Way | Number of domestic customers
NG FES - Leading the Way | Dem_BB001a | Number of | NPgN | SKLGB1 | Number of domestic customers | Skelton Grange | SKELTON GRANGE | 287470 | 288635 | 289803 | 290968 | 292136 | 293301 | 294469 | 295634 | 296802 | 297967 | 299135 | 300301 | 301469 | 302634 | 303802 | 305096 | 306269 | 307440 | 308614 | 309790 | 310967 | 312158 | 313352 | 314545 | 315736 | 316924 | 318101 | 319289 | 320477 | 321668 | NPgY | GSP | NG FES - Leading the Way | Number of domestic customers
NG FES - Leading the Way | Dem_BB001a | Number of | NPgN | TEMP_3 | Number of domestic customers | Templeborough | TEMPLEBOROUGH 275/33KV | 3474 | 3488 | 3502 | 3516 | 3530 | 3544 | 3559 | 3573 | 3587 | 3601 | 3615 | 3629 | 3643 | 3657 | 3671 | 3687 | 3701 | 3715 | 3730 | 3744 | 3758 | 3772 | 3787 | 3801 | 3816 | 3830 | 3844 | 3859 | 3873 | 3887 | NPgY | GSP | NG FES - Leading the Way | Number of domestic customers
NG FES - Leading the Way | Dem_BB001a | Number of | NPgN | THUR_6 | Number of domestic customers | Thurcroft | THURCROFT | 94279 | 94661 | 95044 | 95426 | 95809 | 96191 | 96574 | 96957 | 97340 | 97722 | 98105 | 98487 | 98870 | 99252 | 99635 | 100059 | 100444 | 100828 | 101213 | 101599 | 101985 | 102375 | 102767 | 103158 | 103549 | 103939 | 104324 | 104714 | 105104 | 105494 | NPgY | GSP | NG FES - Leading the Way | Number of domestic customers
NG FES - Leading the Way | Dem_BB001a | Number of | NPgN | WMEL_THOM | Number of domestic customers | Thorpe Marsh | WEST MELTON / THORPE MARSH | 176980 | 177697 | 178417 | 179134 | 179853 | 180570 | 181290 | 182007 | 182726 | 183443 | 184163 | 184880 | 185599 | 186316 | 187036 | 187832 | 188555 | 189276 | 189998 | 190723 | 191447 | 192181 | 192916 | 193651 | 194384 | 195115 | 195840 | 196571 | 197303 | 198036 | NPgY | GSP | NG FES - Leading the Way | Number of domestic customers
NG FES - Leading the Way | Dem_BB001a | Number of | NPgN | WMEL_BB3 | Number of domestic customers | West Melton | WEST MELTON SECTION 3 | 174294 | 175000 | 175709 | 176415 | 177123 | 177830 | 178538 | 179245 | 179953 | 180659 | 181368 | 182074 | 182782 | 183489 | 184197 | 184982 | 185693 | 186403 | 187115 | 187829 | 188542 | 189264 | 189988 | 190712 | 191434 | 192154 | 192868 | 193588 | 194309 | 195031 | NPgY | GSP | NG FES - Leading the Way | Number of domestic customers
NG FES - Leading the Way | Dem_BB001a | Number of | NPgN | WIBA_3 | Number of domestic customers | Wincobank | WINCOBANK | 7412 | 7442 | 7472 | 7502 | 7532 | 7562 | 7592 | 7623 | 7653 | 7683 | 7713 | 7743 | 7773 | 7803 | 7833 | 7867 | 7897 | 7927 | 7957 | 7988 | 8018 | 8049 | 8079 | 8110 | 8141 | 8172 | 8202 | 8233 | 8263 | 8294 | NPgY | GSP | NG FES - Leading the Way | Number of domestic customers
NPg Planning Scenario | Dem_BB001a | Number of | NPgN | BLYTB1 | Number of domestic customers | Blyth 66kV | BLYTH 66kV | 105147 | 105668 | 106169 | 106668 | 107186 | 107715 | 108202 | 108697 | 109155 | 109621 | 110080 | 110475 | 110866 | 111217 | 111557 | 111879 | 112171 | 112440 | 112678 | 112970 | 113262 | 113554 | 113846 | 114138 | 114430 | 114722 | 115014 | 115307 | 115599 | 115891 | NPgN | GSP | NPg Planning Scenario | Number of domestic customers
NPg Planning Scenario | Dem_BB001a | Number of | NPgN | BLYTH132 | Number of domestic customers | Blyth 132kV | BLYTH 132kV | 28872 | 28993 | 29106 | 29218 | 29336 | 29453 | 29558 | 29665 | 29763 | 29862 | 29959 | 30039 | 30117 | 30183 | 30247 | 30304 | 30354 | 30396 | 30429 | 30478 | 30527 | 30577 | 30626 | 30675 | 30724 | 30773 | 30822 | 30872 | 30921 | 30970 | NPgN | GSP | NPg Planning Scenario | Number of domestic customers
NPg Planning Scenario | Dem_BB001a | Number of | NPgN | FOUR_1 | Number of domestic customers | Fourstones | FOURSTONES | 8403 | 8438 | 8471 | 8504 | 8539 | 8572 | 8603 | 8634 | 8663 | 8692 | 8720 | 8744 | 8766 | 8786 | 8805 | 8821 | 8836 | 8848 | 8858 | 8872 | 8887 | 8901 | 8915 | 8930 | 8944 | 8959 | 8973 | 8987 | 9002 | 9016 | NPgN | GSP | NPg Planning Scenario | Number of domestic customers
NPg Planning Scenario | Dem_BB001a | Number of | NPgN | HARM_6 | Number of domestic customers | Hart Moor | HARTMOOR | 54210 | 54460 | 54677 | 54886 | 55115 | 55365 | 55591 | 55802 | 56010 | 56212 | 56431 | 56628 | 56809 | 56971 | 57126 | 57291 | 57439 | 57567 | 57678 | 57820 | 57961 | 58103 | 58244 | 58385 | 58527 | 58668 | 58810 | 58951 | 59092 | 59234 | NPgN | GSP | NPg Planning Scenario | Number of domestic customers
NPg Planning Scenario | Dem_BB001a | Number of | NPgN | HAWP_6 | Number of domestic customers | Hawthorn Pit | HAWTHORN PIT GRID | 67218 | 67544 | 67856 | 68170 | 68483 | 68819 | 69147 | 69455 | 69748 | 70037 | 70327 | 70606 | 70862 | 71099 | 71326 | 71559 | 71791 | 72003 | 72188 | 72405 | 72623 | 72840 | 73058 | 73276 | 73493 | 73711 | 73929 | 74146 | 74364 | 74582 | NPgN | GSP | NPg Planning Scenario | Number of domestic customers
NPg Planning Scenario | Dem_BB001a | Number of | NPgN | KNARE_111 | Number of domestic customers | Knaresborough | KNARESBOROUGH | 73095 | 73384 | 73651 | 73898 | 74181 | 74479 | 74758 | 75016 | 75254 | 75514 | 75772 | 75994 | 76210 | 76412 | 76612 | 76809 | 76989 | 77143 | 77280 | 77454 | 77627 | 77801 | 77974 | 78148 | 78321 | 78495 | 78669 | 78842 | 79016 | 79189 | NPgN | GSP | NPg Planning Scenario | Number of domestic customers
NPg Planning Scenario | Dem_BB001a | Number of | NPgN | LACK_6 | Number of domestic customers | Lackenby | LACKENBY | 92968 | 93227 | 93433 | 93653 | 93852 | 94092 | 94273 | 94436 | 94588 | 94737 | 94919 | 95066 | 95200 | 95297 | 95401 | 95515 | 95616 | 95690 | 95730 | 95817 | 95903 | 95990 | 96076 | 96163 | 96250 | 96336 | 96423 | 96510 | 96596 | 96683 | NPgN | GSP | NPg Planning Scenario | Number of domestic customers
NPg Planning Scenario | Dem_BB001a | Number of | NPgN | NORT_1 | Number of domestic customers | Norton | NORTON | 224895 | 225858 | 226727 | 227602 | 228482 | 229415 | 230313 | 231187 | 231995 | 232834 | 233685 | 234436 | 235176 | 235835 | 236504 | 237167 | 237779 | 238343 | 238835 | 239435 | 240035 | 240635 | 241236 | 241836 | 242436 | 243036 | 243636 | 244236 | 244836 | 245436 | NPgN | GSP | NPg Planning Scenario | Number of domestic customers
NPg Planning Scenario | Dem_BB001a | Number of | NPgN | OFFE_3 | Number of domestic customers | Offerton | OFFERTON | 36584 | 36748 | 36898 | 37050 | 37200 | 37362 | 37527 | 37677 | 37825 | 37965 | 38109 | 38260 | 38389 | 38513 | 38627 | 38744 | 38865 | 38969 | 39058 | 39167 | 39276 | 39385 | 39494 | 39603 | 39712 | 39821 | 39931 | 40040 | 40149 | 40258 | NPgN | GSP | NPg Planning Scenario | Number of domestic customers
NPg Planning Scenario | Dem_BB001a | Number of | NPgN | OSBA_1 | Number of domestic customers | Osbaldwick | OSBALDWICK | 142628 | 143473 | 144297 | 145161 | 146027 | 146922 | 147826 | 148691 | 149521 | 150353 | 151190 | 151984 | 152700 | 153376 | 154024 | 154697 | 155359 | 155977 | 156559 | 157196 | 157832 | 158469 | 159106 | 159742 | 160379 | 161015 | 161652 | 162289 | 162925 | 163562 | NPgN | GSP | NPg Planning Scenario | Number of domestic customers
NPg Planning Scenario | Dem_BB001a | Number of | NPgN | POPP_3 | Number of domestic customers | Poppleton | POPPLETON | 25128 | 25342 | 25551 | 25767 | 25985 | 26207 | 26429 | 26646 | 26855 | 27065 | 27277 | 27481 | 27670 | 27848 | 28027 | 28213 | 28401 | 28584 | 28758 | 28940 | 29121 | 29303 | 29485 | 29667 | 29849 | 30031 | 30213 | 30395 | 30577 | 30759 | NPgN | GSP | NPg Planning Scenario | Number of domestic customers
NPg Planning Scenario | Dem_BB001a | Number of | NPgN | SALH_1 | Number of domestic customers | Saltholme | SALTHOLME | 1312 | 1318 | 1323 | 1328 | 1333 | 1339 | 1344 | 1349 | 1353 | 1358 | 1363 | 1368 | 1372 | 1376 | 1379 | 1383 | 1386 | 1389 | 1391 | 1395 | 1398 | 1401 | 1404 | 1407 | 1411 | 1414 | 1417 | 1420 | 1423 | 1426 | NPgN | GSP | NPg Planning Scenario | Number of domestic customers
NPg Planning Scenario | Dem_BB001a | Number of | NPgN | SSHI_3 | Number of domestic customers | South Shields | SOUTH SHIELDS | 35006 | 35163 | 35322 | 35474 | 35622 | 35783 | 35937 | 36095 | 36239 | 36378 | 36514 | 36645 | 36771 | 36900 | 37015 | 37131 | 37244 | 37346 | 37441 | 37549 | 37657 | 37765 | 37873 | 37981 | 38090 | 38198 | 38306 | 38414 | 38522 | 38630 | NPgN | GSP | NPg Planning Scenario | Number of domestic customers
NPg Planning Scenario | Dem_BB001a | Number of | NPgN | KIELD01 and SPAD20 | Number of domestic customers | 0 | SPADEADAM | 3666 | 3681 | 3696 | 3710 | 3725 | 3740 | 3753 | 3767 | 3779 | 3792 | 3804 | 3814 | 3824 | 3832 | 3841 | 3848 | 3854 | 3859 | 3864 | 3870 | 3876 | 3882 | 3889 | 3895 | 3901 | 3907 | 3914 | 3920 | 3926 | 3932 | NPgN | GSP | NPg Planning Scenario | Number of domestic customers
NPg Planning Scenario | Dem_BB001a | Number of | NPgN | SPEN_1 | Number of domestic customers | Spennymoor | SPENNYMOOR | 143094 | 143826 | 144545 | 145265 | 145990 | 146768 | 147497 | 148204 | 148857 | 149520 | 150176 | 150762 | 151328 | 151844 | 152352 | 152873 | 153370 | 153852 | 154278 | 154765 | 155251 | 155738 | 156225 | 156712 | 157199 | 157685 | 158172 | 158659 | 159146 | 159633 | NPgN | GSP | NPg Planning Scenario | Number of domestic customers
NPg Planning Scenario | Dem_BB001a | Number of | NPgN | STEN_1 | Number of domestic customers | Stella North | STELLA NORTH | 124016 | 124728 | 125425 | 126141 | 126888 | 127712 | 128514 | 129304 | 130062 | 130842 | 131649 | 132408 | 133117 | 133783 | 134443 | 135129 | 135806 | 136443 | 137037 | 137687 | 138338 | 138989 | 139640 | 140290 | 140941 | 141592 | 142242 | 142893 | 143544 | 144194 | NPgN | GSP | NPg Planning Scenario | Number of domestic customers
NPg Planning Scenario | Dem_BB001a | Number of | NPgN | STES_1 | Number of domestic customers | Stella South | STELLA SOUTH | 83701 | 84106 | 84496 | 84884 | 85276 | 85691 | 86083 | 86460 | 86814 | 87172 | 87530 | 87854 | 88163 | 88448 | 88725 | 89004 | 89272 | 89520 | 89737 | 89995 | 90253 | 90510 | 90768 | 91026 | 91284 | 91542 | 91799 | 92057 | 92315 | 92573 | NPgN | GSP | NPg Planning Scenario | Number of domestic customers
NPg Planning Scenario | Dem_BB001a | Number of | NPgN | TYNE_1 | Number of domestic customers | Tynemouth 1 | TYNEMOUTH | 102775 | 103492 | 104219 | 104938 | 105675 | 106460 | 107204 | 107958 | 108668 | 109386 | 110110 | 110767 | 111423 | 112048 | 112653 | 113264 | 113836 | 114397 | 114928 | 115504 | 116079 | 116655 | 117231 | 117807 | 118383 | 118959 | 119535 | 120110 | 120686 | 121262 | NPgN | GSP | NPg Planning Scenario | Number of domestic customers
NPg Planning Scenario | Dem_BB001a | Number of | NPgN | WBOL_6 | Number of domestic customers | West Boldon | WEST BOLDON | 140673 | 141351 | 142002 | 142643 | 143283 | 143979 | 144663 | 145316 | 145946 | 146571 | 147212 | 147837 | 148415 | 148983 | 149518 | 150066 | 150615 | 151106 | 151548 | 152062 | 152575 | 153088 | 153601 | 154114 | 154628 | 155141 | 155654 | 156167 | 156680 | 157194 | NPgN | GSP | NPg Planning Scenario | Number of domestic customers
NPg Planning Scenario | Dem_BB001a | Number of | NPgN | BRAW_1 | Number of domestic customers | Bradford West | BRADFORD WEST | 243766 | 245441 | 247141 | 248859 | 250581 | 252378 | 254137 | 255903 | 257629 | 259334 | 260980 | 262573 | 264147 | 265672 | 267163 | 268647 | 270117 | 271535 | 272872 | 274312 | 275752 | 277192 | 278632 | 280072 | 281512 | 282952 | 284392 | 285832 | 287272 | 288712 | NPgY | GSP | NPg Planning Scenario | Number of domestic customers
NPg Planning Scenario | Dem_BB001a | Number of | NPgN | CAMB_01 | Number of domestic customers | Camblesforth | CAMBLESFORTH | 16751 | 16846 | 16939 | 17029 | 17118 | 17210 | 17300 | 17386 | 17466 | 17545 | 17622 | 17691 | 17758 | 17818 | 17872 | 17924 | 17970 | 18011 | 18047 | 18093 | 18139 | 18185 | 18231 | 18277 | 18323 | 18369 | 18415 | 18461 | 18507 | 18553 | NPgY | GSP | NPg Planning Scenario | Number of domestic customers
NPg Planning Scenario | Dem_BB001a | Number of | NPgN | CREB_1 | Number of domestic customers | Creyke Beck | CREYKE BECK | 230227 | 231266 | 232232 | 233216 | 234140 | 235169 | 236196 | 237180 | 238119 | 239015 | 239940 | 240835 | 241656 | 242405 | 243059 | 243724 | 244366 | 244920 | 245399 | 245997 | 246596 | 247195 | 247794 | 248393 | 248991 | 249590 | 250189 | 250788 | 251387 | 251985 | NPgY | GSP | NPg Planning Scenario | Number of domestic customers
NPg Planning Scenario | Dem_BB001a | Number of | NPgN | DRAX_YEDL | Number of domestic customers | Drax | DRAX | 21871 | 22043 | 22209 | 22378 | 22538 | 22693 | 22850 | 23001 | 23148 | 23290 | 23430 | 23562 | 23689 | 23811 | 23923 | 24030 | 24133 | 24229 | 24314 | 24414 | 24515 | 24615 | 24716 | 24816 | 24917 | 25018 | 25118 | 25219 | 25319 | 25420 | NPgY | GSP | NPg Planning Scenario | Number of domestic customers
NPg Planning Scenario | Dem_BB001a | Number of | NPgN | ELLA_1 | Number of domestic customers | Elland | ELLAND | 187573 | 189063 | 190545 | 191996 | 193438 | 194922 | 196354 | 197768 | 199142 | 200473 | 201809 | 203071 | 204319 | 205523 | 206681 | 207848 | 208988 | 210103 | 211161 | 212288 | 213416 | 214544 | 215671 | 216799 | 217926 | 219054 | 220181 | 221309 | 222436 | 223564 | NPgY | GSP | NPg Planning Scenario | Number of domestic customers
NPg Planning Scenario | Dem_BB001a | Number of | NPgN | FERRA2 | Number of domestic customers | Ferrybridge A | FERRYBRIDGE A | 57462 | 57840 | 58208 | 58582 | 58944 | 59323 | 59692 | 60054 | 60418 | 60774 | 61135 | 61487 | 61827 | 62154 | 62460 | 62770 | 63075 | 63368 | 63648 | 63947 | 64245 | 64544 | 64843 | 65142 | 65441 | 65740 | 66038 | 66337 | 66636 | 66935 | NPgY | GSP | NPg Planning Scenario | Number of domestic customers
NPg Planning Scenario | Dem_BB001a | Number of | NPgN | FERRB9 | Number of domestic customers | Ferrybridge B (_M) | FERRYBRIDGE B | 126967 | 127798 | 128611 | 129442 | 130262 | 131129 | 131989 | 132827 | 133661 | 134485 | 135320 | 136139 | 136925 | 137683 | 138406 | 139141 | 139878 | 140588 | 141265 | 141981 | 142697 | 143414 | 144130 | 144846 | 145563 | 146279 | 146996 | 147712 | 148428 | 149145 | NPgY | GSP | NPg Planning Scenario | Number of domestic customers
NPg Planning Scenario | Dem_BB001a | Number of | NPgN | GRIW_1 | Number of domestic customers | Grimsby West | GRIMSBY WEST | 80968 | 81217 | 81440 | 81671 | 81908 | 82162 | 82392 | 82604 | 82821 | 83051 | 83293 | 83508 | 83702 | 83890 | 84058 | 84225 | 84370 | 84494 | 84614 | 84759 | 84904 | 85049 | 85194 | 85339 | 85484 | 85629 | 85774 | 85919 | 86064 | 86209 | NPgY | GSP | NPg Planning Scenario | Number of domestic customers
NPg Planning Scenario | Dem_BB001a | Number of | NPgN | JORD_3 | Number of domestic customers | Jordanthorpe | JORDANTHORPE | 36804 | 37045 | 37286 | 37542 | 37797 | 38068 | 38332 | 38592 | 38850 | 39107 | 39364 | 39620 | 39854 | 40075 | 40293 | 40518 | 40745 | 40964 | 41176 | 41397 | 41617 | 41837 | 42057 | 42277 | 42498 | 42718 | 42938 | 43158 | 43378 | 43599 | NPgY | GSP | NPg Planning Scenario | Number of domestic customers
NPg Planning Scenario | Dem_BB001a | Number of | NPgN | KEAD_YEDL | Number of domestic customers | Keadby | KEADBY | 112897 | 113520 | 114144 | 114764 | 115401 | 116057 | 116683 | 117306 | 117894 | 118489 | 119069 | 119586 | 120086 | 120550 | 120989 | 121403 | 121789 | 122136 | 122467 | 122850 | 123234 | 123617 | 124001 | 124384 | 124767 | 125151 | 125534 | 125918 | 126301 | 126684 | NPgY | GSP | NPg Planning Scenario | Number of domestic customers
NPg Planning Scenario | Dem_BB001a | Number of | NPgN | KIRKB1 | Number of domestic customers | Kirkstall B | KIRKSTALL B | 117247 | 118034 | 118821 | 119624 | 120440 | 121329 | 122230 | 123109 | 123972 | 124837 | 125722 | 126609 | 127449 | 128255 | 129042 | 129855 | 130692 | 131504 | 132281 | 133087 | 133892 | 134697 | 135503 | 136308 | 137114 | 137919 | 138724 | 139530 | 140335 | 141140 | NPgY | GSP | NPg Planning Scenario | Number of domestic customers
NPg Planning Scenario | Dem_BB001a | Number of | NPgN | NEEP_3 | Number of domestic customers | Neepsend | NEEPSEND | 51225 | 51592 | 51960 | 52347 | 52744 | 53164 | 53582 | 53996 | 54400 | 54810 | 55224 | 55642 | 56028 | 56388 | 56746 | 57117 | 57497 | 57868 | 58228 | 58595 | 58963 | 59331 | 59699 | 60067 | 60434 | 60802 | 61170 | 61538 | 61906 | 62273 | NPgY | GSP | NPg Planning Scenario | Number of domestic customers
NPg Planning Scenario | Dem_BB001a | Number of | NPgN | NORL_3 | Number of domestic customers | Norton Lees | NORTON LEES | 51530 | 51899 | 52269 | 52659 | 53057 | 53480 | 53900 | 54317 | 54723 | 55134 | 55551 | 55971 | 56360 | 56722 | 57082 | 57455 | 57837 | 58210 | 58571 | 58941 | 59311 | 59681 | 60051 | 60420 | 60790 | 61160 | 61530 | 61900 | 62270 | 62639 | NPgY | GSP | NPg Planning Scenario | Number of domestic customers
NPg Planning Scenario | Dem_BB001a | Number of | NPgN | PITS_BB_B | Number of domestic customers | Pitsmoor | PITSMOOR 3/4 | 21923 | 22080 | 22237 | 22403 | 22573 | 22752 | 22931 | 23108 | 23281 | 23456 | 23634 | 23812 | 23977 | 24131 | 24285 | 24443 | 24606 | 24764 | 24918 | 25075 | 25233 | 25390 | 25547 | 25705 | 25862 | 26019 | 26177 | 26334 | 26491 | 26648 | NPgY | GSP | NPg Planning Scenario | Number of domestic customers
NPg Planning Scenario | Dem_BB001a | Number of | NPgN | SALT_1 | Number of domestic customers | Saltend North | SALTEND NORTH | 31087 | 31224 | 31350 | 31480 | 31601 | 31737 | 31873 | 32003 | 32128 | 32247 | 32370 | 32490 | 32600 | 32701 | 32789 | 32878 | 32966 | 33041 | 33106 | 33187 | 33268 | 33350 | 33431 | 33512 | 33593 | 33674 | 33755 | 33836 | 33917 | 33998 | NPgY | GSP | NPg Planning Scenario | Number of domestic customers
NPg Planning Scenario | Dem_BB001a | Number of | NPgN | SHEC_3 | Number of domestic customers | Sheffield City | SHEFFIELD CITY | 26954 | 27147 | 27341 | 27545 | 27753 | 27974 | 28195 | 28412 | 28625 | 28840 | 29058 | 29278 | 29481 | 29671 | 29859 | 30054 | 30254 | 30450 | 30639 | 30832 | 31026 | 31219 | 31413 | 31607 | 31800 | 31994 | 32187 | 32381 | 32574 | 32768 | NPgY | GSP | NPg Planning Scenario | Number of domestic customers
NPg Planning Scenario | Dem_BB001a | Number of | NPgN | SKLGB1 | Number of domestic customers | Skelton Grange | SKELTON GRANGE | 287470 | 289493 | 291510 | 293544 | 295579 | 297754 | 299915 | 302042 | 304135 | 306196 | 308284 | 310328 | 312302 | 314208 | 316044 | 317924 | 319816 | 321655 | 323416 | 325258 | 327100 | 328941 | 330783 | 332625 | 334467 | 336308 | 338150 | 339992 | 341833 | 343675 | NPgY | GSP | NPg Planning Scenario | Number of domestic customers
NPg Planning Scenario | Dem_BB001a | Number of | NPgN | TEMP_3 | Number of domestic customers | Templeborough | TEMPLEBOROUGH 275/33KV | 3474 | 3490 | 3507 | 3522 | 3538 | 3554 | 3570 | 3586 | 3602 | 3617 | 3631 | 3646 | 3660 | 3674 | 3686 | 3698 | 3710 | 3722 | 3733 | 3744 | 3756 | 3768 | 3779 | 3791 | 3803 | 3814 | 3826 | 3838 | 3849 | 3861 | NPgY | GSP | NPg Planning Scenario | Number of domestic customers
NPg Planning Scenario | Dem_BB001a | Number of | NPgN | THUR_6 | Number of domestic customers | Thurcroft | THURCROFT | 94279 | 94741 | 95206 | 95664 | 96125 | 96598 | 97059 | 97526 | 97984 | 98423 | 98867 | 99298 | 99721 | 100121 | 100484 | 100855 | 101215 | 101565 | 101887 | 102241 | 102594 | 102947 | 103300 | 103654 | 104007 | 104360 | 104713 | 105066 | 105420 | 105773 | NPgY | GSP | NPg Planning Scenario | Number of domestic customers
NPg Planning Scenario | Dem_BB001a | Number of | NPgN | WMEL_THOM | Number of domestic customers | Thorpe Marsh | WEST MELTON / THORPE MARSH | 176980 | 177807 | 178643 | 179477 | 180304 | 181169 | 181999 | 182850 | 183691 | 184500 | 185314 | 186102 | 186884 | 187620 | 188284 | 188956 | 189607 | 190231 | 190810 | 191448 | 192085 | 192723 | 193361 | 193999 | 194637 | 195275 | 195912 | 196550 | 197188 | 197826 | NPgY | GSP | NPg Planning Scenario | Number of domestic customers
NPg Planning Scenario | Dem_BB001a | Number of | NPgN | WMEL_BB3 | Number of domestic customers | West Melton | WEST MELTON SECTION 3 | 174294 | 175509 | 176706 | 177901 | 179067 | 180284 | 181480 | 182661 | 183831 | 184971 | 186139 | 187293 | 188399 | 189431 | 190401 | 191386 | 192358 | 193291 | 194173 | 195122 | 196070 | 197019 | 197967 | 198916 | 199864 | 200813 | 201761 | 202710 | 203658 | 204607 | NPgY | GSP | NPg Planning Scenario | Number of domestic customers
NPg Planning Scenario | Dem_BB001a | Number of | NPgN | WIBA_3 | Number of domestic customers | Wincobank | WINCOBANK | 7412 | 7449 | 7485 | 7520 | 7556 | 7593 | 7629 | 7666 | 7701 | 7735 | 7769 | 7803 | 7836 | 7867 | 7895 | 7923 | 7951 | 7979 | 8004 | 8031 | 8058 | 8086 | 8113 | 8141 | 8168 | 8195 | 8223 | 8250 | 8278 | 8305 | NPgY | GSP | NPg Planning Scenario | Number of domestic customers
NG FES - System Transformation | Dem_BB001a | Number of | NPgN | BLYTB1 | Number of domestic customers | Blyth 66kV | BLYTH 66kV | 105147 | 105573 | 106000 | 106426 | 106853 | 107279 | 107706 | 108132 | 108559 | 108985 | 109412 | 109838 | 110265 | 110691 | 111118 | 111592 | 112021 | 112449 | 112878 | 113308 | 113738 | 114174 | 114610 | 115047 | 115482 | 115917 | 116347 | 116781 | 117216 | 117651 | NPgN | GSP | NG FES - System Transformation | Number of domestic customers
NG FES - System Transformation | Dem_BB001a | Number of | NPgN | BLYTH132 | Number of domestic customers | Blyth 132kV | BLYTH 132kV | 28872 | 28989 | 29106 | 29223 | 29341 | 29458 | 29575 | 29692 | 29809 | 29926 | 30043 | 30160 | 30278 | 30395 | 30512 | 30642 | 30760 | 30877 | 30995 | 31113 | 31231 | 31351 | 31471 | 31591 | 31710 | 31830 | 31948 | 32067 | 32186 | 32306 | NPgN | GSP | NG FES - System Transformation | Number of domestic customers
NG FES - System Transformation | Dem_BB001a | Number of | NPgN | FOUR_1 | Number of domestic customers | Fourstones | FOURSTONES | 8403 | 8437 | 8471 | 8505 | 8540 | 8574 | 8608 | 8642 | 8676 | 8710 | 8744 | 8778 | 8813 | 8847 | 8881 | 8919 | 8953 | 8987 | 9022 | 9056 | 9090 | 9125 | 9160 | 9195 | 9230 | 9265 | 9299 | 9334 | 9369 | 9403 | NPgN | GSP | NG FES - System Transformation | Number of domestic customers
NG FES - System Transformation | Dem_BB001a | Number of | NPgN | HARM_6 | Number of domestic customers | Hart Moor | HARTMOOR | 54210 | 54430 | 54650 | 54870 | 55090 | 55310 | 55530 | 55750 | 55970 | 56190 | 56410 | 56630 | 56850 | 57070 | 57290 | 57534 | 57756 | 57976 | 58198 | 58420 | 58641 | 58866 | 59091 | 59316 | 59541 | 59765 | 59987 | 60211 | 60435 | 60660 | NPgN | GSP | NG FES - System Transformation | Number of domestic customers
NG FES - System Transformation | Dem_BB001a | Number of | NPgN | HAWP_6 | Number of domestic customers | Hawthorn Pit | HAWTHORN PIT GRID | 67218 | 67490 | 67764 | 68036 | 68309 | 68582 | 68855 | 69127 | 69400 | 69673 | 69946 | 70218 | 70492 | 70764 | 71037 | 71340 | 71614 | 71888 | 72163 | 72438 | 72713 | 72991 | 73271 | 73550 | 73828 | 74106 | 74381 | 74659 | 74937 | 75215 | NPgN | GSP | NG FES - System Transformation | Number of domestic customers
NG FES - System Transformation | Dem_BB001a | Number of | NPgN | KNARE_111 | Number of domestic customers | Knaresborough | KNARESBOROUGH | 73095 | 73373 | 73651 | 73928 | 74207 | 74484 | 74763 | 75040 | 75318 | 75596 | 75874 | 76152 | 76430 | 76708 | 76986 | 77294 | 77574 | 77853 | 78132 | 78413 | 78693 | 78977 | 79261 | 79546 | 79829 | 80112 | 80393 | 80676 | 80959 | 81243 | NPgN | GSP | NG FES - System Transformation | Number of domestic customers
NG FES - System Transformation | Dem_BB001a | Number of | NPgN | LACK_6 | Number of domestic customers | Lackenby | LACKENBY | 92968 | 93344 | 93721 | 94098 | 94475 | 94851 | 95228 | 95604 | 95981 | 96358 | 96735 | 97111 | 97488 | 97864 | 98241 | 98659 | 99038 | 99416 | 99795 | 100175 | 100555 | 100939 | 101325 | 101710 | 102095 | 102478 | 102858 | 103242 | 103626 | 104010 | NPgN | GSP | NG FES - System Transformation | Number of domestic customers
NG FES - System Transformation | Dem_BB001a | Number of | NPgN | NORT_1 | Number of domestic customers | Norton | NORTON | 224895 | 225798 | 226703 | 227606 | 228511 | 229414 | 230319 | 231222 | 232127 | 233029 | 233935 | 234837 | 235742 | 236645 | 237550 | 238553 | 239463 | 240370 | 241279 | 242191 | 243103 | 244026 | 244951 | 245876 | 246799 | 247719 | 248631 | 249551 | 250472 | 251395 | NPgN | GSP | NG FES - System Transformation | Number of domestic customers
NG FES - System Transformation | Dem_BB001a | Number of | NPgN | OFFE_3 | Number of domestic customers | Offerton | OFFERTON | 36584 | 36732 | 36881 | 37029 | 37178 | 37326 | 37475 | 37623 | 37772 | 37920 | 38069 | 38217 | 38366 | 38514 | 38663 | 38827 | 38977 | 39126 | 39275 | 39425 | 39575 | 39726 | 39878 | 40030 | 40182 | 40333 | 40483 | 40634 | 40785 | 40937 | NPgN | GSP | NG FES - System Transformation | Number of domestic customers
NG FES - System Transformation | Dem_BB001a | Number of | NPgN | OSBA_1 | Number of domestic customers | Osbaldwick | OSBALDWICK | 142628 | 143193 | 143760 | 144325 | 144891 | 145456 | 146023 | 146588 | 147154 | 147719 | 148286 | 148851 | 149417 | 149982 | 150549 | 151177 | 151746 | 152314 | 152883 | 153454 | 154024 | 154602 | 155181 | 155760 | 156337 | 156914 | 157484 | 158060 | 158637 | 159214 | NPgN | GSP | NG FES - System Transformation | Number of domestic customers
NG FES - System Transformation | Dem_BB001a | Number of | NPgN | POPP_3 | Number of domestic customers | Poppleton | POPPLETON | 25128 | 25230 | 25332 | 25434 | 25536 | 25637 | 25739 | 25841 | 25943 | 26045 | 26147 | 26249 | 26351 | 26452 | 26554 | 26667 | 26770 | 26872 | 26975 | 27077 | 27180 | 27284 | 27388 | 27493 | 27597 | 27700 | 27803 | 27907 | 28011 | 28115 | NPgN | GSP | NG FES - System Transformation | Number of domestic customers
NG FES - System Transformation | Dem_BB001a | Number of | NPgN | SALH_1 | Number of domestic customers | Saltholme | SALTHOLME | 1312 | 1317 | 1323 | 1328 | 1333 | 1339 | 1344 | 1349 | 1355 | 1360 | 1365 | 1371 | 1376 | 1381 | 1387 | 1392 | 1398 | 1403 | 1409 | 1414 | 1419 | 1425 | 1430 | 1436 | 1441 | 1446 | 1452 | 1457 | 1463 | 1468 | NPgN | GSP | NG FES - System Transformation | Number of domestic customers
NG FES - System Transformation | Dem_BB001a | Number of | NPgN | SSHI_3 | Number of domestic customers | South Shields | SOUTH SHIELDS | 35006 | 35148 | 35290 | 35432 | 35574 | 35716 | 35858 | 36000 | 36143 | 36284 | 36427 | 36569 | 36711 | 36853 | 36995 | 37153 | 37296 | 37438 | 37581 | 37724 | 37868 | 38013 | 38158 | 38303 | 38448 | 38593 | 38736 | 38881 | 39026 | 39171 | NPgN | GSP | NG FES - System Transformation | Number of domestic customers
NG FES - System Transformation | Dem_BB001a | Number of | NPgN | KIELD01 and SPAD20 | Number of domestic customers | 0 | SPADEADAM | 3666 | 3681 | 3696 | 3711 | 3725 | 3740 | 3755 | 3770 | 3785 | 3800 | 3815 | 3830 | 3844 | 3859 | 3874 | 3891 | 3906 | 3921 | 3936 | 3951 | 3966 | 3981 | 3996 | 4011 | 4026 | 4041 | 4056 | 4072 | 4087 | 4102 | NPgN | GSP | NG FES - System Transformation | Number of domestic customers
NG FES - System Transformation | Dem_BB001a | Number of | NPgN | SPEN_1 | Number of domestic customers | Spennymoor | SPENNYMOOR | 143094 | 143673 | 144254 | 144833 | 145414 | 145993 | 146573 | 147153 | 147733 | 148312 | 148893 | 149472 | 150053 | 150632 | 151213 | 151856 | 152439 | 153021 | 153605 | 154190 | 154775 | 155367 | 155960 | 156554 | 157146 | 157736 | 158321 | 158912 | 159502 | 160094 | NPgN | GSP | NG FES - System Transformation | Number of domestic customers
NG FES - System Transformation | Dem_BB001a | Number of | NPgN | STEN_1 | Number of domestic customers | Stella North | STELLA NORTH | 124016 | 124519 | 125022 | 125525 | 126029 | 126531 | 127035 | 127538 | 128041 | 128544 | 129048 | 129550 | 130054 | 130557 | 131061 | 131619 | 132125 | 132630 | 133136 | 133644 | 134151 | 134665 | 135180 | 135695 | 136208 | 136721 | 137228 | 137741 | 138253 | 138767 | NPgN | GSP | NG FES - System Transformation | Number of domestic customers
NG FES - System Transformation | Dem_BB001a | Number of | NPgN | STES_1 | Number of domestic customers | Stella South | STELLA SOUTH | 83701 | 84040 | 84380 | 84720 | 85060 | 85399 | 85739 | 86078 | 86418 | 86757 | 87098 | 87437 | 87777 | 88116 | 88456 | 88833 | 89175 | 89516 | 89857 | 90200 | 90542 | 90889 | 91237 | 91584 | 91931 | 92277 | 92620 | 92966 | 93311 | 93658 | NPgN | GSP | NG FES - System Transformation | Number of domestic customers
NG FES - System Transformation | Dem_BB001a | Number of | NPgN | TYNE_1 | Number of domestic customers | Tynemouth 1 | TYNEMOUTH | 102775 | 103192 | 103609 | 104026 | 104444 | 104860 | 105278 | 105695 | 106113 | 106529 | 106947 | 107364 | 107781 | 108198 | 108616 | 109079 | 109498 | 109917 | 110337 | 110758 | 111178 | 111604 | 112031 | 112458 | 112884 | 113309 | 113730 | 114155 | 114579 | 115005 | NPgN | GSP | NG FES - System Transformation | Number of domestic customers
NG FES - System Transformation | Dem_BB001a | Number of | NPgN | WBOL_6 | Number of domestic customers | West Boldon | WEST BOLDON | 140673 | 141244 | 141815 | 142386 | 142958 | 143528 | 144100 | 144671 | 145243 | 145813 | 146385 | 146956 | 147528 | 148098 | 148670 | 149304 | 149878 | 150452 | 151026 | 151602 | 152178 | 152762 | 153346 | 153931 | 154514 | 155095 | 155672 | 156253 | 156835 | 157418 | NPgN | GSP | NG FES - System Transformation | Number of domestic customers
NG FES - System Transformation | Dem_BB001a | Number of | NPgN | BRAW_1 | Number of domestic customers | Bradford West | BRADFORD WEST | 243766 | 244754 | 245745 | 246733 | 247723 | 248711 | 249702 | 250690 | 251681 | 252669 | 253659 | 254647 | 255638 | 256626 | 257617 | 258714 | 259709 | 260702 | 261698 | 262695 | 263693 | 264703 | 265716 | 266728 | 267738 | 268746 | 269743 | 270751 | 271758 | 272768 | NPgY | GSP | NG FES - System Transformation | Number of domestic customers
NG FES - System Transformation | Dem_BB001a | Number of | NPgN | CAMB_01 | Number of domestic customers | Camblesforth | CAMBLESFORTH | 16751 | 16819 | 16887 | 16955 | 17023 | 17091 | 17159 | 17227 | 17295 | 17363 | 17431 | 17499 | 17567 | 17635 | 17704 | 17779 | 17847 | 17916 | 17984 | 18053 | 18121 | 18191 | 18261 | 18330 | 18400 | 18469 | 18538 | 18607 | 18676 | 18746 | NPgY | GSP | NG FES - System Transformation | Number of domestic customers
NG FES - System Transformation | Dem_BB001a | Number of | NPgN | CREB_1 | Number of domestic customers | Creyke Beck | CREYKE BECK | 230227 | 231159 | 232094 | 233026 | 233960 | 234892 | 235827 | 236759 | 237693 | 238625 | 239560 | 240492 | 241426 | 242358 | 243293 | 244328 | 245267 | 246203 | 247142 | 248084 | 249025 | 249978 | 250933 | 251888 | 252841 | 253791 | 254732 | 255683 | 256633 | 257586 | NPgY | GSP | NG FES - System Transformation | Number of domestic customers
NG FES - System Transformation | Dem_BB001a | Number of | NPgN | DRAX_YEDL | Number of domestic customers | Drax | DRAX | 21871 | 21959 | 22048 | 22136 | 22224 | 22312 | 22401 | 22489 | 22577 | 22665 | 22754 | 22842 | 22930 | 23018 | 23107 | 23205 | 23293 | 23382 | 23471 | 23560 | 23649 | 23739 | 23829 | 23920 | 24010 | 24100 | 24189 | 24279 | 24368 | 24459 | NPgY | GSP | NG FES - System Transformation | Number of domestic customers
NG FES - System Transformation | Dem_BB001a | Number of | NPgN | ELLA_1 | Number of domestic customers | Elland | ELLAND | 187573 | 188333 | 189096 | 189856 | 190619 | 191379 | 192141 | 192902 | 193664 | 194425 | 195187 | 195947 | 196710 | 197470 | 198232 | 199077 | 199843 | 200607 | 201373 | 202141 | 202909 | 203686 | 204466 | 205245 | 206022 | 206797 | 207565 | 208341 | 209116 | 209893 | NPgY | GSP | NG FES - System Transformation | Number of domestic customers
NG FES - System Transformation | Dem_BB001a | Number of | NPgN | FERRA2 | Number of domestic customers | Ferrybridge A | FERRYBRIDGE A | 57462 | 57695 | 57929 | 58162 | 58396 | 58629 | 58862 | 59095 | 59329 | 59562 | 59796 | 60029 | 60263 | 60496 | 60729 | 60988 | 61223 | 61457 | 61692 | 61927 | 62163 | 62401 | 62640 | 62879 | 63117 | 63355 | 63590 | 63828 | 64065 | 64303 | NPgY | GSP | NG FES - System Transformation | Number of domestic customers
NG FES - System Transformation | Dem_BB001a | Number of | NPgN | FERRB9 | Number of domestic customers | Ferrybridge B (_M) | FERRYBRIDGE B | 126967 | 127482 | 127997 | 128512 | 129028 | 129542 | 130058 | 130573 | 131088 | 131603 | 132119 | 132633 | 133149 | 133664 | 134180 | 134751 | 135269 | 135786 | 136305 | 136824 | 137344 | 137870 | 138397 | 138924 | 139450 | 139975 | 140495 | 141019 | 141544 | 142070 | NPgY | GSP | NG FES - System Transformation | Number of domestic customers
NG FES - System Transformation | Dem_BB001a | Number of | NPgN | GRIW_1 | Number of domestic customers | Grimsby West | GRIMSBY WEST | 80968 | 81296 | 81625 | 81953 | 82282 | 82611 | 82940 | 83268 | 83597 | 83925 | 84254 | 84582 | 84911 | 85239 | 85569 | 85933 | 86264 | 86593 | 86924 | 87255 | 87587 | 87922 | 88259 | 88595 | 88930 | 89265 | 89596 | 89931 | 90266 | 90601 | NPgY | GSP | NG FES - System Transformation | Number of domestic customers
NG FES - System Transformation | Dem_BB001a | Number of | NPgN | JORD_3 | Number of domestic customers | Jordanthorpe | JORDANTHORPE | 36804 | 36953 | 37103 | 37252 | 37401 | 37551 | 37700 | 37849 | 37999 | 38148 | 38298 | 38447 | 38596 | 38745 | 38895 | 39061 | 39211 | 39361 | 39511 | 39662 | 39812 | 39965 | 40118 | 40270 | 40423 | 40575 | 40726 | 40878 | 41030 | 41182 | NPgY | GSP | NG FES - System Transformation | Number of domestic customers
NG FES - System Transformation | Dem_BB001a | Number of | NPgN | KEAD_YEDL | Number of domestic customers | Keadby | KEADBY | 112897 | 113355 | 113813 | 114271 | 114730 | 115187 | 115646 | 116104 | 116562 | 117020 | 117479 | 117936 | 118395 | 118853 | 119312 | 119820 | 120281 | 120741 | 121202 | 121664 | 122126 | 122594 | 123063 | 123531 | 123999 | 124466 | 124928 | 125394 | 125861 | 126329 | NPgY | GSP | NG FES - System Transformation | Number of domestic customers
NG FES - System Transformation | Dem_BB001a | Number of | NPgN | KIRKB1 | Number of domestic customers | Kirkstall B | KIRKSTALL B | 117247 | 117722 | 118199 | 118674 | 119150 | 119625 | 120102 | 120577 | 121053 | 121528 | 122005 | 122480 | 122956 | 123431 | 123908 | 124435 | 124914 | 125391 | 125870 | 126350 | 126830 | 127315 | 127802 | 128289 | 128775 | 129259 | 129739 | 130224 | 130708 | 131194 | NPgY | GSP | NG FES - System Transformation | Number of domestic customers
NG FES - System Transformation | Dem_BB001a | Number of | NPgN | NEEP_3 | Number of domestic customers | Neepsend | NEEPSEND | 51225 | 51433 | 51641 | 51849 | 52057 | 52265 | 52473 | 52680 | 52889 | 53096 | 53305 | 53512 | 53721 | 53928 | 54136 | 54367 | 54576 | 54785 | 54994 | 55204 | 55414 | 55626 | 55839 | 56052 | 56264 | 56476 | 56686 | 56897 | 57109 | 57321 | NPgY | GSP | NG FES - System Transformation | Number of domestic customers
NG FES - System Transformation | Dem_BB001a | Number of | NPgN | NORL_3 | Number of domestic customers | Norton Lees | NORTON LEES | 51530 | 51739 | 51948 | 52157 | 52366 | 52575 | 52785 | 52993 | 53203 | 53412 | 53621 | 53830 | 54039 | 54248 | 54457 | 54689 | 54900 | 55110 | 55320 | 55531 | 55742 | 55955 | 56169 | 56383 | 56597 | 56810 | 57021 | 57233 | 57446 | 57660 | NPgY | GSP | NG FES - System Transformation | Number of domestic customers
NG FES - System Transformation | Dem_BB001a | Number of | NPgN | PITS_BB_B | Number of domestic customers | Pitsmoor | PITSMOOR 3/4 | 21923 | 22012 | 22101 | 22190 | 22279 | 22368 | 22457 | 22546 | 22635 | 22724 | 22813 | 22901 | 22991 | 23079 | 23168 | 23267 | 23357 | 23446 | 23535 | 23625 | 23715 | 23806 | 23897 | 23988 | 24079 | 24169 | 24259 | 24349 | 24440 | 24531 | NPgY | GSP | NG FES - System Transformation | Number of domestic customers
NG FES - System Transformation | Dem_BB001a | Number of | NPgN | SALT_1 | Number of domestic customers | Saltend North | SALTEND NORTH | 31087 | 31213 | 31339 | 31465 | 31592 | 31718 | 31844 | 31970 | 32096 | 32222 | 32349 | 32475 | 32601 | 32727 | 32853 | 32993 | 33120 | 33247 | 33374 | 33501 | 33628 | 33757 | 33886 | 34015 | 34144 | 34273 | 34400 | 34529 | 34657 | 34786 | NPgY | GSP | NG FES - System Transformation | Number of domestic customers
NG FES - System Transformation | Dem_BB001a | Number of | NPgN | SHEC_3 | Number of domestic customers | Sheffield City | SHEFFIELD CITY | 26954 | 27063 | 27173 | 27282 | 27392 | 27501 | 27611 | 27720 | 27829 | 27939 | 28048 | 28158 | 28267 | 28376 | 28486 | 28607 | 28717 | 28827 | 28937 | 29048 | 29158 | 29270 | 29382 | 29494 | 29606 | 29717 | 29827 | 29939 | 30050 | 30162 | NPgY | GSP | NG FES - System Transformation | Number of domestic customers
NG FES - System Transformation | Dem_BB001a | Number of | NPgN | SKLGB1 | Number of domestic customers | Skelton Grange | SKELTON GRANGE | 287470 | 288635 | 289803 | 290968 | 292136 | 293301 | 294469 | 295634 | 296802 | 297967 | 299135 | 300301 | 301469 | 302634 | 303802 | 305096 | 306269 | 307440 | 308614 | 309790 | 310967 | 312158 | 313352 | 314545 | 315736 | 316924 | 318101 | 319289 | 320477 | 321668 | NPgY | GSP | NG FES - System Transformation | Number of domestic customers
NG FES - System Transformation | Dem_BB001a | Number of | NPgN | TEMP_3 | Number of domestic customers | Templeborough | TEMPLEBOROUGH 275/33KV | 3474 | 3488 | 3502 | 3516 | 3530 | 3544 | 3559 | 3573 | 3587 | 3601 | 3615 | 3629 | 3643 | 3657 | 3671 | 3687 | 3701 | 3715 | 3730 | 3744 | 3758 | 3772 | 3787 | 3801 | 3816 | 3830 | 3844 | 3859 | 3873 | 3887 | NPgY | GSP | NG FES - System Transformation | Number of domestic customers
NG FES - System Transformation | Dem_BB001a | Number of | NPgN | THUR_6 | Number of domestic customers | Thurcroft | THURCROFT | 94279 | 94661 | 95044 | 95426 | 95809 | 96191 | 96574 | 96957 | 97340 | 97722 | 98105 | 98487 | 98870 | 99252 | 99635 | 100059 | 100444 | 100828 | 101213 | 101599 | 101985 | 102375 | 102767 | 103158 | 103549 | 103939 | 104324 | 104714 | 105104 | 105494 | NPgY | GSP | NG FES - System Transformation | Number of domestic customers
NG FES - System Transformation | Dem_BB001a | Number of | NPgN | WMEL_THOM | Number of domestic customers | Thorpe Marsh | WEST MELTON / THORPE MARSH | 176980 | 177697 | 178417 | 179134 | 179853 | 180570 | 181290 | 182007 | 182726 | 183443 | 184163 | 184880 | 185599 | 186316 | 187036 | 187832 | 188555 | 189276 | 189998 | 190723 | 191447 | 192181 | 192916 | 193651 | 194384 | 195115 | 195840 | 196571 | 197303 | 198036 | NPgY | GSP | NG FES - System Transformation | Number of domestic customers
NG FES - System Transformation | Dem_BB001a | Number of | NPgN | WMEL_BB3 | Number of domestic customers | West Melton | WEST MELTON SECTION 3 | 174294 | 175000 | 175709 | 176415 | 177123 | 177830 | 178538 | 179245 | 179953 | 180659 | 181368 | 182074 | 182782 | 183489 | 184197 | 184982 | 185693 | 186403 | 187115 | 187829 | 188542 | 189264 | 189988 | 190712 | 191434 | 192154 | 192868 | 193588 | 194309 | 195031 | NPgY | GSP | NG FES - System Transformation | Number of domestic customers
NG FES - System Transformation | Dem_BB001a | Number of | NPgN | WIBA_3 | Number of domestic customers | Wincobank | WINCOBANK | 7412 | 7442 | 7472 | 7502 | 7532 | 7562 | 7592 | 7623 | 7653 | 7683 | 7713 | 7743 | 7773 | 7803 | 7833 | 7867 | 7897 | 7927 | 7957 | 7988 | 8018 | 8049 | 8079 | 8110 | 8141 | 8172 | 8202 | 8233 | 8263 | 8294 | NPgY | GSP | NG FES - System Transformation | Number of domestic customers
NG FES - Consumer Transformation | Lct_BB005 | Number of | NPgN | BLYTB1 | Number of domestic full electric heat pumps | Blyth 66kV | BLYTH 66kV | 987 | 1526 | 1991 | 2442 | 2864 | 3746 | 5235 | 7398 | 10329 | 13839 | 17457 | 20971 | 24478 | 27952 | 31604 | 35731 | 39388 | 42958 | 46772 | 50375 | 53629 | 56067 | 57899 | 59200 | 60268 | 61155 | 61976 | 62696 | 63198 | 63441 | NPgN | GSP | NG FES - Consumer Transformation | Number of domestic full electric heat pumps
NG FES - Consumer Transformation | Lct_BB005 | Number of | NPgN | BLYTH132 | Number of domestic full electric heat pumps | Blyth 132kV | BLYTH 132kV | 389 | 553 | 686 | 856 | 1015 | 1376 | 2011 | 2908 | 3887 | 5060 | 6488 | 7673 | 8854 | 9761 | 10570 | 11454 | 12100 | 12801 | 13675 | 14508 | 15265 | 15837 | 16271 | 16588 | 16853 | 17078 | 17312 | 17542 | 17726 | 17810 | NPgN | GSP | NG FES - Consumer Transformation | Number of domestic full electric heat pumps
NG FES - Consumer Transformation | Lct_BB005 | Number of | NPgN | FOUR_1 | Number of domestic full electric heat pumps | Fourstones | FOURSTONES | 89 | 125 | 156 | 224 | 289 | 451 | 751 | 1167 | 1553 | 2015 | 2649 | 3119 | 3581 | 3916 | 4197 | 4460 | 4541 | 4647 | 4808 | 4962 | 5104 | 5213 | 5297 | 5363 | 5421 | 5474 | 5529 | 5583 | 5627 | 5656 | NPgN | GSP | NG FES - Consumer Transformation | Number of domestic full electric heat pumps
NG FES - Consumer Transformation | Lct_BB005 | Number of | NPgN | HARM_6 | Number of domestic full electric heat pumps | Hart Moor | HARTMOOR | 501 | 785 | 1032 | 1282 | 1517 | 2018 | 2887 | 4161 | 5856 | 7886 | 9876 | 11752 | 13641 | 15520 | 17497 | 19733 | 21721 | 23663 | 25731 | 27644 | 29376 | 30682 | 31672 | 32388 | 32987 | 33494 | 33968 | 34391 | 34698 | 34873 | NPgN | GSP | NG FES - Consumer Transformation | Number of domestic full electric heat pumps
NG FES - Consumer Transformation | Lct_BB005 | Number of | NPgN | HAWP_6 | Number of domestic full electric heat pumps | Hawthorn Pit | HAWTHORN PIT GRID | 508 | 802 | 1055 | 1305 | 1539 | 2031 | 2873 | 4102 | 5894 | 8042 | 10280 | 12510 | 14763 | 17013 | 19390 | 22090 | 24489 | 26834 | 29341 | 31705 | 33837 | 35425 | 36609 | 37438 | 38112 | 38665 | 39196 | 39674 | 40010 | 40137 | NPgN | GSP | NG FES - Consumer Transformation | Number of domestic full electric heat pumps
NG FES - Consumer Transformation | Lct_BB005 | Number of | NPgN | KNARE_111 | Number of domestic full electric heat pumps | Knaresborough | KNARESBOROUGH | 691 | 1017 | 1295 | 1570 | 1827 | 2360 | 3238 | 4481 | 6315 | 8512 | 11025 | 13597 | 16175 | 18643 | 21197 | 24062 | 26510 | 28917 | 31532 | 34005 | 36225 | 37852 | 39039 | 39840 | 40474 | 40977 | 41477 | 41936 | 42244 | 42287 | NPgN | GSP | NG FES - Consumer Transformation | Number of domestic full electric heat pumps
NG FES - Consumer Transformation | Lct_BB005 | Number of | NPgN | LACK_6 | Number of domestic full electric heat pumps | Lackenby | LACKENBY | 756 | 1181 | 1547 | 1922 | 2274 | 3027 | 4331 | 6236 | 8889 | 12068 | 15324 | 18513 | 21737 | 24930 | 28286 | 32082 | 35429 | 38704 | 42209 | 45454 | 48384 | 50572 | 52211 | 53370 | 54326 | 55121 | 55894 | 56602 | 57115 | 57335 | NPgN | GSP | NG FES - Consumer Transformation | Number of domestic full electric heat pumps
NG FES - Consumer Transformation | Lct_BB005 | Number of | NPgN | NORT_1 | Number of domestic full electric heat pumps | Norton | NORTON | 2148 | 3310 | 4323 | 5377 | 6365 | 8483 | 12127 | 17410 | 24375 | 32717 | 41414 | 49560 | 57734 | 65633 | 73826 | 83017 | 90972 | 98783 | 107198 | 115061 | 122166 | 127497 | 131510 | 134376 | 136751 | 138741 | 140597 | 142243 | 143414 | 144015 | NPgN | GSP | NG FES - Consumer Transformation | Number of domestic full electric heat pumps
NG FES - Consumer Transformation | Lct_BB005 | Number of | NPgN | OFFE_3 | Number of domestic full electric heat pumps | Offerton | OFFERTON | 166 | 279 | 382 | 487 | 585 | 796 | 1163 | 1701 | 2573 | 3616 | 4728 | 5835 | 6956 | 8092 | 9309 | 10703 | 11945 | 13163 | 14464 | 15697 | 16810 | 17634 | 18247 | 18670 | 19011 | 19287 | 19558 | 19807 | 19982 | 20032 | NPgN | GSP | NG FES - Consumer Transformation | Number of domestic full electric heat pumps
NG FES - Consumer Transformation | Lct_BB005 | Number of | NPgN | OSBA_1 | Number of domestic full electric heat pumps | Osbaldwick | OSBALDWICK | 1526 | 2264 | 2895 | 3544 | 4152 | 5455 | 7701 | 10967 | 15202 | 20274 | 25576 | 30498 | 35413 | 40166 | 45102 | 50664 | 55513 | 60286 | 65441 | 70333 | 74763 | 78100 | 80627 | 82441 | 83944 | 85202 | 86454 | 87634 | 88535 | 88942 | NPgN | GSP | NG FES - Consumer Transformation | Number of domestic full electric heat pumps
NG FES - Consumer Transformation | Lct_BB005 | Number of | NPgN | POPP_3 | Number of domestic full electric heat pumps | Poppleton | POPPLETON | 209 | 333 | 442 | 553 | 657 | 879 | 1265 | 1830 | 2608 | 3539 | 4480 | 5368 | 6256 | 7140 | 8072 | 9129 | 10069 | 10987 | 11965 | 12871 | 13690 | 14305 | 14769 | 15102 | 15379 | 15613 | 15834 | 16034 | 16179 | 16254 | NPgN | GSP | NG FES - Consumer Transformation | Number of domestic full electric heat pumps
NG FES - Consumer Transformation | Lct_BB005 | Number of | NPgN | SALH_1 | Number of domestic full electric heat pumps | Saltholme | SALTHOLME | 9 | 15 | 20 | 26 | 31 | 43 | 64 | 95 | 139 | 193 | 247 | 300 | 353 | 407 | 464 | 529 | 586 | 642 | 702 | 758 | 809 | 847 | 876 | 896 | 913 | 926 | 939 | 951 | 960 | 964 | NPgN | GSP | NG FES - Consumer Transformation | Number of domestic full electric heat pumps
NG FES - Consumer Transformation | Lct_BB005 | Number of | NPgN | SSHI_3 | Number of domestic full electric heat pumps | South Shields | SOUTH SHIELDS | 236 | 380 | 508 | 634 | 752 | 999 | 1420 | 2034 | 2949 | 4045 | 5167 | 6300 | 7442 | 8589 | 9806 | 11190 | 12422 | 13625 | 14906 | 16098 | 17172 | 17970 | 18563 | 18976 | 19313 | 19589 | 19858 | 20103 | 20276 | 20338 | NPgN | GSP | NG FES - Consumer Transformation | Number of domestic full electric heat pumps
NG FES - Consumer Transformation | Lct_BB005 | Number of | NPgN | KIELD01 and SPAD20 | Number of domestic full electric heat pumps | 0 | SPADEADAM | 40 | 57 | 71 | 95 | 119 | 175 | 279 | 423 | 573 | 752 | 981 | 1166 | 1350 | 1499 | 1637 | 1777 | 1858 | 1944 | 2048 | 2147 | 2237 | 2305 | 2357 | 2395 | 2427 | 2454 | 2483 | 2511 | 2533 | 2544 | NPgN | GSP | NG FES - Consumer Transformation | Number of domestic full electric heat pumps
NG FES - Consumer Transformation | Lct_BB005 | Number of | NPgN | SPEN_1 | Number of domestic full electric heat pumps | Spennymoor | SPENNYMOOR | 1657 | 2452 | 3105 | 3763 | 4381 | 5695 | 7948 | 11214 | 15499 | 20630 | 25949 | 31084 | 36253 | 41301 | 46564 | 52470 | 57590 | 62604 | 67995 | 73105 | 77727 | 81190 | 83796 | 85646 | 87167 | 88431 | 89697 | 90893 | 91794 | 92158 | NPgN | GSP | NG FES - Consumer Transformation | Number of domestic full electric heat pumps
NG FES - Consumer Transformation | Lct_BB005 | Number of | NPgN | STEN_1 | Number of domestic full electric heat pumps | Stella North | STELLA NORTH | 892 | 1427 | 1905 | 2402 | 2869 | 3878 | 5645 | 8244 | 11801 | 16061 | 20669 | 24871 | 28932 | 33004 | 37306 | 42181 | 46526 | 50770 | 55280 | 59555 | 63426 | 66356 | 68588 | 70204 | 71551 | 72687 | 73808 | 74860 | 75670 | 76072 | NPgN | GSP | NG FES - Consumer Transformation | Number of domestic full electric heat pumps
NG FES - Consumer Transformation | Lct_BB005 | Number of | NPgN | STES_1 | Number of domestic full electric heat pumps | Stella South | STELLA SOUTH | 768 | 1169 | 1512 | 1862 | 2191 | 2893 | 4104 | 5864 | 8196 | 10988 | 13860 | 16607 | 19375 | 22092 | 24938 | 28148 | 30946 | 33693 | 36644 | 39418 | 41930 | 43814 | 45233 | 46244 | 47077 | 47772 | 48440 | 49049 | 49492 | 49695 | NPgN | GSP | NG FES - Consumer Transformation | Number of domestic full electric heat pumps
NG FES - Consumer Transformation | Lct_BB005 | Number of | NPgN | TYNE_1 | Number of domestic full electric heat pumps | Tynemouth 1 | TYNEMOUTH | 746 | 1204 | 1615 | 2015 | 2389 | 3168 | 4480 | 6388 | 9214 | 12598 | 16182 | 19749 | 23298 | 26848 | 30602 | 34855 | 38640 | 42327 | 46248 | 49911 | 53208 | 55658 | 57478 | 58750 | 59785 | 60635 | 61439 | 62154 | 62647 | 62836 | NPgN | GSP | NG FES - Consumer Transformation | Number of domestic full electric heat pumps
NG FES - Consumer Transformation | Lct_BB005 | Number of | NPgN | WBOL_6 | Number of domestic full electric heat pumps | West Boldon | WEST BOLDON | 935 | 1513 | 2027 | 2529 | 2999 | 3985 | 5655 | 8088 | 11723 | 16076 | 20695 | 25291 | 29876 | 34477 | 39351 | 44882 | 49806 | 54609 | 59723 | 64479 | 68765 | 71949 | 74315 | 75968 | 77314 | 78420 | 79478 | 80430 | 81090 | 81338 | NPgN | GSP | NG FES - Consumer Transformation | Number of domestic full electric heat pumps
NG FES - Consumer Transformation | Lct_BB005 | Number of | NPgN | BRAW_1 | Number of domestic full electric heat pumps | Bradford West | BRADFORD WEST | 1510 | 2454 | 3256 | 4101 | 4894 | 6755 | 9779 | 14199 | 20512 | 28072 | 36201 | 44226 | 52101 | 59821 | 68091 | 77438 | 85645 | 93683 | 101692 | 110148 | 117492 | 123184 | 127254 | 130113 | 132446 | 134681 | 136704 | 138540 | 139797 | 140274 | NPgY | GSP | NG FES - Consumer Transformation | Number of domestic full electric heat pumps
NG FES - Consumer Transformation | Lct_BB005 | Number of | NPgN | CAMB_01 | Number of domestic full electric heat pumps | Camblesforth | CAMBLESFORTH | 142 | 218 | 280 | 350 | 416 | 572 | 828 | 1197 | 1678 | 2255 | 2920 | 3537 | 4136 | 4699 | 5223 | 5816 | 6319 | 6809 | 7326 | 7898 | 8395 | 8782 | 9059 | 9256 | 9417 | 9572 | 9712 | 9844 | 9941 | 9979 | NPgY | GSP | NG FES - Consumer Transformation | Number of domestic full electric heat pumps
NG FES - Consumer Transformation | Lct_BB005 | Number of | NPgN | CREB_1 | Number of domestic full electric heat pumps | Creyke Beck | CREYKE BECK | 2429 | 3611 | 4579 | 5544 | 6448 | 8507 | 11789 | 16451 | 22678 | 30137 | 38437 | 46545 | 54421 | 61945 | 69687 | 78348 | 85813 | 93113 | 100465 | 108271 | 115022 | 120242 | 123953 | 126554 | 128677 | 130711 | 132552 | 134201 | 135298 | 135719 | NPgY | GSP | NG FES - Consumer Transformation | Number of domestic full electric heat pumps
NG FES - Consumer Transformation | Lct_BB005 | Number of | NPgN | DRAX_YEDL | Number of domestic full electric heat pumps | Drax | DRAX | 383 | 550 | 685 | 832 | 970 | 1298 | 1833 | 2604 | 3451 | 4465 | 5560 | 6463 | 7329 | 8117 | 8820 | 9598 | 10231 | 10848 | 11507 | 12243 | 12887 | 13403 | 13790 | 14083 | 14336 | 14581 | 14810 | 15031 | 15213 | 15323 | NPgY | GSP | NG FES - Consumer Transformation | Number of domestic full electric heat pumps
NG FES - Consumer Transformation | Lct_BB005 | Number of | NPgN | ELLA_1 | Number of domestic full electric heat pumps | Elland | ELLAND | 1174 | 1902 | 2517 | 3148 | 3739 | 5107 | 7312 | 10505 | 15200 | 20822 | 27002 | 33209 | 39295 | 45258 | 51681 | 58930 | 65284 | 71507 | 77692 | 84193 | 89825 | 94170 | 97252 | 99392 | 101126 | 102784 | 104278 | 105602 | 106454 | 106743 | NPgY | GSP | NG FES - Consumer Transformation | Number of domestic full electric heat pumps
NG FES - Consumer Transformation | Lct_BB005 | Number of | NPgN | FERRA2 | Number of domestic full electric heat pumps | Ferrybridge A | FERRYBRIDGE A | 722 | 1089 | 1379 | 1671 | 1945 | 2583 | 3615 | 5131 | 6992 | 9221 | 11311 | 13394 | 15426 | 17394 | 19448 | 21755 | 23792 | 25786 | 27780 | 29904 | 31759 | 33220 | 34293 | 35076 | 35732 | 36363 | 36942 | 37493 | 37917 | 38131 | NPgY | GSP | NG FES - Consumer Transformation | Number of domestic full electric heat pumps
NG FES - Consumer Transformation | Lct_BB005 | Number of | NPgN | FERRB9 | Number of domestic full electric heat pumps | Ferrybridge B (_M) | FERRYBRIDGE B | 1059 | 1698 | 2233 | 2805 | 3342 | 4612 | 6687 | 9745 | 13654 | 18335 | 23002 | 27442 | 31787 | 36000 | 40379 | 45307 | 49628 | 53860 | 58107 | 62614 | 66549 | 69639 | 71901 | 73545 | 74922 | 76246 | 77462 | 78563 | 79352 | 79780 | NPgY | GSP | NG FES - Consumer Transformation | Number of domestic full electric heat pumps
NG FES - Consumer Transformation | Lct_BB005 | Number of | NPgN | GRIW_1 | Number of domestic full electric heat pumps | Grimsby West | GRIMSBY WEST | 670 | 1030 | 1328 | 1617 | 1888 | 2498 | 3465 | 4839 | 6877 | 9317 | 12080 | 14906 | 17668 | 20350 | 23177 | 26366 | 29176 | 31925 | 34672 | 37591 | 40113 | 42050 | 43414 | 44351 | 45102 | 45817 | 46459 | 47036 | 47411 | 47508 | NPgY | GSP | NG FES - Consumer Transformation | Number of domestic full electric heat pumps
NG FES - Consumer Transformation | Lct_BB005 | Number of | NPgN | JORD_3 | Number of domestic full electric heat pumps | Jordanthorpe | JORDANTHORPE | 194 | 331 | 450 | 574 | 689 | 958 | 1392 | 2026 | 2986 | 4135 | 5447 | 6730 | 7995 | 9238 | 10558 | 12054 | 13384 | 14686 | 15983 | 17357 | 18549 | 19468 | 20123 | 20579 | 20948 | 21300 | 21617 | 21915 | 22127 | 22194 | NPgY | GSP | NG FES - Consumer Transformation | Number of domestic full electric heat pumps
NG FES - Consumer Transformation | Lct_BB005 | Number of | NPgN | KEAD_YEDL | Number of domestic full electric heat pumps | Keadby | KEADBY | 1300 | 1927 | 2430 | 2990 | 3515 | 4765 | 6801 | 9726 | 13235 | 17438 | 22234 | 26527 | 30678 | 34533 | 38101 | 42087 | 45375 | 48581 | 51964 | 55734 | 59015 | 61589 | 63458 | 64808 | 65934 | 67017 | 68009 | 68956 | 69680 | 70013 | NPgY | GSP | NG FES - Consumer Transformation | Number of domestic full electric heat pumps
NG FES - Consumer Transformation | Lct_BB005 | Number of | NPgN | KIRKB1 | Number of domestic full electric heat pumps | Kirkstall B | KIRKSTALL B | 711 | 1225 | 1669 | 2120 | 2543 | 3520 | 5100 | 7414 | 10676 | 14582 | 18691 | 22664 | 26573 | 30422 | 34611 | 39331 | 43535 | 47656 | 51720 | 55934 | 59596 | 62440 | 64488 | 65945 | 67148 | 68300 | 69350 | 70256 | 70835 | 71126 | NPgY | GSP | NG FES - Consumer Transformation | Number of domestic full electric heat pumps
NG FES - Consumer Transformation | Lct_BB005 | Number of | NPgN | NEEP_3 | Number of domestic full electric heat pumps | Neepsend | NEEPSEND | 316 | 517 | 687 | 859 | 1020 | 1393 | 1994 | 2871 | 4137 | 5651 | 7306 | 8895 | 10454 | 11989 | 13650 | 15533 | 17209 | 18851 | 20480 | 22190 | 23674 | 24826 | 25651 | 26232 | 26707 | 27162 | 27574 | 27954 | 28222 | 28324 | NPgY | GSP | NG FES - Consumer Transformation | Number of domestic full electric heat pumps
NG FES - Consumer Transformation | Lct_BB005 | Number of | NPgN | NORL_3 | Number of domestic full electric heat pumps | Norton Lees | NORTON LEES | 274 | 466 | 631 | 797 | 952 | 1312 | 1892 | 2740 | 4027 | 5568 | 7309 | 8976 | 10617 | 12239 | 14008 | 16012 | 17803 | 19557 | 21291 | 23090 | 24650 | 25854 | 26711 | 27311 | 27800 | 28268 | 28692 | 29090 | 29376 | 29473 | NPgY | GSP | NG FES - Consumer Transformation | Number of domestic full electric heat pumps
NG FES - Consumer Transformation | Lct_BB005 | Number of | NPgN | PITS_BB_B | Number of domestic full electric heat pumps | Pitsmoor | PITSMOOR 3/4 | 108 | 189 | 257 | 328 | 394 | 549 | 800 | 1169 | 1717 | 2372 | 3064 | 3758 | 4443 | 5122 | 5861 | 6698 | 7445 | 8177 | 8901 | 9654 | 10309 | 10816 | 11178 | 11433 | 11640 | 11840 | 12020 | 12189 | 12310 | 12354 | NPgY | GSP | NG FES - Consumer Transformation | Number of domestic full electric heat pumps
NG FES - Consumer Transformation | Lct_BB005 | Number of | NPgN | SALT_1 | Number of domestic full electric heat pumps | Saltend North | SALTEND NORTH | 322 | 479 | 606 | 733 | 852 | 1123 | 1558 | 2180 | 3020 | 4025 | 5108 | 6202 | 7267 | 8292 | 9363 | 10562 | 11601 | 12618 | 13637 | 14710 | 15639 | 16357 | 16867 | 17224 | 17516 | 17796 | 18049 | 18283 | 18448 | 18506 | NPgY | GSP | NG FES - Consumer Transformation | Number of domestic full electric heat pumps
NG FES - Consumer Transformation | Lct_BB005 | Number of | NPgN | SHEC_3 | Number of domestic full electric heat pumps | Sheffield City | SHEFFIELD CITY | 155 | 259 | 347 | 435 | 517 | 705 | 1006 | 1443 | 2082 | 2847 | 3720 | 4535 | 5336 | 6126 | 6986 | 7959 | 8826 | 9676 | 10516 | 11377 | 12123 | 12700 | 13112 | 13403 | 13641 | 13871 | 14079 | 14267 | 14397 | 14449 | NPgY | GSP | NG FES - Consumer Transformation | Number of domestic full electric heat pumps
NG FES - Consumer Transformation | Lct_BB005 | Number of | NPgN | SKLGB1 | Number of domestic full electric heat pumps | Skelton Grange | SKELTON GRANGE | 1663 | 2855 | 3880 | 4924 | 5902 | 8171 | 11839 | 17221 | 24906 | 34110 | 43879 | 53265 | 62499 | 71609 | 81524 | 92731 | 102733 | 112537 | 122224 | 132241 | 140942 | 147700 | 152558 | 156007 | 158852 | 161585 | 164071 | 166236 | 167636 | 168314 | NPgY | GSP | NG FES - Consumer Transformation | Number of domestic full electric heat pumps
NG FES - Consumer Transformation | Lct_BB005 | Number of | NPgN | TEMP_3 | Number of domestic full electric heat pumps | Templeborough | TEMPLEBOROUGH 275/33KV | 17 | 30 | 41 | 54 | 66 | 93 | 139 | 207 | 308 | 429 | 555 | 681 | 807 | 931 | 1067 | 1220 | 1357 | 1491 | 1623 | 1761 | 1882 | 1975 | 2042 | 2089 | 2128 | 2165 | 2199 | 2230 | 2253 | 2261 | NPgY | GSP | NG FES - Consumer Transformation | Number of domestic full electric heat pumps
NG FES - Consumer Transformation | Lct_BB005 | Number of | NPgN | THUR_6 | Number of domestic full electric heat pumps | Thurcroft | THURCROFT | 1098 | 1655 | 2103 | 2533 | 2937 | 3846 | 5291 | 7353 | 10012 | 13198 | 16450 | 19751 | 22958 | 26047 | 29311 | 32958 | 36144 | 39262 | 42365 | 45611 | 48421 | 50605 | 52169 | 53277 | 54192 | 55069 | 55867 | 56562 | 57011 | 57225 | NPgY | GSP | NG FES - Consumer Transformation | Number of domestic full electric heat pumps
NG FES - Consumer Transformation | Lct_BB005 | Number of | NPgN | WMEL_THOM | Number of domestic full electric heat pumps | Thorpe Marsh | WEST MELTON / THORPE MARSH | 1734 | 2670 | 3420 | 4146 | 4827 | 6371 | 8840 | 12403 | 17258 | 23074 | 29064 | 35213 | 41223 | 47084 | 53335 | 60371 | 66599 | 72698 | 78754 | 85081 | 90562 | 94810 | 97846 | 99985 | 101739 | 103421 | 104947 | 106347 | 107325 | 107709 | NPgY | GSP | NG FES - Consumer Transformation | Number of domestic full electric heat pumps
NG FES - Consumer Transformation | Lct_BB005 | Number of | NPgN | WMEL_BB3 | Number of domestic full electric heat pumps | West Melton | WEST MELTON SECTION 3 | 1578 | 2488 | 3235 | 4018 | 4753 | 6485 | 9314 | 13493 | 18829 | 25219 | 31297 | 37315 | 43207 | 48960 | 55079 | 61961 | 68019 | 73956 | 79864 | 86089 | 91521 | 95790 | 98911 | 101179 | 103076 | 104901 | 106576 | 108120 | 109256 | 109844 | NPgY | GSP | NG FES - Consumer Transformation | Number of domestic full electric heat pumps
NG FES - Consumer Transformation | Lct_BB005 | Number of | NPgN | WIBA_3 | Number of domestic full electric heat pumps | Wincobank | WINCOBANK | 53 | 90 | 121 | 153 | 182 | 250 | 359 | 518 | 737 | 999 | 1250 | 1513 | 1771 | 2025 | 2300 | 2610 | 2885 | 3155 | 3421 | 3692 | 3928 | 4110 | 4241 | 4334 | 4411 | 4485 | 4552 | 4609 | 4644 | 4663 | NPgY | GSP | NG FES - Consumer Transformation | Number of domestic full electric heat pumps
NG FES - Falling Short | Lct_BB005 | Number of | NPgN | BLYTB1 | Number of domestic full electric heat pumps | Blyth 66kV | BLYTH 66kV | 987 | 1220 | 1434 | 1643 | 1854 | 2194 | 2781 | 3439 | 4160 | 4930 | 5900 | 6885 | 7918 | 9019 | 10203 | 11938 | 13466 | 15162 | 17091 | 19188 | 21705 | 23675 | 25587 | 27458 | 29307 | 31131 | 33097 | 35763 | 38738 | 41961 | NPgN | GSP | NG FES - Falling Short | Number of domestic full electric heat pumps
NG FES - Falling Short | Lct_BB005 | Number of | NPgN | BLYTH132 | Number of domestic full electric heat pumps | Blyth 132kV | BLYTH 132kV | 389 | 459 | 525 | 585 | 645 | 773 | 994 | 1264 | 1569 | 1895 | 2309 | 2717 | 3145 | 3602 | 3998 | 4577 | 5088 | 5609 | 6202 | 6846 | 7595 | 8180 | 8734 | 9235 | 9678 | 10118 | 10597 | 11256 | 12000 | 12795 | NPgN | GSP | NG FES - Falling Short | Number of domestic full electric heat pumps
NG FES - Falling Short | Lct_BB005 | Number of | NPgN | FOUR_1 | Number of domestic full electric heat pumps | Fourstones | FOURSTONES | 89 | 104 | 119 | 133 | 147 | 198 | 288 | 409 | 552 | 705 | 900 | 1090 | 1288 | 1499 | 1655 | 1884 | 2085 | 2269 | 2479 | 2707 | 2958 | 3154 | 3333 | 3493 | 3633 | 3768 | 3916 | 4115 | 4341 | 4573 | NPgN | GSP | NG FES - Falling Short | Number of domestic full electric heat pumps
NG FES - Falling Short | Lct_BB005 | Number of | NPgN | HARM_6 | Number of domestic full electric heat pumps | Hart Moor | HARTMOOR | 501 | 623 | 736 | 847 | 959 | 1148 | 1474 | 1849 | 2265 | 2709 | 3275 | 3856 | 4464 | 5113 | 5797 | 6801 | 7684 | 8650 | 9749 | 10944 | 12362 | 13471 | 14543 | 15591 | 16627 | 17646 | 18744 | 20230 | 21887 | 23680 | NPgN | GSP | NG FES - Falling Short | Number of domestic full electric heat pumps
NG FES - Falling Short | Lct_BB005 | Number of | NPgN | HAWP_6 | Number of domestic full electric heat pumps | Hawthorn Pit | HAWTHORN PIT GRID | 508 | 635 | 752 | 865 | 980 | 1169 | 1493 | 1861 | 2267 | 2700 | 3248 | 3808 | 4395 | 5020 | 5745 | 6806 | 7741 | 8802 | 10010 | 11322 | 12915 | 14161 | 15380 | 16571 | 17749 | 18917 | 20176 | 21889 | 23802 | 25879 | NPgN | GSP | NG FES - Falling Short | Number of domestic full electric heat pumps
NG FES - Falling Short | Lct_BB005 | Number of | NPgN | KNARE_111 | Number of domestic full electric heat pumps | Knaresborough | KNARESBOROUGH | 691 | 832 | 961 | 1086 | 1213 | 1420 | 1777 | 2175 | 2607 | 3067 | 3639 | 4205 | 4798 | 5431 | 6172 | 7258 | 8214 | 9305 | 10545 | 11894 | 13531 | 14811 | 16067 | 17284 | 18474 | 19661 | 20941 | 22692 | 24649 | 26776 | NPgN | GSP | NG FES - Falling Short | Number of domestic full electric heat pumps
NG FES - Falling Short | Lct_BB005 | Number of | NPgN | LACK_6 | Number of domestic full electric heat pumps | Lackenby | LACKENBY | 756 | 939 | 1108 | 1273 | 1439 | 1722 | 2210 | 2773 | 3398 | 4066 | 4915 | 5783 | 6692 | 7662 | 8734 | 10305 | 11689 | 13235 | 14995 | 16907 | 19219 | 21028 | 22788 | 24506 | 26201 | 27876 | 29681 | 32133 | 34869 | 37835 | NPgN | GSP | NG FES - Falling Short | Number of domestic full electric heat pumps
NG FES - Falling Short | Lct_BB005 | Number of | NPgN | NORT_1 | Number of domestic full electric heat pumps | Norton | NORTON | 2148 | 2650 | 3111 | 3567 | 4026 | 4822 | 6193 | 7775 | 9531 | 11404 | 13778 | 16185 | 18706 | 21396 | 24210 | 28334 | 31965 | 35924 | 40428 | 45325 | 51140 | 55690 | 60082 | 64353 | 68541 | 72667 | 77116 | 83147 | 89883 | 97159 | NPgN | GSP | NG FES - Falling Short | Number of domestic full electric heat pumps
NG FES - Falling Short | Lct_BB005 | Number of | NPgN | OFFE_3 | Number of domestic full electric heat pumps | Offerton | OFFERTON | 166 | 215 | 260 | 306 | 352 | 432 | 569 | 726 | 902 | 1089 | 1327 | 1573 | 1829 | 2103 | 2456 | 2972 | 3426 | 3954 | 4555 | 5209 | 5989 | 6599 | 7201 | 7791 | 8376 | 8962 | 9593 | 10458 | 11424 | 12480 | NPgN | GSP | NG FES - Falling Short | Number of domestic full electric heat pumps
NG FES - Falling Short | Lct_BB005 | Number of | NPgN | OSBA_1 | Number of domestic full electric heat pumps | Osbaldwick | OSBALDWICK | 1526 | 1845 | 2138 | 2421 | 2707 | 3197 | 4041 | 5015 | 6096 | 7249 | 8713 | 10200 | 11759 | 13421 | 15132 | 17639 | 19847 | 22260 | 25006 | 27991 | 31531 | 34301 | 36978 | 39578 | 42124 | 44637 | 47347 | 51024 | 55132 | 59576 | NPgN | GSP | NG FES - Falling Short | Number of domestic full electric heat pumps
NG FES - Falling Short | Lct_BB005 | Number of | NPgN | POPP_3 | Number of domestic full electric heat pumps | Poppleton | POPPLETON | 209 | 263 | 311 | 360 | 410 | 494 | 638 | 805 | 989 | 1187 | 1438 | 1695 | 1965 | 2252 | 2567 | 3027 | 3433 | 3880 | 4389 | 4943 | 5598 | 6110 | 6606 | 7092 | 7571 | 8045 | 8555 | 9247 | 10019 | 10855 | NPgN | GSP | NG FES - Falling Short | Number of domestic full electric heat pumps
NG FES - Falling Short | Lct_BB005 | Number of | NPgN | SALH_1 | Number of domestic full electric heat pumps | Saltholme | SALTHOLME | 9 | 11 | 14 | 16 | 19 | 23 | 31 | 39 | 49 | 60 | 73 | 87 | 102 | 118 | 136 | 162 | 185 | 211 | 241 | 274 | 313 | 344 | 373 | 403 | 432 | 460 | 491 | 533 | 579 | 629 | NPgN | GSP | NG FES - Falling Short | Number of domestic full electric heat pumps
NG FES - Falling Short | Lct_BB005 | Number of | NPgN | SSHI_3 | Number of domestic full electric heat pumps | South Shields | SOUTH SHIELDS | 236 | 298 | 355 | 413 | 471 | 566 | 730 | 915 | 1118 | 1335 | 1609 | 1889 | 2182 | 2495 | 2864 | 3406 | 3883 | 4424 | 5039 | 5707 | 6512 | 7141 | 7756 | 8360 | 8958 | 9552 | 10192 | 11063 | 12036 | 13094 | NPgN | GSP | NG FES - Falling Short | Number of domestic full electric heat pumps
NG FES - Falling Short | Lct_BB005 | Number of | NPgN | KIELD01 and SPAD20 | Number of domestic full electric heat pumps | 0 | SPADEADAM | 40 | 47 | 54 | 60 | 66 | 85 | 117 | 160 | 209 | 261 | 329 | 395 | 464 | 537 | 598 | 686 | 764 | 841 | 928 | 1023 | 1131 | 1215 | 1294 | 1368 | 1436 | 1502 | 1574 | 1671 | 1780 | 1895 | NPgN | GSP | NG FES - Falling Short | Number of domestic full electric heat pumps
NG FES - Falling Short | Lct_BB005 | Number of | NPgN | SPEN_1 | Number of domestic full electric heat pumps | Spennymoor | SPENNYMOOR | 1657 | 2000 | 2316 | 2609 | 2905 | 3403 | 4260 | 5241 | 6327 | 7486 | 8954 | 10442 | 12002 | 13665 | 15396 | 17932 | 20166 | 22633 | 25440 | 28491 | 32156 | 35023 | 37803 | 40513 | 43179 | 45809 | 48645 | 52490 | 56783 | 61423 | NPgN | GSP | NG FES - Falling Short | Number of domestic full electric heat pumps
NG FES - Falling Short | Lct_BB005 | Number of | NPgN | STEN_1 | Number of domestic full electric heat pumps | Stella North | STELLA NORTH | 892 | 1123 | 1335 | 1550 | 1767 | 2143 | 2790 | 3544 | 4387 | 5287 | 6438 | 7623 | 8864 | 10187 | 11624 | 13730 | 15584 | 17629 | 19956 | 22485 | 25502 | 27862 | 30148 | 32386 | 34601 | 36783 | 39133 | 42316 | 45867 | 49710 | NPgN | GSP | NG FES - Falling Short | Number of domestic full electric heat pumps
NG FES - Falling Short | Lct_BB005 | Number of | NPgN | STES_1 | Number of domestic full electric heat pumps | Stella South | STELLA SOUTH | 768 | 941 | 1101 | 1255 | 1410 | 1674 | 2130 | 2655 | 3238 | 3859 | 4648 | 5450 | 6290 | 7186 | 8128 | 9509 | 10724 | 12067 | 13595 | 15256 | 17241 | 18793 | 20300 | 21769 | 23216 | 24646 | 26187 | 28281 | 30619 | 33151 | NPgN | GSP | NG FES - Falling Short | Number of domestic full electric heat pumps
NG FES - Falling Short | Lct_BB005 | Number of | NPgN | TYNE_1 | Number of domestic full electric heat pumps | Tynemouth 1 | TYNEMOUTH | 746 | 944 | 1126 | 1311 | 1497 | 1798 | 2318 | 2900 | 3537 | 4216 | 5071 | 5940 | 6850 | 7822 | 8963 | 10636 | 12109 | 13773 | 15666 | 17724 | 20205 | 22146 | 24040 | 25897 | 27738 | 29561 | 31525 | 34194 | 37172 | 40405 | NPgN | GSP | NG FES - Falling Short | Number of domestic full electric heat pumps
NG FES - Falling Short | Lct_BB005 | Number of | NPgN | WBOL_6 | Number of domestic full electric heat pumps | West Boldon | WEST BOLDON | 935 | 1185 | 1414 | 1645 | 1878 | 2257 | 2910 | 3646 | 4454 | 5316 | 6404 | 7512 | 8674 | 9913 | 11381 | 13533 | 15428 | 17577 | 20023 | 22681 | 25896 | 28410 | 30868 | 33278 | 35667 | 38036 | 40587 | 44060 | 47935 | 52146 | NPgN | GSP | NG FES - Falling Short | Number of domestic full electric heat pumps
NG FES - Falling Short | Lct_BB005 | Number of | NPgN | BRAW_1 | Number of domestic full electric heat pumps | Bradford West | BRADFORD WEST | 1510 | 1889 | 2243 | 2590 | 2949 | 3640 | 4749 | 6038 | 7465 | 8998 | 10960 | 12948 | 15031 | 17253 | 19770 | 23622 | 26892 | 30510 | 34692 | 39239 | 44748 | 49002 | 53128 | 57171 | 61145 | 65320 | 69614 | 75406 | 81747 | 88096 | NPgY | GSP | NG FES - Falling Short | Number of domestic full electric heat pumps
NG FES - Falling Short | Lct_BB005 | Number of | NPgN | CAMB_01 | Number of domestic full electric heat pumps | Camblesforth | CAMBLESFORTH | 142 | 176 | 204 | 232 | 260 | 314 | 405 | 514 | 634 | 763 | 929 | 1095 | 1269 | 1454 | 1646 | 1940 | 2189 | 2465 | 2774 | 3111 | 3516 | 3829 | 4132 | 4426 | 4716 | 5020 | 5316 | 5749 | 6236 | 6650 | NPgY | GSP | NG FES - Falling Short | Number of domestic full electric heat pumps
NG FES - Falling Short | Lct_BB005 | Number of | NPgN | CREB_1 | Number of domestic full electric heat pumps | Creyke Beck | CREYKE BECK | 2429 | 2943 | 3387 | 3822 | 4255 | 5090 | 6354 | 7780 | 9359 | 11023 | 13123 | 15220 | 17416 | 19759 | 22242 | 26042 | 29268 | 32837 | 36878 | 41271 | 46622 | 50753 | 54761 | 58661 | 62495 | 66523 | 70581 | 76158 | 82268 | 88128 | NPgY | GSP | NG FES - Falling Short | Number of domestic full electric heat pumps
NG FES - Falling Short | Lct_BB005 | Number of | NPgN | DRAX_YEDL | Number of domestic full electric heat pumps | Drax | DRAX | 383 | 459 | 522 | 584 | 644 | 759 | 952 | 1180 | 1431 | 1702 | 2049 | 2395 | 2759 | 3146 | 3484 | 4001 | 4439 | 4924 | 5430 | 5980 | 6624 | 7122 | 7604 | 8060 | 8507 | 8978 | 9423 | 10137 | 10941 | 11512 | NPgY | GSP | NG FES - Falling Short | Number of domestic full electric heat pumps
NG FES - Falling Short | Lct_BB005 | Number of | NPgN | ELLA_1 | Number of domestic full electric heat pumps | Elland | ELLAND | 1174 | 1470 | 1743 | 2011 | 2286 | 2816 | 3643 | 4591 | 5640 | 6758 | 8181 | 9617 | 11121 | 12726 | 14598 | 17463 | 19895 | 22585 | 25724 | 29137 | 33294 | 36504 | 39617 | 42677 | 45684 | 48844 | 52106 | 56469 | 61236 | 66080 | NPgY | GSP | NG FES - Falling Short | Number of domestic full electric heat pumps
NG FES - Falling Short | Lct_BB005 | Number of | NPgN | FERRA2 | Number of domestic full electric heat pumps | Ferrybridge A | FERRYBRIDGE A | 722 | 896 | 1034 | 1169 | 1298 | 1548 | 1932 | 2373 | 2862 | 3385 | 4056 | 4737 | 5451 | 6213 | 6955 | 8091 | 9055 | 10121 | 11302 | 12585 | 14139 | 15339 | 16502 | 17625 | 18728 | 19888 | 21054 | 22576 | 24177 | 25735 | NPgY | GSP | NG FES - Falling Short | Number of domestic full electric heat pumps
NG FES - Falling Short | Lct_BB005 | Number of | NPgN | FERRB9 | Number of domestic full electric heat pumps | Ferrybridge B (_M) | FERRYBRIDGE B | 1059 | 1324 | 1564 | 1799 | 2038 | 2500 | 3250 | 4129 | 5103 | 6156 | 7508 | 8883 | 10324 | 11861 | 13420 | 15805 | 17829 | 20069 | 22556 | 25259 | 28515 | 31028 | 33467 | 35823 | 38138 | 40571 | 43020 | 46390 | 50053 | 53491 | NPgY | GSP | NG FES - Falling Short | Number of domestic full electric heat pumps
NG FES - Falling Short | Lct_BB005 | Number of | NPgN | GRIW_1 | Number of domestic full electric heat pumps | Grimsby West | GRIMSBY WEST | 670 | 823 | 959 | 1091 | 1224 | 1481 | 1860 | 2282 | 2750 | 3240 | 3858 | 4476 | 5123 | 5813 | 6626 | 7869 | 8925 | 10093 | 11464 | 12955 | 14791 | 16209 | 17585 | 18938 | 20268 | 21665 | 23096 | 25004 | 27085 | 29177 | NPgY | GSP | NG FES - Falling Short | Number of domestic full electric heat pumps
NG FES - Falling Short | Lct_BB005 | Number of | NPgN | JORD_3 | Number of domestic full electric heat pumps | Jordanthorpe | JORDANTHORPE | 194 | 247 | 298 | 349 | 402 | 505 | 666 | 852 | 1059 | 1279 | 1560 | 1845 | 2144 | 2462 | 2845 | 3431 | 3928 | 4478 | 5125 | 5827 | 6695 | 7364 | 8014 | 8652 | 9280 | 9939 | 10615 | 11564 | 12626 | 13651 | NPgY | GSP | NG FES - Falling Short | Number of domestic full electric heat pumps
NG FES - Falling Short | Lct_BB005 | Number of | NPgN | KEAD_YEDL | Number of domestic full electric heat pumps | Keadby | KEADBY | 1300 | 1585 | 1820 | 2051 | 2276 | 2710 | 3444 | 4309 | 5268 | 6300 | 7617 | 8933 | 10311 | 11781 | 13181 | 15322 | 17139 | 19150 | 21343 | 23727 | 26595 | 28809 | 30957 | 33021 | 35051 | 37183 | 39241 | 42370 | 45894 | 48710 | NPgY | GSP | NG FES - Falling Short | Number of domestic full electric heat pumps
NG FES - Falling Short | Lct_BB005 | Number of | NPgN | KIRKB1 | Number of domestic full electric heat pumps | Kirkstall B | KIRKSTALL B | 711 | 909 | 1102 | 1292 | 1490 | 1873 | 2463 | 3141 | 3891 | 4692 | 5715 | 6756 | 7846 | 9009 | 10310 | 12300 | 13990 | 15860 | 17997 | 20321 | 23149 | 25332 | 27451 | 29516 | 31546 | 33678 | 35872 | 38865 | 42166 | 45521 | NPgY | GSP | NG FES - Falling Short | Number of domestic full electric heat pumps
NG FES - Falling Short | Lct_BB005 | Number of | NPgN | NEEP_3 | Number of domestic full electric heat pumps | Neepsend | NEEPSEND | 316 | 397 | 473 | 546 | 622 | 769 | 994 | 1252 | 1538 | 1843 | 2232 | 2626 | 3040 | 3481 | 3985 | 4758 | 5413 | 6138 | 6978 | 7891 | 8992 | 9842 | 10666 | 11474 | 12268 | 13103 | 13965 | 15135 | 16438 | 17794 | NPgY | GSP | NG FES - Falling Short | Number of domestic full electric heat pumps
NG FES - Falling Short | Lct_BB005 | Number of | NPgN | NORL_3 | Number of domestic full electric heat pumps | Norton Lees | NORTON LEES | 274 | 350 | 422 | 493 | 566 | 708 | 926 | 1175 | 1451 | 1745 | 2120 | 2502 | 2901 | 3327 | 3840 | 4626 | 5293 | 6031 | 6896 | 7836 | 8978 | 9859 | 10714 | 11555 | 12381 | 13249 | 14149 | 15383 | 16773 | 18241 | NPgY | GSP | NG FES - Falling Short | Number of domestic full electric heat pumps
NG FES - Falling Short | Lct_BB005 | Number of | NPgN | PITS_BB_B | Number of domestic full electric heat pumps | Pitsmoor | PITSMOOR 3/4 | 108 | 140 | 170 | 200 | 230 | 290 | 382 | 490 | 608 | 735 | 898 | 1065 | 1239 | 1425 | 1643 | 1977 | 2260 | 2574 | 2939 | 3335 | 3822 | 4197 | 4561 | 4918 | 5270 | 5639 | 6020 | 6526 | 7081 | 7665 | NPgY | GSP | NG FES - Falling Short | Number of domestic full electric heat pumps
NG FES - Falling Short | Lct_BB005 | Number of | NPgN | SALT_1 | Number of domestic full electric heat pumps | Saltend North | SALTEND NORTH | 322 | 393 | 452 | 510 | 567 | 676 | 842 | 1030 | 1239 | 1459 | 1738 | 2018 | 2311 | 2624 | 2959 | 3471 | 3906 | 4387 | 4936 | 5533 | 6264 | 6828 | 7375 | 7909 | 8434 | 8986 | 9545 | 10291 | 11095 | 11883 | NPgY | GSP | NG FES - Falling Short | Number of domestic full electric heat pumps
NG FES - Falling Short | Lct_BB005 | Number of | NPgN | SHEC_3 | Number of domestic full electric heat pumps | Sheffield City | SHEFFIELD CITY | 155 | 197 | 236 | 274 | 314 | 390 | 504 | 634 | 778 | 931 | 1125 | 1322 | 1528 | 1747 | 2002 | 2392 | 2724 | 3090 | 3515 | 3977 | 4538 | 4972 | 5393 | 5805 | 6211 | 6637 | 7077 | 7692 | 8393 | 9137 | NPgY | GSP | NG FES - Falling Short | Number of domestic full electric heat pumps
NG FES - Falling Short | Lct_BB005 | Number of | NPgN | SKLGB1 | Number of domestic full electric heat pumps | Skelton Grange | SKELTON GRANGE | 1663 | 2127 | 2575 | 3013 | 3471 | 4355 | 5723 | 7294 | 9034 | 10894 | 13272 | 15693 | 18228 | 20934 | 23999 | 28688 | 32669 | 37073 | 42133 | 47634 | 54295 | 59438 | 64427 | 69299 | 74089 | 79121 | 84310 | 91381 | 99196 | 107257 | NPgY | GSP | NG FES - Falling Short | Number of domestic full electric heat pumps
NG FES - Falling Short | Lct_BB005 | Number of | NPgN | TEMP_3 | Number of domestic full electric heat pumps | Templeborough | TEMPLEBOROUGH 275/33KV | 17 | 22 | 27 | 31 | 37 | 47 | 63 | 82 | 103 | 126 | 156 | 187 | 219 | 253 | 294 | 355 | 408 | 466 | 533 | 606 | 696 | 766 | 834 | 900 | 965 | 1034 | 1104 | 1198 | 1300 | 1407 | NPgY | GSP | NG FES - Falling Short | Number of domestic full electric heat pumps
NG FES - Falling Short | Lct_BB005 | Number of | NPgN | THUR_6 | Number of domestic full electric heat pumps | Thurcroft | THURCROFT | 1098 | 1351 | 1560 | 1764 | 1965 | 2351 | 2915 | 3545 | 4242 | 4975 | 5899 | 6827 | 7798 | 8834 | 9895 | 11518 | 12895 | 14419 | 16133 | 17997 | 20274 | 22032 | 23737 | 25393 | 27020 | 28730 | 30464 | 32735 | 35148 | 37546 | NPgY | GSP | NG FES - Falling Short | Number of domestic full electric heat pumps
NG FES - Falling Short | Lct_BB005 | Number of | NPgN | WMEL_THOM | Number of domestic full electric heat pumps | Thorpe Marsh | WEST MELTON / THORPE MARSH | 1734 | 2165 | 2517 | 2862 | 3197 | 3843 | 4794 | 5864 | 7049 | 8301 | 9888 | 11491 | 13169 | 14960 | 16896 | 19859 | 22375 | 25157 | 28352 | 31824 | 36084 | 39374 | 42565 | 45680 | 48743 | 51962 | 55250 | 59529 | 64101 | 68781 | NPgY | GSP | NG FES - Falling Short | Number of domestic full electric heat pumps
NG FES - Falling Short | Lct_BB005 | Number of | NPgN | WMEL_BB3 | Number of domestic full electric heat pumps | West Melton | WEST MELTON SECTION 3 | 1578 | 1976 | 2318 | 2652 | 2986 | 3629 | 4657 | 5856 | 7185 | 8619 | 10464 | 12344 | 14313 | 16414 | 18541 | 21797 | 24560 | 27617 | 31025 | 34730 | 39200 | 42650 | 45998 | 49236 | 52420 | 55764 | 59159 | 63615 | 68351 | 73059 | NPgY | GSP | NG FES - Falling Short | Number of domestic full electric heat pumps
NG FES - Falling Short | Lct_BB005 | Number of | NPgN | WIBA_3 | Number of domestic full electric heat pumps | Wincobank | WINCOBANK | 53 | 68 | 82 | 95 | 109 | 136 | 178 | 225 | 276 | 332 | 402 | 474 | 548 | 628 | 716 | 849 | 963 | 1088 | 1230 | 1385 | 1574 | 1719 | 1860 | 1998 | 2133 | 2275 | 2420 | 2604 | 2798 | 2999 | NPgY | GSP | NG FES - Falling Short | Number of domestic full electric heat pumps
NG FES - Leading the Way | Lct_BB005 | Number of | NPgN | BLYTB1 | Number of domestic full electric heat pumps | Blyth 66kV | BLYTH 66kV | 987 | 1309 | 2761 | 4323 | 6457 | 9332 | 12327 | 15381 | 18193 | 21112 | 25273 | 28082 | 30795 | 33410 | 36160 | 40802 | 43495 | 45268 | 46592 | 47264 | 48792 | 48472 | 47911 | 48016 | 48178 | 48688 | 49067 | 49101 | 49252 | 49197 | NPgN | GSP | NG FES - Leading the Way | Number of domestic full electric heat pumps
NG FES - Leading the Way | Lct_BB005 | Number of | NPgN | BLYTH132 | Number of domestic full electric heat pumps | Blyth 132kV | BLYTH 132kV | 389 | 487 | 1033 | 1695 | 2579 | 3540 | 4542 | 5828 | 6838 | 7804 | 9127 | 9995 | 10805 | 11473 | 11975 | 12747 | 13143 | 13348 | 13619 | 13778 | 14137 | 14077 | 13965 | 14006 | 14062 | 14199 | 14311 | 14378 | 14492 | 14514 | NPgN | GSP | NG FES - Leading the Way | Number of domestic full electric heat pumps
NG FES - Leading the Way | Lct_BB005 | Number of | NPgN | FOUR_1 | Number of domestic full electric heat pumps | Fourstones | FOURSTONES | 89 | 110 | 331 | 641 | 1051 | 1429 | 1824 | 2430 | 2854 | 3226 | 3715 | 4024 | 4299 | 4522 | 4669 | 4751 | 4779 | 4775 | 4816 | 4843 | 4906 | 4894 | 4875 | 4888 | 4904 | 4938 | 4969 | 4991 | 5023 | 5040 | NPgN | GSP | NG FES - Leading the Way | Number of domestic full electric heat pumps
NG FES - Leading the Way | Lct_BB005 | Number of | NPgN | HARM_6 | Number of domestic full electric heat pumps | Hart Moor | HARTMOOR | 501 | 670 | 1477 | 2379 | 3635 | 5298 | 7033 | 8647 | 10174 | 11756 | 13994 | 15521 | 17000 | 18428 | 19932 | 22449 | 23928 | 24915 | 25663 | 26063 | 26880 | 26735 | 26466 | 26550 | 26667 | 26970 | 27209 | 27271 | 27411 | 27453 | NPgN | GSP | NG FES - Leading the Way | Number of domestic full electric heat pumps
NG FES - Leading the Way | Lct_BB005 | Number of | NPgN | HAWP_6 | Number of domestic full electric heat pumps | Hawthorn Pit | HAWTHORN PIT GRID | 508 | 683 | 1487 | 2366 | 3578 | 5337 | 7171 | 9055 | 10836 | 12711 | 15415 | 17235 | 18998 | 20696 | 22485 | 25543 | 27304 | 28446 | 29294 | 29705 | 30683 | 30428 | 30013 | 30043 | 30110 | 30411 | 30628 | 30643 | 30763 | 30712 | NPgN | GSP | NG FES - Leading the Way | Number of domestic full electric heat pumps
NG FES - Leading the Way | Lct_BB005 | Number of | NPgN | KNARE_111 | Number of domestic full electric heat pumps | Knaresborough | KNARESBOROUGH | 691 | 886 | 1770 | 2704 | 3930 | 5730 | 7603 | 9894 | 11972 | 14087 | 17139 | 19139 | 21053 | 22861 | 24706 | 27826 | 29566 | 30644 | 31444 | 31781 | 32746 | 32368 | 31816 | 31748 | 31723 | 31952 | 32093 | 32043 | 32109 | 31941 | NPgN | GSP | NG FES - Leading the Way | Number of domestic full electric heat pumps
NG FES - Leading the Way | Lct_BB005 | Number of | NPgN | LACK_6 | Number of domestic full electric heat pumps | Lackenby | LACKENBY | 756 | 1009 | 2218 | 3573 | 5452 | 8055 | 10771 | 13484 | 16042 | 18729 | 22577 | 25174 | 27685 | 30096 | 32617 | 36869 | 39328 | 40933 | 42141 | 42746 | 44083 | 43741 | 43185 | 43243 | 43359 | 43799 | 44133 | 44204 | 44424 | 44407 | NPgN | GSP | NG FES - Leading the Way | Number of domestic full electric heat pumps
NG FES - Leading the Way | Lct_BB005 | Number of | NPgN | NORT_1 | Number of domestic full electric heat pumps | Norton | NORTON | 2148 | 2842 | 6237 | 10039 | 15250 | 22084 | 29210 | 36552 | 43209 | 50006 | 59615 | 66086 | 72307 | 78231 | 84314 | 94369 | 100184 | 103983 | 106906 | 108415 | 111730 | 111025 | 109806 | 110050 | 110430 | 111581 | 112460 | 112604 | 113072 | 113099 | NPgN | GSP | NG FES - Leading the Way | Number of domestic full electric heat pumps
NG FES - Leading the Way | Lct_BB005 | Number of | NPgN | OFFE_3 | Number of domestic full electric heat pumps | Offerton | OFFERTON | 166 | 234 | 572 | 952 | 1483 | 2338 | 3229 | 4173 | 5074 | 6007 | 7369 | 8283 | 9176 | 10041 | 10964 | 12560 | 13475 | 14063 | 14494 | 14694 | 15195 | 15045 | 14810 | 14809 | 14829 | 14970 | 15068 | 15069 | 15123 | 15074 | NPgN | GSP | NG FES - Leading the Way | Number of domestic full electric heat pumps
NG FES - Leading the Way | Lct_BB005 | Number of | NPgN | OSBA_1 | Number of domestic full electric heat pumps | Osbaldwick | OSBALDWICK | 1526 | 1967 | 4057 | 6398 | 9619 | 13774 | 18100 | 22564 | 26571 | 30664 | 36452 | 40364 | 44138 | 47726 | 51409 | 57540 | 61095 | 63427 | 65239 | 66194 | 68309 | 67948 | 67265 | 67474 | 67760 | 68512 | 69099 | 69337 | 69761 | 69746 | NPgN | GSP | NG FES - Leading the Way | Number of domestic full electric heat pumps
NG FES - Leading the Way | Lct_BB005 | Number of | NPgN | POPP_3 | Number of domestic full electric heat pumps | Poppleton | POPPLETON | 209 | 283 | 641 | 1041 | 1598 | 2361 | 3156 | 3934 | 4655 | 5398 | 6454 | 7172 | 7867 | 8539 | 9247 | 10440 | 11136 | 11599 | 11947 | 12128 | 12511 | 12432 | 12295 | 12326 | 12373 | 12508 | 12614 | 12640 | 12696 | 12694 | NPgN | GSP | NG FES - Leading the Way | Number of domestic full electric heat pumps
NG FES - Leading the Way | Lct_BB005 | Number of | NPgN | SALH_1 | Number of domestic full electric heat pumps | Saltholme | SALTHOLME | 9 | 12 | 31 | 52 | 83 | 126 | 172 | 216 | 259 | 303 | 368 | 411 | 454 | 495 | 538 | 611 | 653 | 681 | 702 | 713 | 737 | 732 | 723 | 725 | 727 | 735 | 741 | 743 | 746 | 746 | NPgN | GSP | NG FES - Leading the Way | Number of domestic full electric heat pumps
NG FES - Leading the Way | Lct_BB005 | Number of | NPgN | SSHI_3 | Number of domestic full electric heat pumps | South Shields | SOUTH SHIELDS | 236 | 322 | 727 | 1168 | 1774 | 2671 | 3598 | 4555 | 5468 | 6418 | 7789 | 8710 | 9604 | 10468 | 11387 | 12961 | 13868 | 14457 | 14889 | 15095 | 15578 | 15434 | 15211 | 15215 | 15240 | 15385 | 15490 | 15498 | 15557 | 15524 | NPgN | GSP | NG FES - Leading the Way | Number of domestic full electric heat pumps
NG FES - Leading the Way | Lct_BB005 | Number of | NPgN | KIELD01 and SPAD20 | Number of domestic full electric heat pumps | 0 | SPADEADAM | 40 | 50 | 129 | 236 | 379 | 526 | 679 | 892 | 1053 | 1202 | 1404 | 1534 | 1653 | 1757 | 1843 | 1940 | 1991 | 2018 | 2049 | 2066 | 2107 | 2097 | 2082 | 2086 | 2092 | 2108 | 2121 | 2129 | 2143 | 2146 | NPgN | GSP | NG FES - Leading the Way | Number of domestic full electric heat pumps
NG FES - Leading the Way | Lct_BB005 | Number of | NPgN | SPEN_1 | Number of domestic full electric heat pumps | Spennymoor | SPENNYMOOR | 1657 | 2131 | 4253 | 6606 | 9828 | 14031 | 18417 | 22908 | 27067 | 31360 | 37464 | 41567 | 45518 | 49297 | 53213 | 59696 | 63443 | 65890 | 67747 | 68688 | 70856 | 70400 | 69605 | 69756 | 69988 | 70715 | 71269 | 71466 | 71917 | 71897 | NPgN | GSP | NG FES - Leading the Way | Number of domestic full electric heat pumps
NG FES - Leading the Way | Lct_BB005 | Number of | NPgN | STEN_1 | Number of domestic full electric heat pumps | Stella North | STELLA NORTH | 892 | 1211 | 2814 | 4641 | 7206 | 10695 | 14308 | 18214 | 21473 | 24885 | 29725 | 33042 | 36261 | 39377 | 42666 | 48172 | 51415 | 53587 | 55235 | 56125 | 58004 | 57750 | 57218 | 57454 | 57756 | 58458 | 59017 | 59263 | 59444 | 59231 | NPgN | GSP | NG FES - Leading the Way | Number of domestic full electric heat pumps
NG FES - Leading the Way | Lct_BB005 | Number of | NPgN | STES_1 | Number of domestic full electric heat pumps | Stella South | STELLA SOUTH | 768 | 1008 | 2137 | 3398 | 5135 | 7422 | 9808 | 12212 | 14446 | 16749 | 20030 | 22242 | 24380 | 26429 | 28561 | 32114 | 34173 | 35521 | 36546 | 37070 | 38242 | 37992 | 37560 | 37643 | 37772 | 38170 | 38474 | 38545 | 38743 | 38748 | NPgN | GSP | NG FES - Leading the Way | Number of domestic full electric heat pumps
NG FES - Leading the Way | Lct_BB005 | Number of | NPgN | TYNE_1 | Number of domestic full electric heat pumps | Tynemouth 1 | TYNEMOUTH | 746 | 1020 | 2306 | 3685 | 5566 | 8339 | 11204 | 14306 | 17138 | 20089 | 24331 | 27181 | 29935 | 32601 | 35426 | 40249 | 43030 | 44841 | 46165 | 46800 | 48297 | 47876 | 47207 | 47232 | 47321 | 47775 | 48101 | 48100 | 48190 | 48024 | NPgN | GSP | NG FES - Leading the Way | Number of domestic full electric heat pumps
NG FES - Leading the Way | Lct_BB005 | Number of | NPgN | WBOL_6 | Number of domestic full electric heat pumps | West Boldon | WEST BOLDON | 935 | 1280 | 2897 | 4647 | 7047 | 10613 | 14315 | 18280 | 21924 | 25740 | 31240 | 34938 | 38519 | 41984 | 45658 | 51941 | 55562 | 57916 | 59642 | 60470 | 62402 | 61840 | 60958 | 60982 | 61090 | 61675 | 62097 | 62109 | 62253 | 62051 | NPgN | GSP | NG FES - Leading the Way | Number of domestic full electric heat pumps
NG FES - Leading the Way | Lct_BB005 | Number of | NPgN | BRAW_1 | Number of domestic full electric heat pumps | Bradford West | BRADFORD WEST | 1510 | 2177 | 5011 | 8224 | 12664 | 18314 | 24458 | 31625 | 37974 | 44504 | 53267 | 59498 | 65503 | 71242 | 77211 | 86400 | 92252 | 95602 | 98931 | 100314 | 103067 | 102105 | 100733 | 101053 | 101307 | 102294 | 103064 | 103399 | 103474 | 102965 | NPgY | GSP | NG FES - Leading the Way | Number of domestic full electric heat pumps
NG FES - Leading the Way | Lct_BB005 | Number of | NPgN | CAMB_01 | Number of domestic full electric heat pumps | Camblesforth | CAMBLESFORTH | 142 | 196 | 430 | 702 | 1072 | 1556 | 2099 | 2662 | 3151 | 3642 | 4304 | 4761 | 5202 | 5595 | 5924 | 6472 | 6809 | 6981 | 7152 | 7237 | 7425 | 7363 | 7273 | 7298 | 7319 | 7389 | 7446 | 7472 | 7482 | 7452 | NPgY | GSP | NG FES - Leading the Way | Number of domestic full electric heat pumps
NG FES - Leading the Way | Lct_BB005 | Number of | NPgN | CREB_1 | Number of domestic full electric heat pumps | Creyke Beck | CREYKE BECK | 2429 | 3265 | 6495 | 9983 | 14665 | 20664 | 27513 | 34811 | 41135 | 47567 | 56244 | 62264 | 68069 | 73445 | 78730 | 87009 | 92213 | 95065 | 97929 | 99122 | 101601 | 100624 | 99264 | 99503 | 99679 | 100549 | 101226 | 101495 | 101520 | 101010 | NPgY | GSP | NG FES - Leading the Way | Number of domestic full electric heat pumps
NG FES - Leading the Way | Lct_BB005 | Number of | NPgN | DRAX_YEDL | Number of domestic full electric heat pumps | Drax | DRAX | 383 | 501 | 995 | 1563 | 2337 | 3360 | 4321 | 5172 | 5898 | 6601 | 7534 | 8175 | 8797 | 9330 | 9743 | 10420 | 10848 | 11078 | 11314 | 11467 | 11746 | 11730 | 11682 | 11772 | 11857 | 12002 | 12130 | 12224 | 12297 | 12324 | NPgY | GSP | NG FES - Leading the Way | Number of domestic full electric heat pumps
NG FES - Leading the Way | Lct_BB005 | Number of | NPgN | ELLA_1 | Number of domestic full electric heat pumps | Elland | ELLAND | 1174 | 1688 | 3801 | 6145 | 9351 | 13420 | 18125 | 23657 | 28545 | 33575 | 40352 | 45143 | 49758 | 54165 | 58782 | 65903 | 70418 | 72975 | 75518 | 76518 | 78572 | 77731 | 76570 | 76731 | 76843 | 77528 | 78046 | 78226 | 78201 | 77726 | NPgY | GSP | NG FES - Leading the Way | Number of domestic full electric heat pumps
NG FES - Leading the Way | Lct_BB005 | Number of | NPgN | FERRA2 | Number of domestic full electric heat pumps | Ferrybridge A | FERRYBRIDGE A | 722 | 981 | 1961 | 3059 | 4581 | 6507 | 8190 | 10037 | 11657 | 13341 | 15572 | 17171 | 18716 | 20187 | 21680 | 23945 | 25409 | 26269 | 27133 | 27553 | 28315 | 28185 | 27956 | 28135 | 28294 | 28629 | 28909 | 29085 | 29199 | 29169 | NPgY | GSP | NG FES - Leading the Way | Number of domestic full electric heat pumps
NG FES - Leading the Way | Lct_BB005 | Number of | NPgN | FERRB9 | Number of domestic full electric heat pumps | Ferrybridge B (_M) | FERRYBRIDGE B | 1059 | 1511 | 3428 | 5634 | 8705 | 12639 | 16265 | 20226 | 23727 | 27344 | 32142 | 35576 | 38893 | 42029 | 45176 | 49984 | 53080 | 54891 | 56699 | 57573 | 59164 | 58853 | 58333 | 58682 | 58996 | 59686 | 60263 | 60618 | 60840 | 60763 | NPgY | GSP | NG FES - Leading the Way | Number of domestic full electric heat pumps
NG FES - Leading the Way | Lct_BB005 | Number of | NPgN | GRIW_1 | Number of domestic full electric heat pumps | Grimsby West | GRIMSBY WEST | 670 | 925 | 1892 | 2920 | 4300 | 6051 | 8209 | 10713 | 12907 | 15175 | 18245 | 20394 | 22463 | 24429 | 26438 | 29574 | 31542 | 32620 | 33695 | 34107 | 35012 | 34600 | 34042 | 34085 | 34103 | 34380 | 34581 | 34627 | 34580 | 34326 | NPgY | GSP | NG FES - Leading the Way | Number of domestic full electric heat pumps
NG FES - Leading the Way | Lct_BB005 | Number of | NPgN | JORD_3 | Number of domestic full electric heat pumps | Jordanthorpe | JORDANTHORPE | 194 | 291 | 703 | 1165 | 1802 | 2621 | 3571 | 4692 | 5691 | 6744 | 8159 | 9166 | 10136 | 11069 | 12034 | 13523 | 14466 | 14997 | 15524 | 15740 | 16184 | 16019 | 15785 | 15828 | 15860 | 16011 | 16126 | 16169 | 16170 | 16074 | NPgY | GSP | NG FES - Leading the Way | Number of domestic full electric heat pumps
NG FES - Leading the Way | Lct_BB005 | Number of | NPgN | KEAD_YEDL | Number of domestic full electric heat pumps | Keadby | KEADBY | 1300 | 1743 | 3619 | 5783 | 8720 | 12576 | 16648 | 20589 | 23974 | 27356 | 31899 | 35020 | 38034 | 40661 | 42817 | 46384 | 48593 | 49735 | 50886 | 51503 | 52796 | 52480 | 51986 | 52237 | 52457 | 52998 | 53446 | 53705 | 53850 | 53743 | NPgY | GSP | NG FES - Leading the Way | Number of domestic full electric heat pumps
NG FES - Leading the Way | Lct_BB005 | Number of | NPgN | KIRKB1 | Number of domestic full electric heat pumps | Kirkstall B | KIRKSTALL B | 711 | 1075 | 2585 | 4263 | 6587 | 9552 | 12590 | 16087 | 19205 | 22466 | 26814 | 29934 | 32944 | 35864 | 38991 | 43709 | 46745 | 48525 | 50297 | 51055 | 52459 | 52034 | 51406 | 51615 | 51794 | 52337 | 52775 | 52999 | 53095 | 52907 | NPgY | GSP | NG FES - Leading the Way | Number of domestic full electric heat pumps
NG FES - Leading the Way | Lct_BB005 | Number of | NPgN | NEEP_3 | Number of domestic full electric heat pumps | Neepsend | NEEPSEND | 316 | 458 | 1034 | 1673 | 2554 | 3675 | 4908 | 6330 | 7594 | 8888 | 10622 | 11861 | 13056 | 14215 | 15446 | 17325 | 18528 | 19224 | 19917 | 20204 | 20764 | 20575 | 20302 | 20372 | 20427 | 20631 | 20790 | 20863 | 20883 | 20785 | NPgY | GSP | NG FES - Leading the Way | Number of domestic full electric heat pumps
NG FES - Leading the Way | Lct_BB005 | Number of | NPgN | NORL_3 | Number of domestic full electric heat pumps | Norton Lees | NORTON LEES | 274 | 410 | 966 | 1583 | 2434 | 3520 | 4782 | 6260 | 7581 | 8947 | 10780 | 12091 | 13354 | 14585 | 15905 | 17916 | 19201 | 19942 | 20677 | 20973 | 21547 | 21326 | 21017 | 21072 | 21114 | 21315 | 21471 | 21534 | 21541 | 21425 | NPgY | GSP | NG FES - Leading the Way | Number of domestic full electric heat pumps
NG FES - Leading the Way | Lct_BB005 | Number of | NPgN | PITS_BB_B | Number of domestic full electric heat pumps | Pitsmoor | PITSMOOR 3/4 | 108 | 165 | 402 | 669 | 1040 | 1509 | 2012 | 2619 | 3162 | 3734 | 4500 | 5049 | 5579 | 6095 | 6647 | 7487 | 8024 | 8335 | 8645 | 8772 | 9017 | 8931 | 8808 | 8836 | 8859 | 8947 | 9016 | 9047 | 9054 | 9010 | NPgY | GSP | NG FES - Leading the Way | Number of domestic full electric heat pumps
NG FES - Leading the Way | Lct_BB005 | Number of | NPgN | SALT_1 | Number of domestic full electric heat pumps | Saltend North | SALTEND NORTH | 322 | 433 | 857 | 1320 | 1944 | 2739 | 3621 | 4597 | 5445 | 6318 | 7494 | 8315 | 9107 | 9847 | 10590 | 11746 | 12476 | 12880 | 13286 | 13452 | 13791 | 13655 | 13467 | 13498 | 13521 | 13640 | 13732 | 13769 | 13772 | 13702 | NPgY | GSP | NG FES - Leading the Way | Number of domestic full electric heat pumps
NG FES - Leading the Way | Lct_BB005 | Number of | NPgN | SHEC_3 | Number of domestic full electric heat pumps | Sheffield City | SHEFFIELD CITY | 155 | 228 | 522 | 841 | 1280 | 1843 | 2487 | 3208 | 3850 | 4516 | 5408 | 6046 | 6661 | 7259 | 7900 | 8874 | 9498 | 9860 | 10220 | 10367 | 10642 | 10538 | 10392 | 10422 | 10445 | 10546 | 10626 | 10662 | 10671 | 10623 | NPgY | GSP | NG FES - Leading the Way | Number of domestic full electric heat pumps
NG FES - Leading the Way | Lct_BB005 | Number of | NPgN | SKLGB1 | Number of domestic full electric heat pumps | Skelton Grange | SKELTON GRANGE | 1663 | 2506 | 6003 | 9901 | 15306 | 22203 | 29378 | 37689 | 45108 | 52812 | 63090 | 70475 | 77598 | 84529 | 91947 | 103176 | 110395 | 114626 | 118834 | 120619 | 123921 | 122868 | 121333 | 121796 | 122191 | 123456 | 124477 | 124988 | 125193 | 124731 | NPgY | GSP | NG FES - Leading the Way | Number of domestic full electric heat pumps
NG FES - Leading the Way | Lct_BB005 | Number of | NPgN | TEMP_3 | Number of domestic full electric heat pumps | Templeborough | TEMPLEBOROUGH 275/33KV | 17 | 26 | 68 | 116 | 185 | 271 | 360 | 469 | 568 | 673 | 814 | 915 | 1013 | 1108 | 1210 | 1363 | 1462 | 1519 | 1576 | 1600 | 1646 | 1632 | 1611 | 1618 | 1623 | 1640 | 1654 | 1660 | 1663 | 1655 | NPgY | GSP | NG FES - Leading the Way | Number of domestic full electric heat pumps
NG FES - Leading the Way | Lct_BB005 | Number of | NPgN | THUR_6 | Number of domestic full electric heat pumps | Thurcroft | THURCROFT | 1098 | 1492 | 2934 | 4470 | 6540 | 9160 | 11856 | 14792 | 17341 | 19969 | 23495 | 25969 | 28356 | 30610 | 32927 | 36475 | 38735 | 40019 | 41310 | 41858 | 42915 | 42554 | 42035 | 42174 | 42287 | 42685 | 43005 | 43157 | 43209 | 43043 | NPgY | GSP | NG FES - Leading the Way | Number of domestic full electric heat pumps
NG FES - Leading the Way | Lct_BB005 | Number of | NPgN | WMEL_THOM | Number of domestic full electric heat pumps | Thorpe Marsh | WEST MELTON / THORPE MARSH | 1734 | 2396 | 4828 | 7451 | 11029 | 15542 | 20250 | 25666 | 30420 | 35380 | 42032 | 46750 | 51299 | 55660 | 60209 | 67169 | 71604 | 74133 | 76661 | 77713 | 79758 | 79025 | 77984 | 78222 | 78411 | 79156 | 79745 | 80007 | 80074 | 79711 | NPgY | GSP | NG FES - Leading the Way | Number of domestic full electric heat pumps
NG FES - Leading the Way | Lct_BB005 | Number of | NPgN | WMEL_BB3 | Number of domestic full electric heat pumps | West Melton | WEST MELTON SECTION 3 | 1578 | 2222 | 4847 | 7853 | 12051 | 17365 | 22104 | 27450 | 32179 | 37086 | 43591 | 48269 | 52789 | 57107 | 61580 | 68346 | 72724 | 75320 | 77912 | 79132 | 81322 | 80886 | 80159 | 80634 | 81059 | 82004 | 82793 | 83276 | 83574 | 83459 | NPgY | GSP | NG FES - Leading the Way | Number of domestic full electric heat pumps
NG FES - Leading the Way | Lct_BB005 | Number of | NPgN | WIBA_3 | Number of domestic full electric heat pumps | Wincobank | WINCOBANK | 53 | 79 | 184 | 300 | 460 | 659 | 853 | 1085 | 1290 | 1504 | 1791 | 1995 | 2192 | 2383 | 2588 | 2897 | 3096 | 3212 | 3327 | 3376 | 3464 | 3434 | 3390 | 3402 | 3412 | 3446 | 3473 | 3487 | 3492 | 3480 | NPgY | GSP | NG FES - Leading the Way | Number of domestic full electric heat pumps
NPg Planning Scenario | Lct_BB005 | Number of | NPgN | BLYTB1 | Number of domestic full electric heat pumps | Blyth 66kV | BLYTH 66kV | 943 | 1268 | 1637 | 2018 | 3383 | 4987 | 7023 | 9721 | 13588 | 16926 | 20445 | 23882 | 27991 | 32225 | 36186 | 40136 | 44198 | 48143 | 52143 | 55332 | 58519 | 61693 | 64950 | 67634 | 70423 | 73111 | 75897 | 78719 | 79077 | 79436 | NPgN | GSP | NPg Planning Scenario | Number of domestic full electric heat pumps
NPg Planning Scenario | Lct_BB005 | Number of | NPgN | BLYTH132 | Number of domestic full electric heat pumps | Blyth 132kV | BLYTH 132kV | 358 | 471 | 591 | 714 | 926 | 2011 | 3449 | 5405 | 4569 | 5848 | 6283 | 6963 | 8344 | 9341 | 10343 | 11307 | 12279 | 13397 | 14365 | 15124 | 15898 | 16764 | 17337 | 18063 | 18511 | 19225 | 19700 | 20285 | 20369 | 20455 | NPgN | GSP | NPg Planning Scenario | Number of domestic full electric heat pumps
NPg Planning Scenario | Lct_BB005 | Number of | NPgN | FOUR_1 | Number of domestic full electric heat pumps | Fourstones | FOURSTONES | 77 | 105 | 138 | 172 | 211 | 905 | 1794 | 3006 | 1814 | 2400 | 2225 | 2304 | 2808 | 3021 | 3267 | 3509 | 3760 | 4119 | 4369 | 4554 | 4752 | 5016 | 5033 | 5252 | 5233 | 5442 | 5445 | 5499 | 5515 | 5532 | NPgN | GSP | NPg Planning Scenario | Number of domestic full electric heat pumps
NPg Planning Scenario | Lct_BB005 | Number of | NPgN | HARM_6 | Number of domestic full electric heat pumps | Hart Moor | HARTMOOR | 505 | 689 | 906 | 1131 | 1977 | 2904 | 4035 | 5463 | 7843 | 9692 | 11647 | 13503 | 15737 | 18041 | 20188 | 22329 | 24541 | 26679 | 28855 | 30594 | 32329 | 34055 | 35830 | 37282 | 38796 | 40251 | 41759 | 43289 | 43513 | 43736 | NPgN | GSP | NPg Planning Scenario | Number of domestic full electric heat pumps
NPg Planning Scenario | Lct_BB005 | Number of | NPgN | HAWP_6 | Number of domestic full electric heat pumps | Hawthorn Pit | HAWTHORN PIT GRID | 523 | 716 | 928 | 1147 | 1927 | 2818 | 3935 | 5383 | 8320 | 10414 | 12800 | 15068 | 17731 | 20542 | 23182 | 25809 | 28498 | 31090 | 33755 | 35887 | 38015 | 40105 | 42276 | 44050 | 45903 | 47680 | 49523 | 51379 | 51590 | 51800 | NPgN | GSP | NPg Planning Scenario | Number of domestic full electric heat pumps
NPg Planning Scenario | Lct_BB005 | Number of | NPgN | KNARE_111 | Number of domestic full electric heat pumps | Knaresborough | KNARESBOROUGH | 553 | 703 | 886 | 1074 | 1708 | 2890 | 4463 | 6694 | 8566 | 11009 | 13151 | 15318 | 18297 | 21195 | 24003 | 26794 | 29627 | 32457 | 35251 | 37455 | 39664 | 41913 | 44057 | 45974 | 47795 | 49709 | 51536 | 53406 | 53562 | 53719 | NPgN | GSP | NPg Planning Scenario | Number of domestic full electric heat pumps
NPg Planning Scenario | Lct_BB005 | Number of | NPgN | LACK_6 | Number of domestic full electric heat pumps | Lackenby | LACKENBY | 779 | 1059 | 1378 | 1710 | 2884 | 4340 | 6145 | 8462 | 12307 | 15355 | 18648 | 21902 | 25716 | 29665 | 33347 | 37014 | 40781 | 44446 | 48175 | 51158 | 54139 | 57090 | 60093 | 62589 | 65142 | 67641 | 70184 | 72764 | 73085 | 73405 | NPgN | GSP | NPg Planning Scenario | Number of domestic full electric heat pumps
NPg Planning Scenario | Lct_BB005 | Number of | NPgN | NORT_1 | Number of domestic full electric heat pumps | Norton | NORTON | 2012 | 2711 | 3547 | 4414 | 7600 | 12059 | 17626 | 24953 | 32316 | 40403 | 47741 | 55089 | 64658 | 74021 | 82862 | 91660 | 100719 | 109694 | 118584 | 125633 | 132689 | 139868 | 146822 | 152875 | 158763 | 164809 | 170713 | 176774 | 177593 | 178413 | NPgN | GSP | NPg Planning Scenario | Number of domestic full electric heat pumps
NPg Planning Scenario | Lct_BB005 | Number of | NPgN | OFFE_3 | Number of domestic full electric heat pumps | Offerton | OFFERTON | 172 | 244 | 332 | 423 | 826 | 1226 | 1693 | 2280 | 4052 | 5106 | 6371 | 7366 | 8696 | 10150 | 11576 | 12996 | 14446 | 15786 | 17227 | 18387 | 19542 | 20632 | 21812 | 22742 | 23755 | 24689 | 25694 | 26698 | 26794 | 26889 | NPgN | GSP | NPg Planning Scenario | Number of domestic full electric heat pumps
NPg Planning Scenario | Lct_BB005 | Number of | NPgN | OSBA_1 | Number of domestic full electric heat pumps | Osbaldwick | OSBALDWICK | 1396 | 1861 | 2405 | 2969 | 4811 | 7448 | 10791 | 15151 | 19631 | 24442 | 29100 | 33580 | 39340 | 45101 | 50554 | 55970 | 61543 | 66988 | 72492 | 76894 | 81301 | 85682 | 90050 | 93745 | 97451 | 101146 | 104859 | 108669 | 109186 | 109704 | NPgN | GSP | NPg Planning Scenario | Number of domestic full electric heat pumps
NPg Planning Scenario | Lct_BB005 | Number of | NPgN | POPP_3 | Number of domestic full electric heat pumps | Poppleton | POPPLETON | 209 | 285 | 380 | 478 | 868 | 1289 | 1793 | 2430 | 3603 | 4473 | 5397 | 6224 | 7273 | 8357 | 9381 | 10401 | 11451 | 12461 | 13491 | 14312 | 15130 | 15945 | 16779 | 17466 | 18177 | 18865 | 19572 | 20288 | 20387 | 20485 | NPgN | GSP | NPg Planning Scenario | Number of domestic full electric heat pumps
NPg Planning Scenario | Lct_BB005 | Number of | NPgN | SALH_1 | Number of domestic full electric heat pumps | Saltholme | SALTHOLME | 9 | 13 | 18 | 23 | 47 | 69 | 95 | 127 | 207 | 258 | 315 | 372 | 436 | 503 | 564 | 625 | 687 | 748 | 809 | 857 | 905 | 954 | 1003 | 1045 | 1086 | 1127 | 1168 | 1209 | 1214 | 1220 | NPgN | GSP | NPg Planning Scenario | Number of domestic full electric heat pumps
NPg Planning Scenario | Lct_BB005 | Number of | NPgN | SSHI_3 | Number of domestic full electric heat pumps | South Shields | SOUTH SHIELDS | 231 | 309 | 409 | 514 | 953 | 1412 | 1969 | 2696 | 4249 | 5331 | 6519 | 7609 | 8956 | 10376 | 11729 | 13080 | 14467 | 15788 | 17157 | 18249 | 19339 | 20406 | 21525 | 22430 | 23391 | 24299 | 25255 | 26216 | 26321 | 26425 | NPgN | GSP | NPg Planning Scenario | Number of domestic full electric heat pumps
NPg Planning Scenario | Lct_BB005 | Number of | NPgN | KIELD01 and SPAD20 | Number of domestic full electric heat pumps | 0 | SPADEADAM | 37 | 50 | 64 | 79 | 103 | 318 | 593 | 967 | 701 | 915 | 923 | 1003 | 1207 | 1334 | 1465 | 1594 | 1727 | 1889 | 2022 | 2124 | 2230 | 2353 | 2408 | 2511 | 2548 | 2649 | 2691 | 2748 | 2757 | 2767 | NPgN | GSP | NPg Planning Scenario | Number of domestic full electric heat pumps
NPg Planning Scenario | Lct_BB005 | Number of | NPgN | SPEN_1 | Number of domestic full electric heat pumps | Spennymoor | SPENNYMOOR | 1654 | 2208 | 2776 | 3361 | 4894 | 7464 | 10872 | 15370 | 19873 | 24817 | 29751 | 34715 | 40755 | 46851 | 52553 | 58214 | 64011 | 69742 | 75516 | 80150 | 84785 | 89392 | 93963 | 97854 | 101724 | 105613 | 109478 | 113422 | 113934 | 114445 | NPgN | GSP | NPg Planning Scenario | Number of domestic full electric heat pumps
NPg Planning Scenario | Lct_BB005 | Number of | NPgN | STEN_1 | Number of domestic full electric heat pumps | Stella North | STELLA NORTH | 909 | 1267 | 1719 | 2189 | 3993 | 5912 | 8152 | 10894 | 16462 | 20358 | 24659 | 28709 | 33498 | 38495 | 43151 | 47783 | 52573 | 57179 | 61885 | 65635 | 69378 | 73090 | 76910 | 80045 | 83276 | 86415 | 89637 | 92884 | 93343 | 93803 | NPgN | GSP | NPg Planning Scenario | Number of domestic full electric heat pumps
NPg Planning Scenario | Lct_BB005 | Number of | NPgN | STES_1 | Number of domestic full electric heat pumps | Stella South | STELLA SOUTH | 750 | 1011 | 1303 | 1605 | 2611 | 4016 | 5796 | 8122 | 10811 | 13480 | 16195 | 18816 | 22064 | 25391 | 28536 | 31669 | 34893 | 38008 | 41206 | 43775 | 46346 | 48861 | 51424 | 53550 | 55737 | 57865 | 60053 | 62282 | 62564 | 62847 | NPgN | GSP | NPg Planning Scenario | Number of domestic full electric heat pumps
NPg Planning Scenario | Lct_BB005 | Number of | NPgN | TYNE_1 | Number of domestic full electric heat pumps | Tynemouth 1 | TYNEMOUTH | 695 | 930 | 1241 | 1565 | 2963 | 4408 | 6159 | 8476 | 13124 | 16480 | 20065 | 23462 | 27626 | 31933 | 35999 | 40053 | 44212 | 48245 | 52316 | 55531 | 58738 | 61971 | 65264 | 68007 | 70820 | 73566 | 76369 | 79184 | 79504 | 79823 | NPgN | GSP | NPg Planning Scenario | Number of domestic full electric heat pumps
NPg Planning Scenario | Lct_BB005 | Number of | NPgN | WBOL_6 | Number of domestic full electric heat pumps | West Boldon | WEST BOLDON | 925 | 1251 | 1657 | 2079 | 3800 | 5606 | 7804 | 10678 | 16879 | 21182 | 25920 | 30396 | 35792 | 41450 | 46796 | 52130 | 57604 | 62866 | 68258 | 72548 | 76827 | 81061 | 85453 | 89050 | 92805 | 96409 | 100149 | 103903 | 104317 | 104731 | NPgN | GSP | NPg Planning Scenario | Number of domestic full electric heat pumps
NPg Planning Scenario | Lct_BB005 | Number of | NPgN | BRAW_1 | Number of domestic full electric heat pumps | Bradford West | BRADFORD WEST | 1517 | 2110 | 2822 | 3578 | 6176 | 10154 | 14942 | 20953 | 27358 | 38243 | 45974 | 54004 | 63356 | 72500 | 82077 | 91483 | 100869 | 110474 | 119783 | 127573 | 135003 | 142807 | 150232 | 156869 | 163195 | 169397 | 176038 | 182367 | 183146 | 183882 | NPgY | GSP | NPg Planning Scenario | Number of domestic full electric heat pumps
NPg Planning Scenario | Lct_BB005 | Number of | NPgN | CAMB_01 | Number of domestic full electric heat pumps | Camblesforth | CAMBLESFORTH | 134 | 184 | 243 | 302 | 507 | 755 | 1375 | 2037 | 2692 | 2957 | 3572 | 3987 | 4552 | 5136 | 6069 | 6685 | 7375 | 8017 | 8692 | 9185 | 9722 | 10204 | 10736 | 11150 | 11600 | 12013 | 12444 | 12861 | 12933 | 12984 | NPgY | GSP | NPg Planning Scenario | Number of domestic full electric heat pumps
NPg Planning Scenario | Lct_BB005 | Number of | NPgN | CREB_1 | Number of domestic full electric heat pumps | Creyke Beck | CREYKE BECK | 2054 | 2697 | 3458 | 4259 | 6965 | 10809 | 16844 | 24625 | 32997 | 38033 | 45865 | 52181 | 60725 | 69697 | 80024 | 88472 | 97596 | 106073 | 115029 | 121744 | 128847 | 135569 | 142624 | 148278 | 154259 | 159998 | 165713 | 171535 | 172343 | 173032 | NPgY | GSP | NPg Planning Scenario | Number of domestic full electric heat pumps
NPg Planning Scenario | Lct_BB005 | Number of | NPgN | DRAX_YEDL | Number of domestic full electric heat pumps | Drax | DRAX | 334 | 442 | 571 | 706 | 1138 | 1628 | 2848 | 4180 | 5496 | 5040 | 6000 | 6388 | 7156 | 7912 | 9275 | 10005 | 10954 | 11729 | 12639 | 13220 | 13945 | 14511 | 15223 | 15693 | 16284 | 16807 | 17304 | 17831 | 17978 | 18087 | NPgY | GSP | NPg Planning Scenario | Number of domestic full electric heat pumps
NPg Planning Scenario | Lct_BB005 | Number of | NPgN | ELLA_1 | Number of domestic full electric heat pumps | Elland | ELLAND | 1135 | 1572 | 2087 | 2629 | 4514 | 7444 | 10939 | 15500 | 20385 | 28681 | 34606 | 40709 | 47957 | 55066 | 62408 | 69655 | 76906 | 84265 | 91456 | 97417 | 103146 | 109125 | 114849 | 119936 | 124820 | 129613 | 134695 | 139579 | 140126 | 140646 | NPgY | GSP | NPg Planning Scenario | Number of domestic full electric heat pumps
NPg Planning Scenario | Lct_BB005 | Number of | NPgN | FERRA2 | Number of domestic full electric heat pumps | Ferrybridge A | FERRYBRIDGE A | 684 | 941 | 1234 | 1525 | 2649 | 3621 | 5010 | 6936 | 9172 | 10888 | 12898 | 14949 | 17219 | 19893 | 22437 | 24755 | 27141 | 29431 | 31779 | 33605 | 35477 | 37289 | 39148 | 40694 | 42259 | 43797 | 45373 | 46951 | 47231 | 47491 | NPgY | GSP | NPg Planning Scenario | Number of domestic full electric heat pumps
NPg Planning Scenario | Lct_BB005 | Number of | NPgN | FERRB9 | Number of domestic full electric heat pumps | Ferrybridge B (_M) | FERRYBRIDGE B | 1082 | 1519 | 2039 | 2583 | 4470 | 7009 | 10207 | 14154 | 18489 | 23124 | 27510 | 31645 | 36543 | 41850 | 47375 | 52274 | 57385 | 62306 | 67329 | 71273 | 75285 | 79228 | 83216 | 86526 | 89890 | 93167 | 96503 | 99852 | 100420 | 100939 | NPgY | GSP | NPg Planning Scenario | Number of domestic full electric heat pumps
NPg Planning Scenario | Lct_BB005 | Number of | NPgN | GRIW_1 | Number of domestic full electric heat pumps | Grimsby West | GRIMSBY WEST | 586 | 777 | 1003 | 1240 | 2071 | 3324 | 4828 | 6958 | 9442 | 12550 | 15193 | 17828 | 20946 | 24268 | 27775 | 30988 | 34257 | 37463 | 40696 | 43257 | 45822 | 48380 | 50937 | 53103 | 55283 | 57423 | 59599 | 61770 | 62009 | 62222 | NPgY | GSP | NPg Planning Scenario | Number of domestic full electric heat pumps
NPg Planning Scenario | Lct_BB005 | Number of | NPgN | JORD_3 | Number of domestic full electric heat pumps | Jordanthorpe | JORDANTHORPE | 210 | 297 | 400 | 511 | 877 | 1506 | 2115 | 2923 | 3889 | 5855 | 7054 | 8377 | 9833 | 11449 | 13028 | 14548 | 16062 | 17559 | 19054 | 20251 | 21441 | 22634 | 23821 | 24827 | 25838 | 26839 | 27844 | 28859 | 28975 | 29083 | NPgY | GSP | NPg Planning Scenario | Number of domestic full electric heat pumps
NPg Planning Scenario | Lct_BB005 | Number of | NPgN | KEAD_YEDL | Number of domestic full electric heat pumps | Keadby | KEADBY | 1175 | 1577 | 2048 | 2534 | 4168 | 5998 | 11021 | 16397 | 21539 | 21362 | 25693 | 28095 | 31914 | 36088 | 42491 | 46459 | 51147 | 55211 | 59758 | 62856 | 66464 | 69505 | 73065 | 75663 | 78657 | 81353 | 84080 | 86798 | 87349 | 87745 | NPgY | GSP | NPg Planning Scenario | Number of domestic full electric heat pumps
NPg Planning Scenario | Lct_BB005 | Number of | NPgN | KIRKB1 | Number of domestic full electric heat pumps | Kirkstall B | KIRKSTALL B | 768 | 1096 | 1486 | 1900 | 3298 | 5644 | 7513 | 10220 | 13496 | 19511 | 23325 | 27451 | 32175 | 37163 | 41708 | 46351 | 51013 | 55619 | 60221 | 63952 | 67625 | 71375 | 75037 | 78163 | 81270 | 84377 | 87469 | 90637 | 91049 | 91460 | NPgY | GSP | NPg Planning Scenario | Number of domestic full electric heat pumps
NPg Planning Scenario | Lct_BB005 | Number of | NPgN | NEEP_3 | Number of domestic full electric heat pumps | Neepsend | NEEPSEND | 322 | 447 | 595 | 752 | 1289 | 2116 | 2902 | 4003 | 5296 | 7638 | 9167 | 10835 | 12728 | 14504 | 16345 | 18236 | 20097 | 22045 | 23894 | 25482 | 26961 | 28549 | 30029 | 31377 | 32639 | 33893 | 35237 | 36518 | 36672 | 36824 | NPgY | GSP | NPg Planning Scenario | Number of domestic full electric heat pumps
NPg Planning Scenario | Lct_BB005 | Number of | NPgN | NORL_3 | Number of domestic full electric heat pumps | Norton Lees | NORTON LEES | 298 | 423 | 567 | 720 | 1236 | 2071 | 2770 | 3780 | 5011 | 7813 | 9398 | 11199 | 13205 | 15140 | 17060 | 19068 | 21036 | 23077 | 25029 | 26684 | 28244 | 29896 | 31456 | 32854 | 34186 | 35518 | 36905 | 38260 | 38410 | 38559 | NPgY | GSP | NPg Planning Scenario | Number of domestic full electric heat pumps
NPg Planning Scenario | Lct_BB005 | Number of | NPgN | PITS_BB_B | Number of domestic full electric heat pumps | Pitsmoor | PITSMOOR 3/4 | 121 | 177 | 240 | 305 | 537 | 892 | 1191 | 1615 | 2126 | 3295 | 3951 | 4705 | 5534 | 6424 | 7228 | 8073 | 8899 | 9739 | 10558 | 11242 | 11896 | 12584 | 13236 | 13821 | 14377 | 14934 | 15517 | 16085 | 16151 | 16218 | NPgY | GSP | NPg Planning Scenario | Number of domestic full electric heat pumps
NPg Planning Scenario | Lct_BB005 | Number of | NPgN | SALT_1 | Number of domestic full electric heat pumps | Saltend North | SALTEND NORTH | 278 | 372 | 480 | 589 | 984 | 1450 | 2203 | 3190 | 4249 | 5104 | 6145 | 7084 | 8264 | 9551 | 10912 | 12101 | 13347 | 14529 | 15756 | 16698 | 17671 | 18614 | 19582 | 20385 | 21206 | 22001 | 22814 | 23622 | 23730 | 23825 | NPgY | GSP | NPg Planning Scenario | Number of domestic full electric heat pumps
NPg Planning Scenario | Lct_BB005 | Number of | NPgN | SHEC_3 | Number of domestic full electric heat pumps | Sheffield City | SHEFFIELD CITY | 163 | 230 | 306 | 386 | 655 | 1084 | 1440 | 1973 | 2627 | 3864 | 4639 | 5485 | 6455 | 7430 | 8361 | 9325 | 10279 | 11251 | 12196 | 12986 | 13741 | 14534 | 15288 | 15959 | 16602 | 17245 | 17912 | 18566 | 18642 | 18718 | NPgY | GSP | NPg Planning Scenario | Number of domestic full electric heat pumps
NPg Planning Scenario | Lct_BB005 | Number of | NPgN | SKLGB1 | Number of domestic full electric heat pumps | Skelton Grange | SKELTON GRANGE | 1787 | 2574 | 3499 | 4469 | 7763 | 13112 | 17421 | 23651 | 31173 | 46031 | 55065 | 65045 | 76296 | 87590 | 98341 | 109476 | 120516 | 131753 | 142685 | 151822 | 160561 | 169726 | 178454 | 186146 | 193567 | 200986 | 208614 | 216188 | 217149 | 218110 | NPgY | GSP | NPg Planning Scenario | Number of domestic full electric heat pumps
NPg Planning Scenario | Lct_BB005 | Number of | NPgN | TEMP_3 | Number of domestic full electric heat pumps | Templeborough | TEMPLEBOROUGH 275/33KV | 20 | 29 | 41 | 53 | 95 | 161 | 215 | 286 | 371 | 605 | 724 | 866 | 1017 | 1192 | 1340 | 1494 | 1646 | 1795 | 1946 | 2066 | 2185 | 2306 | 2425 | 2526 | 2628 | 2729 | 2829 | 2933 | 2945 | 2958 | NPgY | GSP | NPg Planning Scenario | Number of domestic full electric heat pumps
NPg Planning Scenario | Lct_BB005 | Number of | NPgN | THUR_6 | Number of domestic full electric heat pumps | Thurcroft | THURCROFT | 957 | 1286 | 1659 | 2034 | 3421 | 5036 | 7156 | 10241 | 13787 | 15945 | 19091 | 21974 | 25579 | 29640 | 33596 | 37150 | 40888 | 44385 | 48062 | 50857 | 53775 | 56583 | 59482 | 61845 | 64298 | 66699 | 69082 | 71533 | 71887 | 72214 | NPgY | GSP | NPg Planning Scenario | Number of domestic full electric heat pumps
NPg Planning Scenario | Lct_BB005 | Number of | NPgN | WMEL_THOM | Number of domestic full electric heat pumps | Thorpe Marsh | WEST MELTON / THORPE MARSH | 1604 | 2215 | 2896 | 3564 | 6130 | 8777 | 11981 | 16802 | 22545 | 29133 | 34895 | 41037 | 47941 | 55759 | 63093 | 70162 | 77282 | 84247 | 91285 | 96867 | 102462 | 108033 | 113604 | 118358 | 123089 | 127772 | 132568 | 137350 | 137979 | 138576 | NPgY | GSP | NPg Planning Scenario | Number of domestic full electric heat pumps
NPg Planning Scenario | Lct_BB005 | Number of | NPgN | WMEL_BB3 | Number of domestic full electric heat pumps | West Melton | WEST MELTON SECTION 3 | 1588 | 2230 | 2978 | 3740 | 6548 | 9750 | 13711 | 18866 | 24578 | 31384 | 37266 | 43313 | 50195 | 57701 | 64836 | 71695 | 78673 | 85538 | 92426 | 97973 | 103472 | 109027 | 114502 | 119209 | 123834 | 128381 | 133122 | 137791 | 138553 | 139281 | NPgY | GSP | NPg Planning Scenario | Number of domestic full electric heat pumps
NPg Planning Scenario | Lct_BB005 | Number of | NPgN | WIBA_3 | Number of domestic full electric heat pumps | Wincobank | WINCOBANK | 54 | 78 | 105 | 133 | 232 | 389 | 518 | 712 | 948 | 1305 | 1559 | 1823 | 2135 | 2471 | 2772 | 3074 | 3381 | 3679 | 3983 | 4225 | 4467 | 4711 | 4952 | 5155 | 5359 | 5563 | 5764 | 5972 | 6000 | 6028 | NPgY | GSP | NPg Planning Scenario | Number of domestic full electric heat pumps
NG FES - System Transformation | Lct_BB005 | Number of | NPgN | BLYTB1 | Number of domestic full electric heat pumps | Blyth 66kV | BLYTH 66kV | 987 | 1316 | 1579 | 1853 | 2140 | 2447 | 2916 | 3397 | 3897 | 4415 | 4892 | 5191 | 5489 | 5791 | 6169 | 6828 | 7257 | 7693 | 8141 | 8616 | 9208 | 9663 | 10289 | 11189 | 12408 | 13884 | 15257 | 16652 | 18065 | 19036 | NPgN | GSP | NG FES - System Transformation | Number of domestic full electric heat pumps
NG FES - System Transformation | Lct_BB005 | Number of | NPgN | BLYTH132 | Number of domestic full electric heat pumps | Blyth 132kV | BLYTH 132kV | 389 | 489 | 564 | 643 | 725 | 841 | 1017 | 1214 | 1419 | 1639 | 1841 | 1968 | 2095 | 2224 | 2381 | 2654 | 2832 | 3013 | 3198 | 3321 | 3298 | 3425 | 3613 | 3882 | 4248 | 4690 | 5075 | 5466 | 5875 | 6437 | NPgN | GSP | NG FES - System Transformation | Number of domestic full electric heat pumps
NG FES - System Transformation | Lct_BB005 | Number of | NPgN | FOUR_1 | Number of domestic full electric heat pumps | Fourstones | FOURSTONES | 89 | 111 | 128 | 146 | 166 | 212 | 284 | 372 | 465 | 567 | 662 | 722 | 782 | 843 | 916 | 1042 | 1125 | 1209 | 1295 | 1360 | 1381 | 1433 | 1507 | 1615 | 1760 | 1936 | 2071 | 2209 | 2355 | 2586 | NPgN | GSP | NG FES - System Transformation | Number of domestic full electric heat pumps
NG FES - System Transformation | Lct_BB005 | Number of | NPgN | HARM_6 | Number of domestic full electric heat pumps | Hart Moor | HARTMOOR | 501 | 674 | 814 | 960 | 1112 | 1283 | 1543 | 1817 | 2101 | 2400 | 2675 | 2850 | 3024 | 3200 | 3423 | 3811 | 4064 | 4321 | 4585 | 4863 | 5209 | 5472 | 5834 | 6355 | 7061 | 7915 | 8697 | 9493 | 10261 | 10789 | NPgN | GSP | NG FES - System Transformation | Number of domestic full electric heat pumps
NG FES - System Transformation | Lct_BB005 | Number of | NPgN | HAWP_6 | Number of domestic full electric heat pumps | Hawthorn Pit | HAWTHORN PIT GRID | 508 | 687 | 831 | 980 | 1136 | 1306 | 1566 | 1835 | 2114 | 2406 | 2674 | 2843 | 3011 | 3182 | 3397 | 3771 | 4015 | 4263 | 4517 | 4785 | 5114 | 5393 | 5776 | 6327 | 7073 | 7977 | 8838 | 9712 | 10590 | 11300 | NPgN | GSP | NG FES - System Transformation | Number of domestic full electric heat pumps
NG FES - System Transformation | Lct_BB005 | Number of | NPgN | KNARE_111 | Number of domestic full electric heat pumps | Knaresborough | KNARESBOROUGH | 691 | 890 | 1048 | 1212 | 1383 | 1570 | 1856 | 2147 | 2449 | 2760 | 3044 | 3221 | 3397 | 3574 | 3792 | 4170 | 4417 | 4667 | 4925 | 5181 | 5459 | 5738 | 6125 | 6680 | 7433 | 8344 | 9218 | 10106 | 11016 | 11979 | NPgN | GSP | NG FES - System Transformation | Number of domestic full electric heat pumps
NG FES - System Transformation | Lct_BB005 | Number of | NPgN | LACK_6 | Number of domestic full electric heat pumps | Lackenby | LACKENBY | 756 | 1015 | 1222 | 1439 | 1665 | 1920 | 2311 | 2721 | 3149 | 3598 | 4011 | 4274 | 4535 | 4799 | 5132 | 5712 | 6090 | 6474 | 6869 | 7278 | 7769 | 8180 | 8745 | 9559 | 10660 | 11994 | 13244 | 14516 | 15743 | 16800 | NPgN | GSP | NG FES - System Transformation | Number of domestic full electric heat pumps
NG FES - System Transformation | Lct_BB005 | Number of | NPgN | NORT_1 | Number of domestic full electric heat pumps | Norton | NORTON | 2148 | 2858 | 3430 | 4027 | 4652 | 5369 | 6467 | 7622 | 8824 | 10086 | 11245 | 11979 | 12708 | 13446 | 14370 | 15980 | 17026 | 18093 | 19186 | 20297 | 21565 | 22632 | 24106 | 26226 | 29097 | 32573 | 35755 | 38989 | 42197 | 44589 | NPgN | GSP | NG FES - System Transformation | Number of domestic full electric heat pumps
NG FES - System Transformation | Lct_BB005 | Number of | NPgN | OFFE_3 | Number of domestic full electric heat pumps | Offerton | OFFERTON | 166 | 235 | 293 | 354 | 417 | 488 | 598 | 713 | 833 | 959 | 1075 | 1148 | 1222 | 1296 | 1390 | 1554 | 1661 | 1769 | 1881 | 1999 | 2148 | 2285 | 2472 | 2742 | 3107 | 3548 | 3979 | 4416 | 4857 | 5249 | NPgN | GSP | NG FES - System Transformation | Number of domestic full electric heat pumps
NG FES - System Transformation | Lct_BB005 | Number of | NPgN | OSBA_1 | Number of domestic full electric heat pumps | Osbaldwick | OSBALDWICK | 1526 | 1977 | 2333 | 2705 | 3094 | 3535 | 4211 | 4921 | 5661 | 6438 | 7152 | 7604 | 8054 | 8509 | 9080 | 10075 | 10721 | 11381 | 12056 | 12739 | 13509 | 14155 | 15050 | 16336 | 18078 | 20188 | 22125 | 24094 | 26103 | 28175 | NPgN | GSP | NG FES - System Transformation | Number of domestic full electric heat pumps
NG FES - System Transformation | Lct_BB005 | Number of | NPgN | POPP_3 | Number of domestic full electric heat pumps | Poppleton | POPPLETON | 209 | 285 | 346 | 410 | 478 | 553 | 669 | 790 | 917 | 1050 | 1172 | 1249 | 1326 | 1404 | 1503 | 1675 | 1787 | 1901 | 2018 | 2142 | 2294 | 2415 | 2581 | 2820 | 3144 | 3537 | 3899 | 4268 | 4625 | 4895 | NPgN | GSP | NG FES - System Transformation | Number of domestic full electric heat pumps
NG FES - System Transformation | Lct_BB005 | Number of | NPgN | SALH_1 | Number of domestic full electric heat pumps | Saltholme | SALTHOLME | 9 | 12 | 16 | 19 | 22 | 26 | 32 | 38 | 45 | 52 | 59 | 63 | 67 | 71 | 77 | 86 | 92 | 98 | 105 | 111 | 120 | 127 | 136 | 150 | 169 | 191 | 213 | 234 | 256 | 273 | NPgN | GSP | NG FES - System Transformation | Number of domestic full electric heat pumps
NG FES - System Transformation | Lct_BB005 | Number of | NPgN | SSHI_3 | Number of domestic full electric heat pumps | South Shields | SOUTH SHIELDS | 236 | 324 | 396 | 472 | 550 | 636 | 767 | 902 | 1043 | 1189 | 1323 | 1408 | 1492 | 1578 | 1685 | 1872 | 1994 | 2118 | 2245 | 2381 | 2555 | 2699 | 2895 | 3178 | 3560 | 4024 | 4463 | 4910 | 5345 | 5720 | NPgN | GSP | NG FES - System Transformation | Number of domestic full electric heat pumps
NG FES - System Transformation | Lct_BB005 | Number of | NPgN | KIELD01 and SPAD20 | Number of domestic full electric heat pumps | 0 | SPADEADAM | 40 | 50 | 58 | 66 | 75 | 92 | 118 | 148 | 181 | 216 | 249 | 269 | 290 | 311 | 336 | 380 | 409 | 438 | 468 | 493 | 509 | 530 | 560 | 603 | 662 | 732 | 791 | 850 | 912 | 1004 | NPgN | GSP | NG FES - System Transformation | Number of domestic full electric heat pumps
NG FES - System Transformation | Lct_BB005 | Number of | NPgN | SPEN_1 | Number of domestic full electric heat pumps | Spennymoor | SPENNYMOOR | 1657 | 2142 | 2511 | 2896 | 3299 | 3748 | 4434 | 5150 | 5896 | 6676 | 7393 | 7847 | 8298 | 8754 | 9326 | 10321 | 10968 | 11628 | 12304 | 13006 | 13844 | 14504 | 15413 | 16721 | 18492 | 20637 | 22624 | 24645 | 26709 | 28914 | NPgN | GSP | NG FES - System Transformation | Number of domestic full electric heat pumps
NG FES - System Transformation | Lct_BB005 | Number of | NPgN | STEN_1 | Number of domestic full electric heat pumps | Stella North | STELLA NORTH | 892 | 1219 | 1489 | 1771 | 2066 | 2405 | 2923 | 3473 | 4046 | 4652 | 5209 | 5564 | 5918 | 6276 | 6731 | 7523 | 8038 | 8562 | 9101 | 9670 | 10375 | 10929 | 11691 | 12787 | 14270 | 16066 | 17727 | 19414 | 21118 | 22714 | NPgN | GSP | NG FES - System Transformation | Number of domestic full electric heat pumps
NG FES - System Transformation | Lct_BB005 | Number of | NPgN | STES_1 | Number of domestic full electric heat pumps | Stella South | STELLA SOUTH | 768 | 1013 | 1207 | 1408 | 1619 | 1858 | 2223 | 2606 | 3005 | 3423 | 3808 | 4052 | 4294 | 4539 | 4847 | 5383 | 5732 | 6087 | 6452 | 6830 | 7280 | 7640 | 8135 | 8848 | 9813 | 10982 | 12065 | 13167 | 14269 | 15212 | NPgN | GSP | NG FES - System Transformation | Number of domestic full electric heat pumps
NG FES - System Transformation | Lct_BB005 | Number of | NPgN | TYNE_1 | Number of domestic full electric heat pumps | Tynemouth 1 | TYNEMOUTH | 746 | 1026 | 1258 | 1501 | 1754 | 2026 | 2442 | 2867 | 3309 | 3767 | 4187 | 4451 | 4713 | 4979 | 5313 | 5894 | 6272 | 6657 | 7052 | 7477 | 8021 | 8463 | 9070 | 9943 | 11124 | 12555 | 13908 | 15283 | 16639 | 17668 | NPgN | GSP | NG FES - System Transformation | Number of domestic full electric heat pumps
NG FES - System Transformation | Lct_BB005 | Number of | NPgN | WBOL_6 | Number of domestic full electric heat pumps | West Boldon | WEST BOLDON | 935 | 1288 | 1578 | 1881 | 2198 | 2540 | 3063 | 3600 | 4159 | 4740 | 5273 | 5609 | 5943 | 6281 | 6707 | 7448 | 7930 | 8422 | 8926 | 9466 | 10154 | 10722 | 11503 | 12625 | 14145 | 15984 | 17732 | 19508 | 21240 | 22604 | NPgN | GSP | NG FES - System Transformation | Number of domestic full electric heat pumps
NG FES - System Transformation | Lct_BB005 | Number of | NPgN | BRAW_1 | Number of domestic full electric heat pumps | Bradford West | BRADFORD WEST | 1510 | 2052 | 2485 | 2947 | 3431 | 4022 | 4890 | 5798 | 6755 | 7759 | 8720 | 9309 | 9895 | 10490 | 11236 | 12764 | 13626 | 14504 | 15405 | 16328 | 17598 | 18572 | 19912 | 21840 | 24450 | 27757 | 30705 | 33747 | 36775 | 39451 | NPgY | GSP | NG FES - System Transformation | Number of domestic full electric heat pumps
NG FES - System Transformation | Lct_BB005 | Number of | NPgN | CAMB_01 | Number of domestic full electric heat pumps | Camblesforth | CAMBLESFORTH | 142 | 186 | 221 | 257 | 294 | 343 | 415 | 490 | 570 | 655 | 736 | 786 | 835 | 886 | 949 | 1076 | 1148 | 1221 | 1297 | 1374 | 1433 | 1461 | 1557 | 1696 | 1883 | 2121 | 2332 | 2547 | 2760 | 2969 | NPgY | GSP | NG FES - System Transformation | Number of domestic full electric heat pumps
NG FES - System Transformation | Lct_BB005 | Number of | NPgN | CREB_1 | Number of domestic full electric heat pumps | Creyke Beck | CREYKE BECK | 2429 | 3108 | 3651 | 4209 | 4793 | 5467 | 6456 | 7491 | 8550 | 9660 | 10704 | 11344 | 11979 | 12616 | 13415 | 15026 | 15934 | 16861 | 17811 | 18784 | 19986 | 20856 | 22150 | 24012 | 26534 | 29731 | 32583 | 35471 | 38322 | 40815 | NPgY | GSP | NG FES - System Transformation | Number of domestic full electric heat pumps
NG FES - System Transformation | Lct_BB005 | Number of | NPgN | DRAX_YEDL | Number of domestic full electric heat pumps | Drax | DRAX | 383 | 479 | 556 | 633 | 714 | 817 | 968 | 1127 | 1295 | 1472 | 1642 | 1746 | 1850 | 1955 | 2087 | 2353 | 2503 | 2657 | 2814 | 2975 | 3122 | 3209 | 3377 | 3619 | 3948 | 4364 | 4736 | 5083 | 5429 | 5785 | NPgY | GSP | NG FES - System Transformation | Number of domestic full electric heat pumps
NG FES - System Transformation | Lct_BB005 | Number of | NPgN | ELLA_1 | Number of domestic full electric heat pumps | Elland | ELLAND | 1174 | 1592 | 1926 | 2281 | 2652 | 3093 | 3739 | 4417 | 5121 | 5858 | 6559 | 6989 | 7416 | 7848 | 8389 | 9492 | 10114 | 10749 | 11399 | 12066 | 13009 | 13740 | 14740 | 16177 | 18123 | 20589 | 22787 | 25074 | 27342 | 29242 | NPgY | GSP | NG FES - System Transformation | Number of domestic full electric heat pumps
NG FES - System Transformation | Lct_BB005 | Number of | NPgN | FERRA2 | Number of domestic full electric heat pumps | Ferrybridge A | FERRYBRIDGE A | 722 | 933 | 1101 | 1268 | 1443 | 1647 | 1947 | 2262 | 2589 | 2933 | 3261 | 3462 | 3662 | 3866 | 4121 | 4645 | 4940 | 5241 | 5550 | 5866 | 6284 | 6596 | 6986 | 7546 | 8305 | 9268 | 10126 | 10976 | 11827 | 12658 | NPgY | GSP | NG FES - System Transformation | Number of domestic full electric heat pumps
NG FES - System Transformation | Lct_BB005 | Number of | NPgN | FERRB9 | Number of domestic full electric heat pumps | Ferrybridge B (_M) | FERRYBRIDGE B | 1059 | 1426 | 1719 | 2028 | 2351 | 2751 | 3338 | 3952 | 4606 | 5290 | 5950 | 6354 | 6756 | 7166 | 7681 | 8737 | 9334 | 9941 | 10564 | 11203 | 12011 | 12604 | 13423 | 14600 | 16195 | 18217 | 20019 | 21808 | 23591 | 25117 | NPgY | GSP | NG FES - System Transformation | Number of domestic full electric heat pumps
NG FES - System Transformation | Lct_BB005 | Number of | NPgN | GRIW_1 | Number of domestic full electric heat pumps | Grimsby West | GRIMSBY WEST | 670 | 877 | 1042 | 1214 | 1394 | 1596 | 1892 | 2202 | 2516 | 2845 | 3152 | 3341 | 3528 | 3715 | 3950 | 4425 | 4692 | 4965 | 5245 | 5532 | 5906 | 6184 | 6613 | 7229 | 8064 | 9121 | 10065 | 11055 | 12040 | 12919 | NPgY | GSP | NG FES - System Transformation | Number of domestic full electric heat pumps
NG FES - System Transformation | Lct_BB005 | Number of | NPgN | JORD_3 | Number of domestic full electric heat pumps | Jordanthorpe | JORDANTHORPE | 194 | 273 | 336 | 405 | 476 | 562 | 689 | 821 | 959 | 1104 | 1242 | 1327 | 1411 | 1496 | 1603 | 1822 | 1946 | 2072 | 2201 | 2333 | 2505 | 2633 | 2836 | 3128 | 3524 | 4025 | 4472 | 4942 | 5410 | 5859 | NPgY | GSP | NG FES - System Transformation | Number of domestic full electric heat pumps
NG FES - System Transformation | Lct_BB005 | Number of | NPgN | KEAD_YEDL | Number of domestic full electric heat pumps | Keadby | KEADBY | 1300 | 1660 | 1948 | 2238 | 2542 | 2933 | 3507 | 4108 | 4751 | 5425 | 6072 | 6469 | 6863 | 7263 | 7764 | 8775 | 9345 | 9926 | 10522 | 11133 | 11663 | 11958 | 12659 | 13667 | 15033 | 16765 | 18311 | 19828 | 21344 | 22889 | NPgY | GSP | NG FES - System Transformation | Number of domestic full electric heat pumps
NG FES - System Transformation | Lct_BB005 | Number of | NPgN | KIRKB1 | Number of domestic full electric heat pumps | Kirkstall B | KIRKSTALL B | 711 | 1007 | 1243 | 1498 | 1766 | 2081 | 2543 | 3027 | 3531 | 4058 | 4560 | 4868 | 5174 | 5484 | 5873 | 6673 | 7124 | 7583 | 8055 | 8538 | 9242 | 9796 | 10494 | 11497 | 12855 | 14576 | 16111 | 17674 | 19216 | 20363 | NPgY | GSP | NG FES - System Transformation | Number of domestic full electric heat pumps
NG FES - System Transformation | Lct_BB005 | Number of | NPgN | NEEP_3 | Number of domestic full electric heat pumps | Neepsend | NEEPSEND | 316 | 431 | 523 | 621 | 724 | 844 | 1020 | 1205 | 1397 | 1598 | 1789 | 1906 | 2023 | 2141 | 2288 | 2592 | 2763 | 2937 | 3116 | 3299 | 3562 | 3768 | 4038 | 4426 | 4952 | 5619 | 6213 | 6826 | 7435 | 7987 | NPgY | GSP | NG FES - System Transformation | Number of domestic full electric heat pumps
NG FES - System Transformation | Lct_BB005 | Number of | NPgN | NORL_3 | Number of domestic full electric heat pumps | Norton Lees | NORTON LEES | 274 | 384 | 472 | 567 | 667 | 783 | 953 | 1131 | 1317 | 1511 | 1695 | 1808 | 1920 | 2034 | 2177 | 2470 | 2635 | 2803 | 2976 | 3153 | 3412 | 3616 | 3892 | 4289 | 4826 | 5507 | 6113 | 6747 | 7370 | 7957 | NPgY | GSP | NG FES - System Transformation | Number of domestic full electric heat pumps
NG FES - System Transformation | Lct_BB005 | Number of | NPgN | PITS_BB_B | Number of domestic full electric heat pumps | Pitsmoor | PITSMOOR 3/4 | 108 | 154 | 191 | 231 | 272 | 322 | 394 | 470 | 550 | 633 | 713 | 762 | 810 | 860 | 922 | 1050 | 1122 | 1195 | 1270 | 1348 | 1460 | 1548 | 1665 | 1833 | 2062 | 2351 | 2608 | 2876 | 3140 | 3386 | NPgY | GSP | NG FES - System Transformation | Number of domestic full electric heat pumps
NG FES - System Transformation | Lct_BB005 | Number of | NPgN | SALT_1 | Number of domestic full electric heat pumps | Saltend North | SALTEND NORTH | 322 | 413 | 485 | 558 | 634 | 723 | 853 | 989 | 1128 | 1275 | 1413 | 1498 | 1582 | 1667 | 1773 | 1988 | 2109 | 2233 | 2360 | 2490 | 2658 | 2783 | 2958 | 3211 | 3553 | 3987 | 4373 | 4768 | 5156 | 5520 | NPgY | GSP | NG FES - System Transformation | Number of domestic full electric heat pumps
NG FES - System Transformation | Lct_BB005 | Number of | NPgN | SHEC_3 | Number of domestic full electric heat pumps | Sheffield City | SHEFFIELD CITY | 155 | 215 | 262 | 313 | 367 | 428 | 517 | 611 | 708 | 809 | 905 | 964 | 1022 | 1081 | 1155 | 1306 | 1391 | 1478 | 1567 | 1658 | 1792 | 1899 | 2036 | 2232 | 2499 | 2837 | 3138 | 3448 | 3750 | 4004 | NPgY | GSP | NG FES - System Transformation | Number of domestic full electric heat pumps
NG FES - System Transformation | Lct_BB005 | Number of | NPgN | SKLGB1 | Number of domestic full electric heat pumps | Skelton Grange | SKELTON GRANGE | 1663 | 2348 | 2895 | 3486 | 4104 | 4833 | 5904 | 7025 | 8192 | 9415 | 10581 | 11295 | 12006 | 12727 | 13631 | 15492 | 16541 | 17610 | 18707 | 19831 | 21466 | 22751 | 24395 | 26759 | 29960 | 34015 | 37630 | 41332 | 44967 | 47713 | NPgY | GSP | NG FES - System Transformation | Number of domestic full electric heat pumps
NG FES - System Transformation | Lct_BB005 | Number of | NPgN | TEMP_3 | Number of domestic full electric heat pumps | Templeborough | TEMPLEBOROUGH 275/33KV | 17 | 24 | 30 | 37 | 44 | 53 | 65 | 79 | 93 | 108 | 122 | 131 | 140 | 149 | 161 | 184 | 197 | 211 | 225 | 239 | 259 | 275 | 297 | 328 | 370 | 423 | 471 | 520 | 570 | 615 | NPgY | GSP | NG FES - System Transformation | Number of domestic full electric heat pumps
NG FES - System Transformation | Lct_BB005 | Number of | NPgN | THUR_6 | Number of domestic full electric heat pumps | Thurcroft | THURCROFT | 1098 | 1418 | 1674 | 1932 | 2202 | 2503 | 2944 | 3407 | 3874 | 4365 | 4824 | 5106 | 5385 | 5666 | 6017 | 6730 | 7132 | 7541 | 7962 | 8392 | 8987 | 9442 | 10001 | 10804 | 11893 | 13274 | 14506 | 15742 | 16958 | 17927 | NPgY | GSP | NG FES - System Transformation | Number of domestic full electric heat pumps
NG FES - System Transformation | Lct_BB005 | Number of | NPgN | WMEL_THOM | Number of domestic full electric heat pumps | Thorpe Marsh | WEST MELTON / THORPE MARSH | 1734 | 2272 | 2702 | 3134 | 3586 | 4093 | 4838 | 5617 | 6412 | 7245 | 8030 | 8511 | 8989 | 9470 | 10074 | 11305 | 12000 | 12708 | 13434 | 14178 | 15213 | 16010 | 17036 | 18512 | 20511 | 23045 | 25304 | 27619 | 29897 | 31944 | NPgY | GSP | NG FES - System Transformation | Number of domestic full electric heat pumps
NG FES - System Transformation | Lct_BB005 | Number of | NPgN | WMEL_BB3 | Number of domestic full electric heat pumps | West Melton | WEST MELTON SECTION 3 | 1578 | 2101 | 2518 | 2949 | 3399 | 3947 | 4751 | 5592 | 6483 | 7417 | 8317 | 8867 | 9415 | 9975 | 10676 | 12121 | 12936 | 13766 | 14618 | 15491 | 16685 | 17598 | 18725 | 20346 | 22542 | 25325 | 27807 | 30276 | 32736 | 34945 | NPgY | GSP | NG FES - System Transformation | Number of domestic full electric heat pumps
NG FES - System Transformation | Lct_BB005 | Number of | NPgN | WIBA_3 | Number of domestic full electric heat pumps | Wincobank | WINCOBANK | 53 | 74 | 91 | 109 | 128 | 150 | 183 | 216 | 251 | 288 | 322 | 343 | 365 | 386 | 413 | 468 | 499 | 530 | 563 | 596 | 645 | 683 | 730 | 797 | 888 | 1004 | 1107 | 1211 | 1312 | 1382 | NPgY | GSP | NG FES - System Transformation | Number of domestic full electric heat pumps
NG FES - Consumer Transformation | Lct_BB006 | Number of | NPgN | BLYTB1 | Number of domestic hybrid heat pumps | Blyth 66kV | BLYTH 66kV | 0 | 115 | 147 | 193 | 263 | 422 | 629 | 979 | 1500 | 2299 | 3324 | 4394 | 5509 | 6668 | 8510 | 10514 | 12344 | 14257 | 16186 | 18104 | 19966 | 21723 | 23288 | 24531 | 25374 | 25898 | 26448 | 27008 | 27673 | 27787 | NPgN | GSP | NG FES - Consumer Transformation | Number of domestic hybrid heat pumps
NG FES - Consumer Transformation | Lct_BB006 | Number of | NPgN | BLYTH132 | Number of domestic hybrid heat pumps | Blyth 132kV | BLYTH 132kV | 0 | 13 | 17 | 22 | 30 | 101 | 318 | 749 | 1390 | 1780 | 2280 | 2704 | 3146 | 3552 | 4164 | 4806 | 5382 | 5900 | 6306 | 6711 | 7106 | 7478 | 7817 | 8082 | 8259 | 8367 | 8482 | 8598 | 8737 | 8759 | NPgN | GSP | NG FES - Consumer Transformation | Number of domestic hybrid heat pumps
NG FES - Consumer Transformation | Lct_BB006 | Number of | NPgN | FOUR_1 | Number of domestic hybrid heat pumps | Fourstones | FOURSTONES | 0 | 3 | 4 | 5 | 7 | 35 | 126 | 307 | 577 | 710 | 881 | 1016 | 1156 | 1280 | 1461 | 1647 | 1812 | 1952 | 2050 | 2147 | 2239 | 2325 | 2403 | 2464 | 2504 | 2528 | 2553 | 2579 | 2611 | 2615 | NPgN | GSP | NG FES - Consumer Transformation | Number of domestic hybrid heat pumps
NG FES - Consumer Transformation | Lct_BB006 | Number of | NPgN | HARM_6 | Number of domestic hybrid heat pumps | Hart Moor | HARTMOOR | 0 | 61 | 79 | 103 | 141 | 225 | 332 | 511 | 778 | 1185 | 1708 | 2262 | 2839 | 3450 | 4423 | 5482 | 6448 | 7458 | 8478 | 9491 | 10473 | 11400 | 12223 | 12877 | 13322 | 13599 | 13889 | 14184 | 14535 | 14595 | NPgN | GSP | NG FES - Consumer Transformation | Number of domestic hybrid heat pumps
NG FES - Consumer Transformation | Lct_BB006 | Number of | NPgN | HAWP_6 | Number of domestic hybrid heat pumps | Hawthorn Pit | HAWTHORN PIT GRID | 0 | 59 | 76 | 99 | 136 | 218 | 326 | 508 | 780 | 1254 | 1863 | 2511 | 3187 | 3898 | 5034 | 6271 | 7402 | 8585 | 9777 | 10965 | 12121 | 13212 | 14186 | 14959 | 15484 | 15811 | 16153 | 16501 | 16914 | 16985 | NPgN | GSP | NG FES - Consumer Transformation | Number of domestic hybrid heat pumps
NG FES - Consumer Transformation | Lct_BB006 | Number of | NPgN | KNARE_111 | Number of domestic hybrid heat pumps | Knaresborough | KNARESBOROUGH | 0 | 54 | 69 | 90 | 123 | 217 | 384 | 686 | 1137 | 1651 | 2311 | 2972 | 3660 | 4377 | 5506 | 6722 | 7827 | 8955 | 10055 | 11149 | 12211 | 13211 | 14100 | 14805 | 15284 | 15582 | 15894 | 16212 | 16589 | 16653 | NPgN | GSP | NG FES - Consumer Transformation | Number of domestic hybrid heat pumps
NG FES - Consumer Transformation | Lct_BB006 | Number of | NPgN | LACK_6 | Number of domestic hybrid heat pumps | Lackenby | LACKENBY | 0 | 83 | 106 | 139 | 190 | 310 | 479 | 771 | 1206 | 1875 | 2735 | 3633 | 4570 | 5537 | 7075 | 8751 | 10283 | 11881 | 13483 | 15080 | 16635 | 18103 | 19423 | 20468 | 21174 | 21614 | 22074 | 22543 | 23099 | 23194 | NPgN | GSP | NG FES - Consumer Transformation | Number of domestic hybrid heat pumps
NG FES - Consumer Transformation | Lct_BB006 | Number of | NPgN | NORT_1 | Number of domestic hybrid heat pumps | Norton | NORTON | 0 | 248 | 319 | 417 | 569 | 948 | 1532 | 2561 | 4093 | 5833 | 8066 | 10325 | 12681 | 15124 | 18984 | 23154 | 26948 | 30853 | 34709 | 38536 | 42241 | 45732 | 48834 | 51297 | 52972 | 54013 | 55103 | 56212 | 57530 | 57755 | NPgN | GSP | NG FES - Consumer Transformation | Number of domestic hybrid heat pumps
NG FES - Consumer Transformation | Lct_BB006 | Number of | NPgN | OFFE_3 | Number of domestic hybrid heat pumps | Offerton | OFFERTON | 0 | 25 | 32 | 42 | 57 | 91 | 130 | 196 | 293 | 548 | 876 | 1244 | 1628 | 2070 | 2780 | 3548 | 4247 | 4977 | 5715 | 6449 | 7162 | 7834 | 8411 | 8874 | 9195 | 9395 | 9605 | 9818 | 10071 | 10115 | NPgN | GSP | NG FES - Consumer Transformation | Number of domestic hybrid heat pumps
NG FES - Consumer Transformation | Lct_BB006 | Number of | NPgN | OSBA_1 | Number of domestic hybrid heat pumps | Osbaldwick | OSBALDWICK | 0 | 102 | 131 | 172 | 235 | 406 | 696 | 1220 | 2000 | 3078 | 4463 | 5877 | 7351 | 8895 | 11340 | 13981 | 16385 | 18854 | 21288 | 23712 | 26069 | 28292 | 30257 | 31818 | 32880 | 33541 | 34235 | 34942 | 35781 | 35924 | NPgN | GSP | NG FES - Consumer Transformation | Number of domestic hybrid heat pumps
NG FES - Consumer Transformation | Lct_BB006 | Number of | NPgN | POPP_3 | Number of domestic hybrid heat pumps | Poppleton | POPPLETON | 0 | 26 | 33 | 43 | 59 | 95 | 140 | 216 | 330 | 494 | 704 | 926 | 1157 | 1411 | 1816 | 2252 | 2648 | 3061 | 3476 | 3887 | 4285 | 4659 | 4985 | 5245 | 5425 | 5536 | 5653 | 5772 | 5913 | 5937 | NPgN | GSP | NG FES - Consumer Transformation | Number of domestic hybrid heat pumps
NG FES - Consumer Transformation | Lct_BB006 | Number of | NPgN | SALH_1 | Number of domestic hybrid heat pumps | Saltholme | SALTHOLME | 0 | 1 | 2 | 2 | 3 | 5 | 7 | 10 | 15 | 21 | 28 | 36 | 44 | 52 | 64 | 78 | 91 | 104 | 117 | 131 | 144 | 156 | 167 | 176 | 182 | 185 | 189 | 193 | 197 | 198 | NPgN | GSP | NG FES - Consumer Transformation | Number of domestic hybrid heat pumps
NG FES - Consumer Transformation | Lct_BB006 | Number of | NPgN | SSHI_3 | Number of domestic hybrid heat pumps | South Shields | SOUTH SHIELDS | 0 | 29 | 37 | 48 | 66 | 105 | 152 | 229 | 344 | 595 | 918 | 1274 | 1646 | 2051 | 2701 | 3409 | 4056 | 4734 | 5422 | 6106 | 6772 | 7400 | 7948 | 8388 | 8688 | 8875 | 9072 | 9271 | 9508 | 9549 | NPgN | GSP | NG FES - Consumer Transformation | Number of domestic hybrid heat pumps
NG FES - Consumer Transformation | Lct_BB006 | Number of | NPgN | KIELD01 and SPAD20 | Number of domestic hybrid heat pumps | 0 | SPADEADAM | 0 | 1 | 2 | 2 | 3 | 11 | 36 | 86 | 161 | 200 | 251 | 292 | 335 | 374 | 431 | 490 | 542 | 589 | 625 | 660 | 694 | 726 | 756 | 778 | 793 | 803 | 812 | 822 | 834 | 836 | NPgN | GSP | NG FES - Consumer Transformation | Number of domestic hybrid heat pumps
NG FES - Consumer Transformation | Lct_BB006 | Number of | NPgN | SPEN_1 | Number of domestic hybrid heat pumps | Spennymoor | SPENNYMOOR | 0 | 94 | 121 | 159 | 217 | 370 | 619 | 1063 | 1724 | 2713 | 3981 | 5273 | 6620 | 8002 | 10190 | 12564 | 14730 | 16971 | 19199 | 21421 | 23586 | 25630 | 27471 | 28922 | 29903 | 30512 | 31153 | 31805 | 32579 | 32711 | NPgN | GSP | NG FES - Consumer Transformation | Number of domestic hybrid heat pumps
NG FES - Consumer Transformation | Lct_BB006 | Number of | NPgN | STEN_1 | Number of domestic hybrid heat pumps | Stella North | STELLA NORTH | 0 | 83 | 107 | 140 | 191 | 305 | 448 | 686 | 1040 | 1735 | 2627 | 3595 | 4604 | 5689 | 7426 | 9317 | 11045 | 12857 | 14690 | 16515 | 18291 | 19968 | 21453 | 22634 | 23440 | 23941 | 24466 | 25000 | 25635 | 25744 | NPgN | GSP | NG FES - Consumer Transformation | Number of domestic hybrid heat pumps
NG FES - Consumer Transformation | Lct_BB006 | Number of | NPgN | STES_1 | Number of domestic hybrid heat pumps | Stella South | STELLA SOUTH | 0 | 75 | 97 | 127 | 173 | 286 | 452 | 742 | 1174 | 1851 | 2720 | 3622 | 4563 | 5546 | 7107 | 8801 | 10346 | 11951 | 13557 | 15155 | 16710 | 18176 | 19478 | 20511 | 21212 | 21649 | 22108 | 22574 | 23129 | 23224 | NPgN | GSP | NG FES - Consumer Transformation | Number of domestic hybrid heat pumps
NG FES - Consumer Transformation | Lct_BB006 | Number of | NPgN | TYNE_1 | Number of domestic hybrid heat pumps | Tynemouth 1 | TYNEMOUTH | 0 | 100 | 128 | 168 | 230 | 363 | 524 | 790 | 1186 | 1808 | 2607 | 3464 | 4358 | 5320 | 6855 | 8522 | 10044 | 11639 | 13255 | 14860 | 16414 | 17879 | 19170 | 20200 | 20903 | 21341 | 21799 | 22265 | 22819 | 22914 | NPgN | GSP | NG FES - Consumer Transformation | Number of domestic hybrid heat pumps
NG FES - Consumer Transformation | Lct_BB006 | Number of | NPgN | WBOL_6 | Number of domestic hybrid heat pumps | West Boldon | WEST BOLDON | 0 | 126 | 162 | 212 | 290 | 459 | 663 | 1001 | 1503 | 2452 | 3669 | 4999 | 6385 | 7871 | 10253 | 12850 | 15226 | 17721 | 20250 | 22769 | 25219 | 27531 | 29583 | 31217 | 32329 | 33023 | 33747 | 34484 | 35360 | 35510 | NPgN | GSP | NG FES - Consumer Transformation | Number of domestic hybrid heat pumps
NG FES - Consumer Transformation | Lct_BB006 | Number of | NPgN | BRAW_1 | Number of domestic hybrid heat pumps | Bradford West | BRADFORD WEST | 0 | 178 | 229 | 300 | 410 | 683 | 1062 | 1703 | 2655 | 4245 | 6326 | 8509 | 10786 | 13282 | 17260 | 21564 | 25477 | 29514 | 33567 | 37641 | 41709 | 45441 | 48693 | 51280 | 53067 | 54299 | 55465 | 56652 | 58061 | 58302 | NPgY | GSP | NG FES - Consumer Transformation | Number of domestic hybrid heat pumps
NG FES - Consumer Transformation | Lct_BB006 | Number of | NPgN | CAMB_01 | Number of domestic hybrid heat pumps | Camblesforth | CAMBLESFORTH | 0 | 10 | 13 | 17 | 23 | 53 | 116 | 249 | 448 | 609 | 820 | 1014 | 1215 | 1416 | 1728 | 2059 | 2358 | 2667 | 2948 | 3203 | 3459 | 3694 | 3902 | 4068 | 4180 | 4258 | 4331 | 4406 | 4494 | 4509 | NPgY | GSP | NG FES - Consumer Transformation | Number of domestic hybrid heat pumps
NG FES - Consumer Transformation | Lct_BB006 | Number of | NPgN | CREB_1 | Number of domestic hybrid heat pumps | Creyke Beck | CREYKE BECK | 0 | 207 | 267 | 349 | 476 | 846 | 1443 | 2552 | 4203 | 6072 | 8518 | 10932 | 13449 | 15989 | 19994 | 24329 | 28280 | 32370 | 36367 | 40279 | 44190 | 47788 | 51021 | 53584 | 55310 | 56504 | 57631 | 58779 | 60143 | 60376 | NPgY | GSP | NG FES - Consumer Transformation | Number of domestic hybrid heat pumps
NG FES - Consumer Transformation | Lct_BB006 | Number of | NPgN | DRAX_YEDL | Number of domestic hybrid heat pumps | Drax | DRAX | 0 | 15 | 20 | 26 | 35 | 84 | 191 | 419 | 757 | 1008 | 1336 | 1625 | 1927 | 2210 | 2644 | 3106 | 3523 | 3955 | 4337 | 4676 | 5015 | 5327 | 5613 | 5839 | 5988 | 6092 | 6189 | 6288 | 6407 | 6426 | NPgY | GSP | NG FES - Consumer Transformation | Number of domestic hybrid heat pumps
NG FES - Consumer Transformation | Lct_BB006 | Number of | NPgN | ELLA_1 | Number of domestic hybrid heat pumps | Elland | ELLAND | 0 | 155 | 199 | 260 | 355 | 583 | 888 | 1388 | 2132 | 3349 | 4943 | 6617 | 8363 | 10272 | 13316 | 16612 | 19610 | 22704 | 25822 | 28963 | 32097 | 34972 | 37484 | 39482 | 40859 | 41809 | 42708 | 43622 | 44709 | 44894 | NPgY | GSP | NG FES - Consumer Transformation | Number of domestic hybrid heat pumps
NG FES - Consumer Transformation | Lct_BB006 | Number of | NPgN | FERRA2 | Number of domestic hybrid heat pumps | Ferrybridge A | FERRYBRIDGE A | 0 | 37 | 47 | 62 | 85 | 150 | 256 | 451 | 741 | 1162 | 1712 | 2261 | 2834 | 3403 | 4303 | 5284 | 6181 | 7112 | 8033 | 8945 | 9860 | 10705 | 11475 | 12083 | 12490 | 12771 | 13036 | 13306 | 13628 | 13683 | NPgY | GSP | NG FES - Consumer Transformation | Number of domestic hybrid heat pumps
NG FES - Consumer Transformation | Lct_BB006 | Number of | NPgN | FERRB9 | Number of domestic hybrid heat pumps | Ferrybridge B (_M) | FERRYBRIDGE B | 0 | 109 | 141 | 184 | 252 | 435 | 718 | 1228 | 1987 | 2930 | 4163 | 5404 | 6697 | 8019 | 10112 | 12382 | 14453 | 16598 | 18712 | 20799 | 22886 | 24806 | 26526 | 27892 | 28813 | 29450 | 30053 | 30666 | 31394 | 31518 | NPgY | GSP | NG FES - Consumer Transformation | Number of domestic hybrid heat pumps
NG FES - Consumer Transformation | Lct_BB006 | Number of | NPgN | GRIW_1 | Number of domestic hybrid heat pumps | Grimsby West | GRIMSBY WEST | 0 | 65 | 83 | 109 | 149 | 256 | 417 | 703 | 1130 | 1696 | 2438 | 3189 | 3973 | 4793 | 6094 | 7503 | 8785 | 10111 | 11423 | 12724 | 14024 | 15219 | 16281 | 17123 | 17697 | 18093 | 18467 | 18848 | 19301 | 19378 | NPgY | GSP | NG FES - Consumer Transformation | Number of domestic hybrid heat pumps
NG FES - Consumer Transformation | Lct_BB006 | Number of | NPgN | JORD_3 | Number of domestic hybrid heat pumps | Jordanthorpe | JORDANTHORPE | 0 | 21 | 26 | 35 | 47 | 81 | 132 | 223 | 358 | 540 | 777 | 1020 | 1273 | 1542 | 1970 | 2433 | 2854 | 3290 | 3720 | 4147 | 4574 | 4966 | 5316 | 5594 | 5782 | 5913 | 6036 | 6161 | 6310 | 6336 | NPgY | GSP | NG FES - Consumer Transformation | Number of domestic hybrid heat pumps
NG FES - Consumer Transformation | Lct_BB006 | Number of | NPgN | KEAD_YEDL | Number of domestic hybrid heat pumps | Keadby | KEADBY | 0 | 70 | 90 | 117 | 160 | 370 | 821 | 1777 | 3199 | 4361 | 5882 | 7261 | 8699 | 10063 | 12171 | 14425 | 16471 | 18587 | 20509 | 22259 | 24014 | 25632 | 27109 | 28275 | 29052 | 29587 | 30093 | 30609 | 31222 | 31325 | NPgY | GSP | NG FES - Consumer Transformation | Number of domestic hybrid heat pumps
NG FES - Consumer Transformation | Lct_BB006 | Number of | NPgN | KIRKB1 | Number of domestic hybrid heat pumps | Kirkstall B | KIRKSTALL B | 0 | 121 | 155 | 203 | 278 | 440 | 633 | 922 | 1351 | 2016 | 2886 | 3806 | 4765 | 5792 | 7433 | 9220 | 10850 | 12535 | 14254 | 16000 | 17739 | 19335 | 20750 | 21874 | 22639 | 23169 | 23671 | 24180 | 24784 | 24888 | NPgY | GSP | NG FES - Consumer Transformation | Number of domestic hybrid heat pumps
NG FES - Consumer Transformation | Lct_BB006 | Number of | NPgN | NEEP_3 | Number of domestic hybrid heat pumps | Neepsend | NEEPSEND | 0 | 33 | 43 | 56 | 76 | 123 | 184 | 279 | 421 | 732 | 1138 | 1580 | 2040 | 2560 | 3392 | 4294 | 5115 | 5961 | 6818 | 7686 | 8553 | 9349 | 10038 | 10586 | 10967 | 11230 | 11479 | 11732 | 12033 | 12084 | NPgY | GSP | NG FES - Consumer Transformation | Number of domestic hybrid heat pumps
NG FES - Consumer Transformation | Lct_BB006 | Number of | NPgN | NORL_3 | Number of domestic hybrid heat pumps | Norton Lees | NORTON LEES | 0 | 28 | 36 | 47 | 64 | 102 | 148 | 217 | 319 | 558 | 870 | 1214 | 1573 | 1991 | 2662 | 3388 | 4046 | 4724 | 5413 | 6113 | 6811 | 7451 | 8002 | 8441 | 8747 | 8959 | 9159 | 9363 | 9604 | 9646 | NPgY | GSP | NG FES - Consumer Transformation | Number of domestic hybrid heat pumps
NG FES - Consumer Transformation | Lct_BB006 | Number of | NPgN | PITS_BB_B | Number of domestic hybrid heat pumps | Pitsmoor | PITSMOOR 3/4 | 0 | 12 | 16 | 21 | 29 | 46 | 66 | 96 | 141 | 270 | 440 | 629 | 827 | 1043 | 1391 | 1772 | 2122 | 2485 | 2855 | 3233 | 3613 | 3963 | 4275 | 4523 | 4691 | 4808 | 4918 | 5031 | 5164 | 5186 | NPgY | GSP | NG FES - Consumer Transformation | Number of domestic hybrid heat pumps
NG FES - Consumer Transformation | Lct_BB006 | Number of | NPgN | SALT_1 | Number of domestic hybrid heat pumps | Saltend North | SALTEND NORTH | 0 | 23 | 30 | 39 | 54 | 95 | 161 | 282 | 463 | 705 | 1021 | 1339 | 1670 | 2007 | 2540 | 3119 | 3648 | 4195 | 4736 | 5272 | 5808 | 6302 | 6748 | 7101 | 7338 | 7502 | 7657 | 7815 | 8003 | 8035 | NPgY | GSP | NG FES - Consumer Transformation | Number of domestic hybrid heat pumps
NG FES - Consumer Transformation | Lct_BB006 | Number of | NPgN | SHEC_3 | Number of domestic hybrid heat pumps | Sheffield City | SHEFFIELD CITY | 0 | 20 | 25 | 33 | 45 | 71 | 103 | 151 | 222 | 372 | 569 | 785 | 1010 | 1257 | 1655 | 2088 | 2483 | 2891 | 3307 | 3730 | 4153 | 4542 | 4881 | 5152 | 5338 | 5466 | 5588 | 5712 | 5859 | 5884 | NPgY | GSP | NG FES - Consumer Transformation | Number of domestic hybrid heat pumps
NG FES - Consumer Transformation | Lct_BB006 | Number of | NPgN | SKLGB1 | Number of domestic hybrid heat pumps | Skelton Grange | SKELTON GRANGE | 0 | 277 | 357 | 467 | 638 | 1010 | 1455 | 2121 | 3112 | 4792 | 6991 | 9342 | 11794 | 14493 | 18809 | 23494 | 27759 | 32161 | 36644 | 41194 | 45727 | 49882 | 53514 | 56405 | 58395 | 59771 | 61073 | 62396 | 63966 | 64235 | NPgY | GSP | NG FES - Consumer Transformation | Number of domestic hybrid heat pumps
NG FES - Consumer Transformation | Lct_BB006 | Number of | NPgN | TEMP_3 | Number of domestic hybrid heat pumps | Templeborough | TEMPLEBOROUGH 275/33KV | 0 | 2 | 3 | 4 | 5 | 8 | 11 | 16 | 24 | 38 | 56 | 75 | 96 | 118 | 153 | 192 | 227 | 263 | 301 | 339 | 377 | 412 | 444 | 469 | 486 | 498 | 509 | 520 | 533 | 536 | NPgY | GSP | NG FES - Consumer Transformation | Number of domestic hybrid heat pumps
NG FES - Consumer Transformation | Lct_BB006 | Number of | NPgN | THUR_6 | Number of domestic hybrid heat pumps | Thurcroft | THURCROFT | 0 | 103 | 132 | 173 | 236 | 394 | 619 | 1004 | 1578 | 2359 | 3381 | 4409 | 5481 | 6548 | 8239 | 10082 | 11769 | 13519 | 15270 | 17020 | 18769 | 20381 | 21841 | 23000 | 23774 | 24309 | 24814 | 25330 | 25942 | 26047 | NPgY | GSP | NG FES - Consumer Transformation | Number of domestic hybrid heat pumps
NG FES - Consumer Transformation | Lct_BB006 | Number of | NPgN | WMEL_THOM | Number of domestic hybrid heat pumps | Thorpe Marsh | WEST MELTON / THORPE MARSH | 0 | 137 | 177 | 231 | 316 | 528 | 827 | 1336 | 2094 | 3318 | 4920 | 6566 | 8283 | 10047 | 12852 | 15910 | 18705 | 21602 | 24510 | 27428 | 30350 | 33043 | 35466 | 37387 | 38681 | 39575 | 40419 | 41281 | 42304 | 42479 | NPgY | GSP | NG FES - Consumer Transformation | Number of domestic hybrid heat pumps
NG FES - Consumer Transformation | Lct_BB006 | Number of | NPgN | WMEL_BB3 | Number of domestic hybrid heat pumps | West Melton | WEST MELTON SECTION 3 | 0 | 133 | 171 | 224 | 305 | 512 | 805 | 1305 | 2050 | 3279 | 4886 | 6552 | 8290 | 10092 | 12963 | 16090 | 18949 | 21912 | 24886 | 27875 | 30867 | 33624 | 36091 | 38049 | 39373 | 40287 | 41152 | 42033 | 43079 | 43258 | NPgY | GSP | NG FES - Consumer Transformation | Number of domestic hybrid heat pumps
NG FES - Consumer Transformation | Lct_BB006 | Number of | NPgN | WIBA_3 | Number of domestic hybrid heat pumps | Wincobank | WINCOBANK | 0 | 9 | 12 | 15 | 21 | 33 | 48 | 69 | 102 | 153 | 220 | 291 | 365 | 443 | 567 | 703 | 827 | 956 | 1088 | 1222 | 1355 | 1478 | 1589 | 1676 | 1735 | 1776 | 1815 | 1854 | 1901 | 1909 | NPgY | GSP | NG FES - Consumer Transformation | Number of domestic hybrid heat pumps
NG FES - Falling Short | Lct_BB006 | Number of | NPgN | BLYTB1 | Number of domestic hybrid heat pumps | Blyth 66kV | BLYTH 66kV | 0 | 20 | 33 | 49 | 67 | 133 | 209 | 300 | 408 | 547 | 728 | 907 | 1101 | 1312 | 1543 | 1957 | 2361 | 2811 | 3309 | 3859 | 4540 | 5085 | 5602 | 6074 | 6493 | 6839 | 7167 | 7509 | 7860 | 8227 | NPgN | GSP | NG FES - Falling Short | Number of domestic hybrid heat pumps
NG FES - Falling Short | Lct_BB006 | Number of | NPgN | BLYTH132 | Number of domestic hybrid heat pumps | Blyth 132kV | BLYTH 132kV | 0 | 2 | 4 | 6 | 8 | 15 | 24 | 35 | 83 | 176 | 400 | 619 | 858 | 1118 | 1403 | 1604 | 1802 | 2021 | 2264 | 2482 | 2752 | 2968 | 3172 | 3338 | 3485 | 3606 | 3721 | 3841 | 3957 | 4079 | NPgN | GSP | NG FES - Falling Short | Number of domestic hybrid heat pumps
NG FES - Falling Short | Lct_BB006 | Number of | NPgN | FOUR_1 | Number of domestic hybrid heat pumps | Fourstones | FOURSTONES | 0 | 1 | 1 | 1 | 2 | 4 | 6 | 8 | 27 | 66 | 160 | 252 | 353 | 462 | 582 | 651 | 718 | 793 | 876 | 945 | 1031 | 1100 | 1165 | 1215 | 1260 | 1297 | 1332 | 1368 | 1403 | 1439 | NPgN | GSP | NG FES - Falling Short | Number of domestic hybrid heat pumps
NG FES - Falling Short | Lct_BB006 | Number of | NPgN | HARM_6 | Number of domestic hybrid heat pumps | Hart Moor | HARTMOOR | 0 | 11 | 18 | 26 | 36 | 71 | 112 | 161 | 218 | 290 | 384 | 475 | 574 | 682 | 800 | 1011 | 1218 | 1447 | 1701 | 1986 | 2339 | 2620 | 2888 | 3137 | 3358 | 3540 | 3713 | 3894 | 4079 | 4273 | NPgN | GSP | NG FES - Falling Short | Number of domestic hybrid heat pumps
NG FES - Falling Short | Lct_BB006 | Number of | NPgN | HAWP_6 | Number of domestic hybrid heat pumps | Hawthorn Pit | HAWTHORN PIT GRID | 0 | 10 | 17 | 25 | 35 | 69 | 108 | 155 | 211 | 283 | 377 | 470 | 571 | 682 | 802 | 1047 | 1287 | 1555 | 1850 | 2183 | 2596 | 2926 | 3240 | 3530 | 3787 | 4000 | 4201 | 4411 | 4627 | 4853 | NPgN | GSP | NG FES - Falling Short | Number of domestic hybrid heat pumps
NG FES - Falling Short | Lct_BB006 | Number of | NPgN | KNARE_111 | Number of domestic hybrid heat pumps | Knaresborough | KNARESBOROUGH | 0 | 9 | 15 | 23 | 32 | 62 | 98 | 141 | 205 | 298 | 455 | 609 | 777 | 960 | 1160 | 1426 | 1686 | 1976 | 2297 | 2636 | 3057 | 3393 | 3712 | 4004 | 4263 | 4478 | 4680 | 4892 | 5107 | 5332 | NPgN | GSP | NG FES - Falling Short | Number of domestic hybrid heat pumps
NG FES - Falling Short | Lct_BB006 | Number of | NPgN | LACK_6 | Number of domestic hybrid heat pumps | Lackenby | LACKENBY | 0 | 14 | 24 | 35 | 49 | 96 | 151 | 217 | 298 | 406 | 558 | 707 | 868 | 1045 | 1237 | 1584 | 1923 | 2300 | 2718 | 3180 | 3752 | 4210 | 4644 | 5038 | 5387 | 5676 | 5950 | 6235 | 6529 | 6835 | NPgN | GSP | NG FES - Falling Short | Number of domestic hybrid heat pumps
NG FES - Falling Short | Lct_BB006 | Number of | NPgN | NORT_1 | Number of domestic hybrid heat pumps | Norton | NORTON | 0 | 43 | 71 | 105 | 146 | 288 | 452 | 649 | 907 | 1261 | 1796 | 2320 | 2890 | 3512 | 4191 | 5092 | 5972 | 6952 | 8038 | 9198 | 10638 | 11788 | 12880 | 13877 | 14759 | 15490 | 16181 | 16903 | 17639 | 18407 | NPgN | GSP | NG FES - Falling Short | Number of domestic hybrid heat pumps
NG FES - Falling Short | Lct_BB006 | Number of | NPgN | OFFE_3 | Number of domestic hybrid heat pumps | Offerton | OFFERTON | 0 | 4 | 7 | 11 | 15 | 29 | 45 | 65 | 88 | 116 | 150 | 183 | 220 | 259 | 302 | 434 | 564 | 708 | 867 | 1056 | 1291 | 1478 | 1656 | 1836 | 1996 | 2128 | 2253 | 2383 | 2519 | 2660 | NPgN | GSP | NG FES - Falling Short | Number of domestic hybrid heat pumps
NG FES - Falling Short | Lct_BB006 | Number of | NPgN | OSBA_1 | Number of domestic hybrid heat pumps | Osbaldwick | OSBALDWICK | 0 | 18 | 29 | 43 | 60 | 119 | 187 | 267 | 384 | 550 | 823 | 1090 | 1379 | 1696 | 2041 | 2600 | 3146 | 3754 | 4427 | 5153 | 6054 | 6773 | 7457 | 8087 | 8645 | 9107 | 9544 | 10000 | 10466 | 10952 | NPgN | GSP | NG FES - Falling Short | Number of domestic hybrid heat pumps
NG FES - Falling Short | Lct_BB006 | Number of | NPgN | POPP_3 | Number of domestic hybrid heat pumps | Poppleton | POPPLETON | 0 | 4 | 7 | 11 | 15 | 30 | 47 | 68 | 92 | 122 | 162 | 201 | 243 | 289 | 340 | 424 | 507 | 600 | 702 | 816 | 957 | 1070 | 1177 | 1281 | 1373 | 1449 | 1521 | 1596 | 1673 | 1753 | NPgN | GSP | NG FES - Falling Short | Number of domestic hybrid heat pumps
NG FES - Falling Short | Lct_BB006 | Number of | NPgN | SALH_1 | Number of domestic hybrid heat pumps | Saltholme | SALTHOLME | 0 | 0 | 0 | 1 | 1 | 2 | 2 | 3 | 5 | 6 | 8 | 10 | 12 | 14 | 16 | 19 | 22 | 25 | 28 | 32 | 37 | 41 | 45 | 48 | 51 | 53 | 55 | 58 | 60 | 63 | NPgN | GSP | NG FES - Falling Short | Number of domestic hybrid heat pumps
NG FES - Falling Short | Lct_BB006 | Number of | NPgN | SSHI_3 | Number of domestic hybrid heat pumps | South Shields | SOUTH SHIELDS | 0 | 5 | 8 | 12 | 17 | 33 | 53 | 75 | 102 | 135 | 175 | 214 | 257 | 304 | 355 | 485 | 612 | 753 | 910 | 1093 | 1321 | 1502 | 1674 | 1840 | 1986 | 2107 | 2222 | 2341 | 2465 | 2595 | NPgN | GSP | NG FES - Falling Short | Number of domestic hybrid heat pumps
NG FES - Falling Short | Lct_BB006 | Number of | NPgN | KIELD01 and SPAD20 | Number of domestic hybrid heat pumps | 0 | SPADEADAM | 0 | 0 | 0 | 1 | 1 | 1 | 2 | 3 | 9 | 20 | 46 | 71 | 99 | 129 | 162 | 182 | 202 | 225 | 249 | 271 | 297 | 318 | 338 | 353 | 367 | 379 | 390 | 401 | 412 | 423 | NPgN | GSP | NG FES - Falling Short | Number of domestic hybrid heat pumps
NG FES - Falling Short | Lct_BB006 | Number of | NPgN | SPEN_1 | Number of domestic hybrid heat pumps | Spennymoor | SPENNYMOOR | 0 | 16 | 27 | 40 | 56 | 110 | 173 | 247 | 352 | 498 | 729 | 955 | 1201 | 1469 | 1762 | 2274 | 2774 | 3331 | 3948 | 4611 | 5434 | 6092 | 6716 | 7280 | 7779 | 8193 | 8584 | 8992 | 9409 | 9845 | NPgN | GSP | NG FES - Falling Short | Number of domestic hybrid heat pumps
NG FES - Falling Short | Lct_BB006 | Number of | NPgN | STEN_1 | Number of domestic hybrid heat pumps | Stella North | STELLA NORTH | 0 | 15 | 24 | 35 | 49 | 97 | 152 | 218 | 296 | 394 | 518 | 639 | 771 | 914 | 1071 | 1431 | 1783 | 2174 | 2608 | 3105 | 3722 | 4214 | 4682 | 5125 | 5516 | 5841 | 6148 | 6468 | 6799 | 7145 | NPgN | GSP | NG FES - Falling Short | Number of domestic hybrid heat pumps
NG FES - Falling Short | Lct_BB006 | Number of | NPgN | STES_1 | Number of domestic hybrid heat pumps | Stella South | STELLA SOUTH | 0 | 13 | 22 | 32 | 44 | 87 | 137 | 197 | 274 | 377 | 528 | 676 | 836 | 1011 | 1203 | 1554 | 1896 | 2278 | 2701 | 3164 | 3739 | 4198 | 4634 | 5035 | 5390 | 5684 | 5962 | 6252 | 6550 | 6860 | NPgN | GSP | NG FES - Falling Short | Number of domestic hybrid heat pumps
NG FES - Falling Short | Lct_BB006 | Number of | NPgN | TYNE_1 | Number of domestic hybrid heat pumps | Tynemouth 1 | TYNEMOUTH | 0 | 17 | 29 | 42 | 59 | 116 | 182 | 262 | 352 | 465 | 604 | 739 | 886 | 1047 | 1222 | 1545 | 1860 | 2211 | 2599 | 3039 | 3585 | 4022 | 4436 | 4828 | 5175 | 5463 | 5735 | 6019 | 6311 | 6617 | NPgN | GSP | NG FES - Falling Short | Number of domestic hybrid heat pumps
NG FES - Falling Short | Lct_BB006 | Number of | NPgN | WBOL_6 | Number of domestic hybrid heat pumps | West Boldon | WEST BOLDON | 0 | 22 | 36 | 54 | 74 | 147 | 230 | 330 | 445 | 589 | 764 | 936 | 1123 | 1327 | 1549 | 2040 | 2521 | 3055 | 3647 | 4330 | 5177 | 5854 | 6496 | 7103 | 7639 | 8084 | 8504 | 8943 | 9397 | 9871 | NPgN | GSP | NG FES - Falling Short | Number of domestic hybrid heat pumps
NG FES - Falling Short | Lct_BB006 | Number of | NPgN | BRAW_1 | Number of domestic hybrid heat pumps | Bradford West | BRADFORD WEST | 0 | 31 | 50 | 75 | 103 | 209 | 328 | 470 | 648 | 883 | 1219 | 1541 | 1891 | 2272 | 2689 | 3528 | 4327 | 5217 | 6203 | 7310 | 8701 | 9801 | 10844 | 11852 | 12744 | 13537 | 14238 | 14970 | 15720 | 16506 | NPgY | GSP | NG FES - Falling Short | Number of domestic hybrid heat pumps
NG FES - Falling Short | Lct_BB006 | Number of | NPgN | CAMB_01 | Number of domestic hybrid heat pumps | Camblesforth | CAMBLESFORTH | 0 | 2 | 3 | 4 | 6 | 12 | 19 | 27 | 46 | 79 | 142 | 209 | 282 | 361 | 448 | 533 | 614 | 705 | 804 | 903 | 1026 | 1124 | 1216 | 1297 | 1369 | 1433 | 1489 | 1548 | 1608 | 1670 | NPgY | GSP | NG FES - Falling Short | Number of domestic hybrid heat pumps
NG FES - Falling Short | Lct_BB006 | Number of | NPgN | CREB_1 | Number of domestic hybrid heat pumps | Creyke Beck | CREYKE BECK | 0 | 36 | 59 | 87 | 120 | 243 | 381 | 547 | 787 | 1133 | 1689 | 2247 | 2853 | 3514 | 4237 | 5223 | 6163 | 7209 | 8368 | 9592 | 11129 | 12345 | 13499 | 14524 | 15432 | 16239 | 16953 | 17698 | 18461 | 19253 | NPgY | GSP | NG FES - Falling Short | Number of domestic hybrid heat pumps
NG FES - Falling Short | Lct_BB006 | Number of | NPgN | DRAX_YEDL | Number of domestic hybrid heat pumps | Drax | DRAX | 0 | 3 | 4 | 6 | 9 | 18 | 28 | 41 | 73 | 128 | 235 | 350 | 474 | 610 | 758 | 890 | 1016 | 1156 | 1311 | 1458 | 1642 | 1788 | 1927 | 2041 | 2142 | 2232 | 2311 | 2394 | 2479 | 2565 | NPgY | GSP | NG FES - Falling Short | Number of domestic hybrid heat pumps
NG FES - Falling Short | Lct_BB006 | Number of | NPgN | ELLA_1 | Number of domestic hybrid heat pumps | Elland | ELLAND | 0 | 27 | 44 | 65 | 90 | 181 | 284 | 408 | 556 | 748 | 1014 | 1265 | 1538 | 1836 | 2162 | 2804 | 3416 | 4098 | 4853 | 5702 | 6769 | 7612 | 8412 | 9183 | 9865 | 10472 | 11008 | 11568 | 12142 | 12743 | NPgY | GSP | NG FES - Falling Short | Number of domestic hybrid heat pumps
NG FES - Falling Short | Lct_BB006 | Number of | NPgN | FERRA2 | Number of domestic hybrid heat pumps | Ferrybridge A | FERRYBRIDGE A | 0 | 6 | 10 | 15 | 21 | 43 | 68 | 97 | 140 | 201 | 299 | 397 | 504 | 620 | 747 | 969 | 1180 | 1416 | 1676 | 1955 | 2305 | 2581 | 2844 | 3074 | 3277 | 3458 | 3618 | 3785 | 3956 | 4134 | NPgY | GSP | NG FES - Falling Short | Number of domestic hybrid heat pumps
NG FES - Falling Short | Lct_BB006 | Number of | NPgN | FERRB9 | Number of domestic hybrid heat pumps | Ferrybridge B (_M) | FERRYBRIDGE B | 0 | 19 | 31 | 46 | 64 | 128 | 201 | 289 | 409 | 576 | 834 | 1091 | 1370 | 1674 | 2006 | 2503 | 2977 | 3505 | 4089 | 4718 | 5508 | 6133 | 6726 | 7260 | 7732 | 8152 | 8524 | 8911 | 9309 | 9722 | NPgY | GSP | NG FES - Falling Short | Number of domestic hybrid heat pumps
NG FES - Falling Short | Lct_BB006 | Number of | NPgN | GRIW_1 | Number of domestic hybrid heat pumps | Grimsby West | GRIMSBY WEST | 0 | 11 | 18 | 27 | 38 | 76 | 119 | 171 | 241 | 336 | 483 | 627 | 784 | 955 | 1141 | 1440 | 1725 | 2042 | 2393 | 2774 | 3253 | 3631 | 3991 | 4322 | 4615 | 4876 | 5107 | 5348 | 5594 | 5851 | NPgY | GSP | NG FES - Falling Short | Number of domestic hybrid heat pumps
NG FES - Falling Short | Lct_BB006 | Number of | NPgN | JORD_3 | Number of domestic hybrid heat pumps | Jordanthorpe | JORDANTHORPE | 0 | 4 | 6 | 9 | 12 | 24 | 38 | 54 | 76 | 107 | 153 | 199 | 249 | 303 | 362 | 458 | 549 | 651 | 763 | 886 | 1041 | 1163 | 1279 | 1387 | 1484 | 1569 | 1645 | 1724 | 1805 | 1890 | NPgY | GSP | NG FES - Falling Short | Number of domestic hybrid heat pumps
NG FES - Falling Short | Lct_BB006 | Number of | NPgN | KEAD_YEDL | Number of domestic hybrid heat pumps | Keadby | KEADBY | 0 | 12 | 20 | 29 | 40 | 82 | 128 | 184 | 321 | 556 | 1007 | 1488 | 2010 | 2580 | 3202 | 3815 | 4399 | 5050 | 5770 | 6470 | 7348 | 8042 | 8702 | 9252 | 9740 | 10173 | 10557 | 10957 | 11366 | 11783 | NPgY | GSP | NG FES - Falling Short | Number of domestic hybrid heat pumps
NG FES - Falling Short | Lct_BB006 | Number of | NPgN | KIRKB1 | Number of domestic hybrid heat pumps | Kirkstall B | KIRKSTALL B | 0 | 21 | 34 | 51 | 70 | 141 | 222 | 319 | 424 | 552 | 713 | 859 | 1016 | 1189 | 1376 | 1727 | 2061 | 2433 | 2845 | 3312 | 3898 | 4361 | 4801 | 5216 | 5583 | 5910 | 6198 | 6499 | 6808 | 7132 | NPgY | GSP | NG FES - Falling Short | Number of domestic hybrid heat pumps
NG FES - Falling Short | Lct_BB006 | Number of | NPgN | NEEP_3 | Number of domestic hybrid heat pumps | Neepsend | NEEPSEND | 0 | 6 | 9 | 14 | 19 | 39 | 61 | 87 | 118 | 157 | 209 | 257 | 309 | 366 | 428 | 592 | 748 | 922 | 1114 | 1338 | 1619 | 1842 | 2053 | 2263 | 2448 | 2613 | 2759 | 2912 | 3068 | 3232 | NPgY | GSP | NG FES - Falling Short | Number of domestic hybrid heat pumps
NG FES - Falling Short | Lct_BB006 | Number of | NPgN | NORL_3 | Number of domestic hybrid heat pumps | Norton Lees | NORTON LEES | 0 | 5 | 8 | 12 | 16 | 33 | 51 | 73 | 98 | 129 | 167 | 202 | 239 | 280 | 325 | 451 | 571 | 704 | 852 | 1027 | 1246 | 1419 | 1584 | 1752 | 1902 | 2035 | 2152 | 2275 | 2401 | 2533 | NPgY | GSP | NG FES - Falling Short | Number of domestic hybrid heat pumps
NG FES - Falling Short | Lct_BB006 | Number of | NPgN | PITS_BB_B | Number of domestic hybrid heat pumps | Pitsmoor | PITSMOOR 3/4 | 0 | 2 | 4 | 5 | 7 | 15 | 23 | 33 | 44 | 58 | 74 | 90 | 106 | 124 | 144 | 212 | 277 | 349 | 429 | 526 | 646 | 742 | 833 | 920 | 997 | 1065 | 1126 | 1189 | 1254 | 1323 | NPgY | GSP | NG FES - Falling Short | Number of domestic hybrid heat pumps
NG FES - Falling Short | Lct_BB006 | Number of | NPgN | SALT_1 | Number of domestic hybrid heat pumps | Saltend North | SALTEND NORTH | 0 | 4 | 7 | 10 | 14 | 27 | 43 | 61 | 88 | 127 | 188 | 249 | 315 | 388 | 467 | 595 | 716 | 851 | 1001 | 1162 | 1365 | 1525 | 1677 | 1813 | 1933 | 2040 | 2135 | 2233 | 2334 | 2440 | NPgY | GSP | NG FES - Falling Short | Number of domestic hybrid heat pumps
NG FES - Falling Short | Lct_BB006 | Number of | NPgN | SHEC_3 | Number of domestic hybrid heat pumps | Sheffield City | SHEFFIELD CITY | 0 | 3 | 6 | 8 | 11 | 23 | 36 | 51 | 69 | 90 | 116 | 140 | 166 | 195 | 226 | 305 | 381 | 465 | 559 | 668 | 805 | 914 | 1017 | 1117 | 1205 | 1284 | 1354 | 1426 | 1501 | 1579 | NPgY | GSP | NG FES - Falling Short | Number of domestic hybrid heat pumps
NG FES - Falling Short | Lct_BB006 | Number of | NPgN | SKLGB1 | Number of domestic hybrid heat pumps | Skelton Grange | SKELTON GRANGE | 0 | 48 | 78 | 116 | 161 | 325 | 510 | 732 | 975 | 1269 | 1641 | 1975 | 2339 | 2736 | 3169 | 4056 | 4901 | 5841 | 6883 | 8075 | 9573 | 10757 | 11881 | 12970 | 13935 | 14793 | 15551 | 16343 | 17154 | 18007 | NPgY | GSP | NG FES - Falling Short | Number of domestic hybrid heat pumps
NG FES - Falling Short | Lct_BB006 | Number of | NPgN | TEMP_3 | Number of domestic hybrid heat pumps | Templeborough | TEMPLEBOROUGH 275/33KV | 0 | 0 | 1 | 1 | 1 | 2 | 4 | 6 | 7 | 10 | 13 | 15 | 18 | 21 | 24 | 31 | 38 | 46 | 55 | 65 | 77 | 87 | 97 | 105 | 113 | 120 | 126 | 133 | 139 | 146 | NPgY | GSP | NG FES - Falling Short | Number of domestic hybrid heat pumps
NG FES - Falling Short | Lct_BB006 | Number of | NPgN | THUR_6 | Number of domestic hybrid heat pumps | Thurcroft | THURCROFT | 0 | 18 | 29 | 43 | 60 | 120 | 189 | 271 | 374 | 511 | 712 | 906 | 1116 | 1346 | 1597 | 2009 | 2402 | 2839 | 3323 | 3845 | 4500 | 5017 | 5509 | 5940 | 6321 | 6660 | 6960 | 7273 | 7594 | 7928 | NPgY | GSP | NG FES - Falling Short | Number of domestic hybrid heat pumps
NG FES - Falling Short | Lct_BB006 | Number of | NPgN | WMEL_THOM | Number of domestic hybrid heat pumps | Thorpe Marsh | WEST MELTON / THORPE MARSH | 0 | 24 | 39 | 58 | 80 | 161 | 253 | 363 | 501 | 684 | 950 | 1207 | 1485 | 1789 | 2120 | 2766 | 3381 | 4066 | 4825 | 5660 | 6708 | 7537 | 8324 | 9037 | 9667 | 10228 | 10723 | 11241 | 11771 | 12325 | NPgY | GSP | NG FES - Falling Short | Number of domestic hybrid heat pumps
NG FES - Falling Short | Lct_BB006 | Number of | NPgN | WMEL_BB3 | Number of domestic hybrid heat pumps | West Melton | WEST MELTON SECTION 3 | 0 | 23 | 38 | 56 | 77 | 155 | 244 | 351 | 485 | 664 | 925 | 1177 | 1451 | 1749 | 2075 | 2723 | 3341 | 4029 | 4790 | 5635 | 6696 | 7535 | 8332 | 9059 | 9703 | 10276 | 10783 | 11311 | 11853 | 12420 | NPgY | GSP | NG FES - Falling Short | Number of domestic hybrid heat pumps
NG FES - Falling Short | Lct_BB006 | Number of | NPgN | WIBA_3 | Number of domestic hybrid heat pumps | Wincobank | WINCOBANK | 0 | 2 | 3 | 4 | 5 | 11 | 17 | 24 | 32 | 42 | 54 | 65 | 76 | 89 | 103 | 130 | 156 | 185 | 217 | 253 | 298 | 334 | 368 | 399 | 427 | 452 | 474 | 496 | 520 | 544 | NPgY | GSP | NG FES - Falling Short | Number of domestic hybrid heat pumps
NG FES - Leading the Way | Lct_BB006 | Number of | NPgN | BLYTB1 | Number of domestic hybrid heat pumps | Blyth 66kV | BLYTH 66kV | 0 | 0 | 65 | 175 | 311 | 434 | 547 | 701 | 954 | 1376 | 2222 | 3374 | 4660 | 6009 | 8006 | 10562 | 12650 | 14627 | 16636 | 18612 | 21210 | 23268 | 25194 | 26866 | 28217 | 29278 | 29913 | 30556 | 31200 | 31207 | NPgN | GSP | NG FES - Leading the Way | Number of domestic hybrid heat pumps
NG FES - Leading the Way | Lct_BB006 | Number of | NPgN | BLYTH132 | Number of domestic hybrid heat pumps | Blyth 132kV | BLYTH 132kV | 0 | 0 | 8 | 20 | 36 | 90 | 189 | 379 | 689 | 1210 | 1622 | 2184 | 2694 | 3167 | 3831 | 4649 | 5307 | 5926 | 6387 | 6807 | 7358 | 7805 | 8212 | 8566 | 8851 | 9074 | 9207 | 9341 | 9476 | 9475 | NPgN | GSP | NG FES - Leading the Way | Number of domestic hybrid heat pumps
NG FES - Leading the Way | Lct_BB006 | Number of | NPgN | FOUR_1 | Number of domestic hybrid heat pumps | Fourstones | FOURSTONES | 0 | 0 | 2 | 5 | 8 | 30 | 71 | 151 | 282 | 501 | 642 | 833 | 995 | 1139 | 1336 | 1573 | 1761 | 1937 | 2052 | 2152 | 2280 | 2383 | 2476 | 2555 | 2619 | 2670 | 2699 | 2729 | 2759 | 2759 | NPgN | GSP | NG FES - Leading the Way | Number of domestic hybrid heat pumps
NG FES - Leading the Way | Lct_BB006 | Number of | NPgN | HARM_6 | Number of domestic hybrid heat pumps | Hart Moor | HARTMOOR | 0 | 0 | 35 | 94 | 167 | 231 | 291 | 369 | 499 | 715 | 1146 | 1734 | 2399 | 3111 | 4166 | 5516 | 6618 | 7661 | 8721 | 9765 | 11136 | 12217 | 13234 | 14116 | 14828 | 15388 | 15722 | 16062 | 16401 | 16405 | NPgN | GSP | NG FES - Leading the Way | Number of domestic hybrid heat pumps
NG FES - Leading the Way | Lct_BB006 | Number of | NPgN | HAWP_6 | Number of domestic hybrid heat pumps | Hawthorn Pit | HAWTHORN PIT GRID | 0 | 0 | 34 | 90 | 160 | 224 | 283 | 363 | 495 | 715 | 1217 | 1901 | 2680 | 3509 | 4740 | 6318 | 7609 | 8831 | 10075 | 11301 | 12915 | 14195 | 15395 | 16435 | 17275 | 17935 | 18330 | 18730 | 19131 | 19135 | NPgN | GSP | NG FES - Leading the Way | Number of domestic hybrid heat pumps
NG FES - Leading the Way | Lct_BB006 | Number of | NPgN | KNARE_111 | Number of domestic hybrid heat pumps | Knaresborough | KNARESBOROUGH | 0 | 0 | 31 | 82 | 146 | 218 | 303 | 436 | 654 | 1020 | 1564 | 2306 | 3099 | 3934 | 5158 | 6710 | 7971 | 9161 | 10318 | 11446 | 12926 | 14095 | 15192 | 16143 | 16911 | 17514 | 17875 | 18240 | 18606 | 18609 | NPgN | GSP | NG FES - Leading the Way | Number of domestic hybrid heat pumps
NG FES - Leading the Way | Lct_BB006 | Number of | NPgN | LACK_6 | Number of domestic hybrid heat pumps | Lackenby | LACKENBY | 0 | 0 | 47 | 126 | 224 | 317 | 408 | 537 | 747 | 1099 | 1808 | 2774 | 3854 | 4980 | 6647 | 8785 | 10534 | 12191 | 13866 | 15514 | 17686 | 19421 | 21036 | 22436 | 23567 | 24456 | 24987 | 25525 | 26065 | 26070 | NPgN | GSP | NG FES - Leading the Way | Number of domestic hybrid heat pumps
NG FES - Leading the Way | Lct_BB006 | Number of | NPgN | NORT_1 | Number of domestic hybrid heat pumps | Norton | NORTON | 0 | 0 | 141 | 378 | 672 | 965 | 1272 | 1725 | 2467 | 3709 | 5551 | 8060 | 10776 | 13623 | 17805 | 23125 | 27454 | 31544 | 35576 | 39514 | 44680 | 48758 | 52589 | 55906 | 58585 | 60690 | 61948 | 63223 | 64500 | 64512 | NPgN | GSP | NG FES - Leading the Way | Number of domestic hybrid heat pumps
NG FES - Leading the Way | Lct_BB006 | Number of | NPgN | OFFE_3 | Number of domestic hybrid heat pumps | Offerton | OFFERTON | 0 | 0 | 14 | 38 | 68 | 93 | 116 | 145 | 192 | 271 | 541 | 910 | 1352 | 1867 | 2636 | 3616 | 4414 | 5165 | 5933 | 6690 | 7683 | 8442 | 9175 | 9812 | 10326 | 10730 | 10972 | 11217 | 11462 | 11465 | NPgN | GSP | NG FES - Leading the Way | Number of domestic hybrid heat pumps
NG FES - Leading the Way | Lct_BB006 | Number of | NPgN | OSBA_1 | Number of domestic hybrid heat pumps | Osbaldwick | OSBALDWICK | 0 | 0 | 58 | 156 | 277 | 409 | 558 | 789 | 1166 | 1798 | 2941 | 4496 | 6195 | 7995 | 10644 | 14013 | 16756 | 19347 | 21902 | 24404 | 27693 | 30277 | 32707 | 34820 | 36526 | 37868 | 38669 | 39481 | 40295 | 40302 | NPgN | GSP | NG FES - Leading the Way | Number of domestic hybrid heat pumps
NG FES - Leading the Way | Lct_BB006 | Number of | NPgN | POPP_3 | Number of domestic hybrid heat pumps | Poppleton | POPPLETON | 0 | 0 | 15 | 39 | 70 | 97 | 122 | 156 | 211 | 303 | 477 | 713 | 980 | 1276 | 1714 | 2270 | 2722 | 3148 | 3579 | 4002 | 4555 | 4984 | 5394 | 5749 | 6035 | 6260 | 6395 | 6531 | 6668 | 6670 | NPgN | GSP | NG FES - Leading the Way | Number of domestic hybrid heat pumps
NG FES - Leading the Way | Lct_BB006 | Number of | NPgN | SALH_1 | Number of domestic hybrid heat pumps | Saltholme | SALTHOLME | 0 | 0 | 1 | 2 | 4 | 5 | 6 | 8 | 10 | 14 | 20 | 28 | 38 | 47 | 61 | 78 | 92 | 106 | 120 | 134 | 152 | 166 | 180 | 191 | 201 | 208 | 212 | 217 | 221 | 221 | NPgN | GSP | NG FES - Leading the Way | Number of domestic hybrid heat pumps
NG FES - Leading the Way | Lct_BB006 | Number of | NPgN | SSHI_3 | Number of domestic hybrid heat pumps | South Shields | SOUTH SHIELDS | 0 | 0 | 16 | 44 | 78 | 108 | 134 | 168 | 224 | 317 | 583 | 946 | 1374 | 1846 | 2551 | 3454 | 4192 | 4890 | 5605 | 6312 | 7240 | 7961 | 8648 | 9244 | 9726 | 10105 | 10331 | 10560 | 10790 | 10793 | NPgN | GSP | NG FES - Leading the Way | Number of domestic hybrid heat pumps
NG FES - Leading the Way | Lct_BB006 | Number of | NPgN | KIELD01 and SPAD20 | Number of domestic hybrid heat pumps | 0 | SPADEADAM | 0 | 0 | 1 | 2 | 3 | 10 | 21 | 43 | 79 | 140 | 181 | 238 | 288 | 333 | 395 | 470 | 530 | 586 | 627 | 664 | 711 | 750 | 785 | 815 | 839 | 857 | 869 | 880 | 891 | 891 | NPgN | GSP | NG FES - Leading the Way | Number of domestic hybrid heat pumps
NG FES - Leading the Way | Lct_BB006 | Number of | NPgN | SPEN_1 | Number of domestic hybrid heat pumps | Spennymoor | SPENNYMOOR | 0 | 0 | 54 | 144 | 256 | 375 | 504 | 699 | 1019 | 1555 | 2602 | 4027 | 5579 | 7190 | 9562 | 12590 | 15061 | 17400 | 19737 | 22033 | 25057 | 27476 | 29720 | 31669 | 33242 | 34480 | 35219 | 35968 | 36719 | 36726 | NPgN | GSP | NG FES - Leading the Way | Number of domestic hybrid heat pumps
NG FES - Leading the Way | Lct_BB006 | Number of | NPgN | STEN_1 | Number of domestic hybrid heat pumps | Stella North | STELLA NORTH | 0 | 0 | 47 | 127 | 226 | 314 | 394 | 499 | 670 | 957 | 1693 | 2695 | 3858 | 5122 | 7004 | 9417 | 11389 | 13255 | 15165 | 17049 | 19528 | 21480 | 23321 | 24917 | 26205 | 27218 | 27824 | 28438 | 29053 | 29060 | NPgN | GSP | NG FES - Leading the Way | Number of domestic hybrid heat pumps
NG FES - Leading the Way | Lct_BB006 | Number of | NPgN | STES_1 | Number of domestic hybrid heat pumps | Stella South | STELLA SOUTH | 0 | 0 | 43 | 115 | 204 | 291 | 380 | 507 | 716 | 1066 | 1784 | 2760 | 3845 | 4990 | 6682 | 8842 | 10605 | 12273 | 13951 | 15600 | 17770 | 19480 | 21085 | 22480 | 23606 | 24492 | 25021 | 25557 | 26095 | 26100 | NPgN | GSP | NG FES - Leading the Way | Number of domestic hybrid heat pumps
NG FES - Leading the Way | Lct_BB006 | Number of | NPgN | TYNE_1 | Number of domestic hybrid heat pumps | Tynemouth 1 | TYNEMOUTH | 0 | 0 | 57 | 152 | 271 | 374 | 465 | 582 | 773 | 1095 | 1754 | 2651 | 3681 | 4801 | 6465 | 8593 | 10328 | 11969 | 13646 | 15297 | 17464 | 19161 | 20769 | 22161 | 23285 | 24168 | 24697 | 25232 | 25769 | 25775 | NPgN | GSP | NG FES - Leading the Way | Number of domestic hybrid heat pumps
NG FES - Leading the Way | Lct_BB006 | Number of | NPgN | WBOL_6 | Number of domestic hybrid heat pumps | West Boldon | WEST BOLDON | 0 | 0 | 72 | 192 | 343 | 473 | 588 | 736 | 980 | 1387 | 2391 | 3759 | 5357 | 7089 | 9670 | 12984 | 15694 | 18262 | 20895 | 23493 | 26913 | 29610 | 32153 | 34354 | 36132 | 37530 | 38366 | 39213 | 40062 | 40071 | NPgN | GSP | NG FES - Leading the Way | Number of domestic hybrid heat pumps
NG FES - Leading the Way | Lct_BB006 | Number of | NPgN | BRAW_1 | Number of domestic hybrid heat pumps | Bradford West | BRADFORD WEST | 0 | 0 | 105 | 283 | 503 | 698 | 904 | 1192 | 1653 | 2426 | 4065 | 6335 | 8919 | 11782 | 16008 | 21141 | 25483 | 29580 | 33656 | 37723 | 42878 | 47087 | 50971 | 54387 | 57146 | 59298 | 60594 | 61908 | 63224 | 63237 | NPgY | GSP | NG FES - Leading the Way | Number of domestic hybrid heat pumps
NG FES - Leading the Way | Lct_BB006 | Number of | NPgN | CAMB_01 | Number of domestic hybrid heat pumps | Camblesforth | CAMBLESFORTH | 0 | 0 | 6 | 16 | 29 | 50 | 79 | 133 | 229 | 390 | 556 | 786 | 1015 | 1246 | 1586 | 1981 | 2313 | 2627 | 2939 | 3205 | 3529 | 3794 | 4042 | 4258 | 4432 | 4567 | 4649 | 4732 | 4814 | 4815 | NPgY | GSP | NG FES - Leading the Way | Number of domestic hybrid heat pumps
NG FES - Leading the Way | Lct_BB006 | Number of | NPgN | CREB_1 | Number of domestic hybrid heat pumps | Creyke Beck | CREYKE BECK | 0 | 0 | 123 | 329 | 585 | 849 | 1152 | 1628 | 2427 | 3767 | 5693 | 8363 | 11219 | 14133 | 18434 | 23605 | 27989 | 32139 | 36280 | 40231 | 45194 | 49251 | 53100 | 56410 | 59081 | 61164 | 62418 | 63689 | 64962 | 64974 | NPgY | GSP | NG FES - Leading the Way | Number of domestic hybrid heat pumps
NG FES - Leading the Way | Lct_BB006 | Number of | NPgN | DRAX_YEDL | Number of domestic hybrid heat pumps | Drax | DRAX | 0 | 0 | 9 | 25 | 44 | 78 | 127 | 219 | 383 | 658 | 916 | 1273 | 1616 | 1940 | 2420 | 2970 | 3433 | 3871 | 4308 | 4665 | 5096 | 5448 | 5787 | 6074 | 6306 | 6487 | 6596 | 6706 | 6816 | 6817 | NPgY | GSP | NG FES - Leading the Way | Number of domestic hybrid heat pumps
NG FES - Leading the Way | Lct_BB006 | Number of | NPgN | ELLA_1 | Number of domestic hybrid heat pumps | Elland | ELLAND | 0 | 0 | 91 | 245 | 436 | 599 | 767 | 995 | 1355 | 1959 | 3214 | 4952 | 6934 | 9124 | 12356 | 16287 | 19614 | 22753 | 25878 | 29010 | 32981 | 36223 | 39223 | 41857 | 43983 | 45641 | 46640 | 47652 | 48666 | 48676 | NPgY | GSP | NG FES - Leading the Way | Number of domestic hybrid heat pumps
NG FES - Leading the Way | Lct_BB006 | Number of | NPgN | FERRA2 | Number of domestic hybrid heat pumps | Ferrybridge A | FERRYBRIDGE A | 0 | 0 | 22 | 58 | 104 | 151 | 205 | 288 | 429 | 664 | 1098 | 1698 | 2348 | 3001 | 3965 | 5135 | 6130 | 7075 | 8020 | 8937 | 10101 | 11054 | 11968 | 12746 | 13376 | 13867 | 14163 | 14463 | 14763 | 14766 | NPgY | GSP | NG FES - Leading the Way | Number of domestic hybrid heat pumps
NG FES - Leading the Way | Lct_BB006 | Number of | NPgN | FERRB9 | Number of domestic hybrid heat pumps | Ferrybridge B (_M) | FERRYBRIDGE B | 0 | 0 | 65 | 174 | 309 | 441 | 587 | 808 | 1176 | 1792 | 2764 | 4110 | 5578 | 7094 | 9332 | 12040 | 14339 | 16515 | 18686 | 20787 | 23435 | 25601 | 27651 | 29418 | 30844 | 31956 | 32625 | 33304 | 33984 | 33990 | NPgY | GSP | NG FES - Leading the Way | Number of domestic hybrid heat pumps
NG FES - Leading the Way | Lct_BB006 | Number of | NPgN | GRIW_1 | Number of domestic hybrid heat pumps | Grimsby West | GRIMSBY WEST | 0 | 0 | 38 | 103 | 183 | 259 | 343 | 469 | 675 | 1021 | 1605 | 2414 | 3304 | 4245 | 5635 | 7315 | 8738 | 10083 | 11424 | 12731 | 14379 | 15727 | 16992 | 18090 | 18977 | 19668 | 20084 | 20506 | 20929 | 20933 | NPgY | GSP | NG FES - Leading the Way | Number of domestic hybrid heat pumps
NG FES - Leading the Way | Lct_BB006 | Number of | NPgN | JORD_3 | Number of domestic hybrid heat pumps | Jordanthorpe | JORDANTHORPE | 0 | 0 | 12 | 33 | 58 | 82 | 109 | 149 | 214 | 324 | 511 | 770 | 1057 | 1366 | 1823 | 2375 | 2842 | 3284 | 3724 | 4153 | 4694 | 5137 | 5553 | 5915 | 6207 | 6434 | 6571 | 6710 | 6849 | 6850 | NPgY | GSP | NG FES - Leading the Way | Number of domestic hybrid heat pumps
NG FES - Leading the Way | Lct_BB006 | Number of | NPgN | KEAD_YEDL | Number of domestic hybrid heat pumps | Keadby | KEADBY | 0 | 0 | 41 | 110 | 196 | 347 | 553 | 939 | 1628 | 2782 | 3980 | 5639 | 7271 | 8836 | 11145 | 13834 | 16103 | 18251 | 20395 | 22219 | 24449 | 26273 | 28026 | 29514 | 30718 | 31655 | 32219 | 32791 | 33363 | 33367 | NPgY | GSP | NG FES - Leading the Way | Number of domestic hybrid heat pumps
NG FES - Leading the Way | Lct_BB006 | Number of | NPgN | KIRKB1 | Number of domestic hybrid heat pumps | Kirkstall B | KIRKSTALL B | 0 | 0 | 71 | 192 | 341 | 457 | 569 | 707 | 915 | 1264 | 1949 | 2898 | 3987 | 5165 | 6904 | 9035 | 10844 | 12554 | 14258 | 15992 | 18196 | 19996 | 21684 | 23153 | 24336 | 25258 | 25814 | 26377 | 26941 | 26947 | NPgY | GSP | NG FES - Leading the Way | Number of domestic hybrid heat pumps
NG FES - Leading the Way | Lct_BB006 | Number of | NPgN | NEEP_3 | Number of domestic hybrid heat pumps | Neepsend | NEEPSEND | 0 | 0 | 20 | 52 | 93 | 127 | 161 | 205 | 274 | 390 | 710 | 1153 | 1676 | 2272 | 3151 | 4227 | 5138 | 5996 | 6851 | 7715 | 8814 | 9711 | 10535 | 11263 | 11851 | 12310 | 12587 | 12867 | 13147 | 13150 | NPgY | GSP | NG FES - Leading the Way | Number of domestic hybrid heat pumps
NG FES - Leading the Way | Lct_BB006 | Number of | NPgN | NORL_3 | Number of domestic hybrid heat pumps | Norton Lees | NORTON LEES | 0 | 0 | 16 | 44 | 79 | 106 | 133 | 165 | 215 | 298 | 544 | 884 | 1292 | 1771 | 2479 | 3344 | 4075 | 4763 | 5447 | 6142 | 7026 | 7748 | 8407 | 8993 | 9466 | 9835 | 10057 | 10282 | 10508 | 10510 | NPgY | GSP | NG FES - Leading the Way | Number of domestic hybrid heat pumps
NG FES - Leading the Way | Lct_BB006 | Number of | NPgN | PITS_BB_B | Number of domestic hybrid heat pumps | Pitsmoor | PITSMOOR 3/4 | 0 | 0 | 7 | 20 | 35 | 47 | 59 | 74 | 95 | 132 | 265 | 450 | 674 | 922 | 1287 | 1742 | 2130 | 2498 | 2866 | 3242 | 3724 | 4119 | 4491 | 4814 | 5075 | 5278 | 5400 | 5524 | 5648 | 5650 | NPgY | GSP | NG FES - Leading the Way | Number of domestic hybrid heat pumps
NG FES - Leading the Way | Lct_BB006 | Number of | NPgN | SALT_1 | Number of domestic hybrid heat pumps | Saltend North | SALTEND NORTH | 0 | 0 | 14 | 37 | 66 | 95 | 129 | 181 | 269 | 416 | 665 | 1010 | 1386 | 1772 | 2342 | 3032 | 3619 | 4175 | 4730 | 5269 | 5950 | 6507 | 7037 | 7492 | 7859 | 8146 | 8319 | 8493 | 8669 | 8670 | NPgY | GSP | NG FES - Leading the Way | Number of domestic hybrid heat pumps
NG FES - Leading the Way | Lct_BB006 | Number of | NPgN | SHEC_3 | Number of domestic hybrid heat pumps | Sheffield City | SHEFFIELD CITY | 0 | 0 | 12 | 31 | 55 | 74 | 92 | 115 | 149 | 207 | 362 | 577 | 832 | 1117 | 1536 | 2052 | 2491 | 2905 | 3318 | 3738 | 4274 | 4712 | 5118 | 5475 | 5762 | 5986 | 6121 | 6258 | 6395 | 6397 | NPgY | GSP | NG FES - Leading the Way | Number of domestic hybrid heat pumps
NG FES - Leading the Way | Lct_BB006 | Number of | NPgN | SKLGB1 | Number of domestic hybrid heat pumps | Skelton Grange | SKELTON GRANGE | 0 | 0 | 164 | 440 | 784 | 1049 | 1308 | 1626 | 2105 | 2909 | 4641 | 7041 | 9823 | 12919 | 17489 | 23076 | 27809 | 32276 | 36722 | 41243 | 46984 | 51670 | 56011 | 59824 | 62898 | 65295 | 66739 | 68202 | 69668 | 69684 | NPgY | GSP | NG FES - Leading the Way | Number of domestic hybrid heat pumps
NG FES - Leading the Way | Lct_BB006 | Number of | NPgN | TEMP_3 | Number of domestic hybrid heat pumps | Templeborough | TEMPLEBOROUGH 275/33KV | 0 | 0 | 1 | 3 | 6 | 8 | 10 | 12 | 16 | 22 | 36 | 56 | 80 | 105 | 142 | 188 | 227 | 264 | 301 | 339 | 387 | 427 | 465 | 497 | 523 | 544 | 556 | 569 | 581 | 581 | NPgY | GSP | NG FES - Leading the Way | Number of domestic hybrid heat pumps
NG FES - Leading the Way | Lct_BB006 | Number of | NPgN | THUR_6 | Number of domestic hybrid heat pumps | Thurcroft | THURCROFT | 0 | 0 | 61 | 163 | 289 | 402 | 523 | 695 | 973 | 1438 | 2243 | 3358 | 4575 | 5799 | 7606 | 9805 | 11677 | 13453 | 15228 | 16980 | 19202 | 21019 | 22758 | 24240 | 25439 | 26374 | 26937 | 27507 | 28079 | 28085 | NPgY | GSP | NG FES - Leading the Way | Number of domestic hybrid heat pumps
NG FES - Leading the Way | Lct_BB006 | Number of | NPgN | WMEL_THOM | Number of domestic hybrid heat pumps | Thorpe Marsh | WEST MELTON / THORPE MARSH | 0 | 0 | 81 | 218 | 388 | 539 | 700 | 928 | 1295 | 1910 | 3172 | 4919 | 6867 | 8891 | 11878 | 15525 | 18627 | 21566 | 24502 | 27421 | 31132 | 34168 | 37052 | 39530 | 41532 | 43094 | 44035 | 44988 | 45944 | 45953 | NPgY | GSP | NG FES - Leading the Way | Number of domestic hybrid heat pumps
NG FES - Leading the Way | Lct_BB006 | Number of | NPgN | WMEL_BB3 | Number of domestic hybrid heat pumps | West Melton | WEST MELTON SECTION 3 | 0 | 0 | 79 | 211 | 375 | 523 | 680 | 903 | 1264 | 1869 | 3135 | 4889 | 6860 | 8928 | 11980 | 15711 | 18883 | 21889 | 24890 | 27878 | 31677 | 34786 | 37725 | 40259 | 42307 | 43905 | 44867 | 45842 | 46819 | 46828 | NPgY | GSP | NG FES - Leading the Way | Number of domestic hybrid heat pumps
NG FES - Leading the Way | Lct_BB006 | Number of | NPgN | WIBA_3 | Number of domestic hybrid heat pumps | Wincobank | WINCOBANK | 0 | 0 | 5 | 14 | 26 | 34 | 43 | 53 | 69 | 95 | 148 | 221 | 305 | 394 | 526 | 688 | 826 | 956 | 1087 | 1220 | 1390 | 1528 | 1660 | 1773 | 1864 | 1936 | 1979 | 2022 | 2066 | 2066 | NPgY | GSP | NG FES - Leading the Way | Number of domestic hybrid heat pumps
NPg Planning Scenario | Lct_BB006 | Number of | NPgN | BLYTB1 | Number of domestic hybrid heat pumps | Blyth 66kV | BLYTH 66kV | 45 | 219 | 420 | 547 | 620 | 766 | 993 | 1243 | 1323 | 1634 | 1885 | 2460 | 3147 | 3965 | 4999 | 6065 | 6925 | 7894 | 9089 | 10867 | 12903 | 14424 | 15378 | 16259 | 16790 | 17052 | 17310 | 17565 | 17824 | 17844 | NPgN | GSP | NPg Planning Scenario | Number of domestic hybrid heat pumps
NPg Planning Scenario | Lct_BB006 | Number of | NPgN | BLYTH132 | Number of domestic hybrid heat pumps | Blyth 132kV | BLYTH 132kV | 5 | 25 | 48 | 367 | 649 | 944 | 1223 | 1531 | 1630 | 2013 | 2322 | 3029 | 1536 | 1934 | 1980 | 2402 | 2743 | 2767 | 3023 | 3479 | 4063 | 4521 | 4820 | 5083 | 5249 | 5331 | 5412 | 5512 | 5593 | 5599 | NPgN | GSP | NPg Planning Scenario | Number of domestic hybrid heat pumps
NPg Planning Scenario | Lct_BB006 | Number of | NPgN | FOUR_1 | Number of domestic hybrid heat pumps | Fourstones | FOURSTONES | 1 | 6 | 11 | 151 | 272 | 397 | 514 | 644 | 686 | 847 | 977 | 1275 | 524 | 660 | 630 | 764 | 872 | 842 | 895 | 1008 | 1163 | 1284 | 1369 | 1437 | 1484 | 1507 | 1530 | 1553 | 1576 | 1578 | NPgN | GSP | NPg Planning Scenario | Number of domestic hybrid heat pumps
NPg Planning Scenario | Lct_BB006 | Number of | NPgN | HARM_6 | Number of domestic hybrid heat pumps | Hart Moor | HARTMOOR | 24 | 117 | 225 | 287 | 320 | 392 | 508 | 636 | 677 | 836 | 965 | 1259 | 1606 | 2023 | 2587 | 3139 | 3584 | 4162 | 4804 | 5739 | 6810 | 7607 | 8110 | 8570 | 8850 | 8988 | 9124 | 9252 | 9389 | 9399 | NPgN | GSP | NPg Planning Scenario | Number of domestic hybrid heat pumps
NPg Planning Scenario | Lct_BB006 | Number of | NPgN | HAWP_6 | Number of domestic hybrid heat pumps | Hawthorn Pit | HAWTHORN PIT GRID | 23 | 113 | 217 | 284 | 323 | 399 | 517 | 648 | 689 | 851 | 982 | 1281 | 1869 | 2354 | 3029 | 3675 | 4196 | 4848 | 5603 | 6709 | 7975 | 8921 | 9511 | 10061 | 10390 | 10551 | 10711 | 10887 | 11047 | 11060 | NPgN | GSP | NPg Planning Scenario | Number of domestic hybrid heat pumps
NPg Planning Scenario | Lct_BB006 | Number of | NPgN | KNARE_111 | Number of domestic hybrid heat pumps | Knaresborough | KNARESBOROUGH | 21 | 103 | 197 | 368 | 498 | 663 | 859 | 1076 | 1145 | 1414 | 1631 | 2128 | 2026 | 2553 | 3086 | 3743 | 4274 | 4884 | 5573 | 6595 | 7789 | 8684 | 9258 | 9771 | 10090 | 10247 | 10402 | 10560 | 10715 | 10727 | NPgN | GSP | NPg Planning Scenario | Number of domestic hybrid heat pumps
NPg Planning Scenario | Lct_BB006 | Number of | NPgN | LACK_6 | Number of domestic hybrid heat pumps | Lackenby | LACKENBY | 33 | 158 | 303 | 427 | 507 | 639 | 828 | 1037 | 1103 | 1363 | 1572 | 2051 | 2639 | 3325 | 4199 | 5094 | 5817 | 6587 | 7590 | 9086 | 10803 | 12092 | 12891 | 13644 | 14090 | 14309 | 14526 | 14768 | 14986 | 15003 | NPgN | GSP | NPg Planning Scenario | Number of domestic hybrid heat pumps
NPg Planning Scenario | Lct_BB006 | Number of | NPgN | NORT_1 | Number of domestic hybrid heat pumps | Norton | NORTON | 97 | 474 | 908 | 1398 | 1745 | 2254 | 2920 | 3657 | 3892 | 4806 | 5544 | 7234 | 6856 | 8637 | 10559 | 12809 | 14625 | 16651 | 19044 | 22612 | 26748 | 29839 | 31813 | 33586 | 34684 | 35224 | 35756 | 36231 | 36765 | 36806 | NPgN | GSP | NPg Planning Scenario | Number of domestic hybrid heat pumps
NPg Planning Scenario | Lct_BB006 | Number of | NPgN | OFFE_3 | Number of domestic hybrid heat pumps | Offerton | OFFERTON | 10 | 48 | 92 | 111 | 119 | 143 | 185 | 232 | 247 | 305 | 352 | 459 | 1007 | 1268 | 1720 | 2086 | 2382 | 3012 | 3504 | 4167 | 4925 | 5485 | 5847 | 6162 | 6363 | 6462 | 6560 | 6658 | 6757 | 6764 | NPgN | GSP | NPg Planning Scenario | Number of domestic hybrid heat pumps
NPg Planning Scenario | Lct_BB006 | Number of | NPgN | OSBA_1 | Number of domestic hybrid heat pumps | Osbaldwick | OSBALDWICK | 40 | 195 | 373 | 659 | 869 | 1147 | 1486 | 1861 | 1981 | 2446 | 2821 | 3681 | 4251 | 5356 | 6607 | 8015 | 9151 | 10526 | 12061 | 14322 | 16944 | 18906 | 20157 | 21285 | 21980 | 22323 | 22660 | 23029 | 23368 | 23394 | NPgN | GSP | NPg Planning Scenario | Number of domestic hybrid heat pumps
NPg Planning Scenario | Lct_BB006 | Number of | NPgN | POPP_3 | Number of domestic hybrid heat pumps | Poppleton | POPPLETON | 10 | 49 | 95 | 121 | 136 | 167 | 216 | 271 | 289 | 356 | 411 | 536 | 646 | 813 | 1037 | 1258 | 1436 | 1731 | 1994 | 2366 | 2793 | 3109 | 3315 | 3493 | 3607 | 3663 | 3719 | 3761 | 3817 | 3821 | NPgN | GSP | NPg Planning Scenario | Number of domestic hybrid heat pumps
NPg Planning Scenario | Lct_BB006 | Number of | NPgN | SALH_1 | Number of domestic hybrid heat pumps | Saltholme | SALTHOLME | 1 | 3 | 5 | 6 | 6 | 8 | 10 | 12 | 13 | 16 | 18 | 24 | 22 | 28 | 35 | 43 | 49 | 54 | 62 | 75 | 89 | 99 | 106 | 112 | 116 | 117 | 119 | 120 | 122 | 122 | NPgN | GSP | NPg Planning Scenario | Number of domestic hybrid heat pumps
NPg Planning Scenario | Lct_BB006 | Number of | NPgN | SSHI_3 | Number of domestic hybrid heat pumps | South Shields | SOUTH SHIELDS | 11 | 55 | 106 | 130 | 140 | 169 | 219 | 274 | 292 | 361 | 416 | 543 | 990 | 1247 | 1667 | 2022 | 2309 | 2760 | 3207 | 3839 | 4559 | 5094 | 5431 | 5738 | 5925 | 6018 | 6109 | 6207 | 6298 | 6305 | NPgN | GSP | NPg Planning Scenario | Number of domestic hybrid heat pumps
NPg Planning Scenario | Lct_BB006 | Number of | NPgN | KIELD01 and SPAD20 | Number of domestic hybrid heat pumps | 0 | SPADEADAM | 0 | 2 | 4 | 43 | 75 | 110 | 142 | 178 | 189 | 234 | 269 | 352 | 156 | 196 | 193 | 234 | 267 | 262 | 281 | 320 | 371 | 411 | 438 | 461 | 476 | 483 | 491 | 499 | 506 | 507 | NPgN | GSP | NPg Planning Scenario | Number of domestic hybrid heat pumps
NPg Planning Scenario | Lct_BB006 | Number of | NPgN | SPEN_1 | Number of domestic hybrid heat pumps | Spennymoor | SPENNYMOOR | 37 | 181 | 346 | 580 | 745 | 972 | 1260 | 1577 | 1679 | 2073 | 2392 | 3121 | 3894 | 4906 | 6036 | 7323 | 8361 | 9421 | 10798 | 12871 | 15267 | 17066 | 18195 | 19243 | 19872 | 20181 | 20487 | 20846 | 21154 | 21177 | NPgN | GSP | NPg Planning Scenario | Number of domestic hybrid heat pumps
NPg Planning Scenario | Lct_BB006 | Number of | NPgN | STEN_1 | Number of domestic hybrid heat pumps | Stella North | STELLA NORTH | 33 | 159 | 306 | 388 | 428 | 521 | 675 | 845 | 900 | 1111 | 1282 | 1672 | 2738 | 3449 | 4524 | 5488 | 6266 | 7393 | 8569 | 10256 | 12183 | 13620 | 14521 | 15351 | 15852 | 16099 | 16343 | 16609 | 16854 | 16872 | NPgN | GSP | NPg Planning Scenario | Number of domestic hybrid heat pumps
NPg Planning Scenario | Lct_BB006 | Number of | NPgN | STES_1 | Number of domestic hybrid heat pumps | Stella South | STELLA SOUTH | 30 | 144 | 276 | 409 | 498 | 635 | 823 | 1030 | 1097 | 1354 | 1562 | 2038 | 2669 | 3362 | 4216 | 5114 | 5839 | 6699 | 7702 | 9185 | 10892 | 12167 | 12972 | 13709 | 14157 | 14378 | 14595 | 14830 | 15049 | 15066 | NPgN | GSP | NPg Planning Scenario | Number of domestic hybrid heat pumps
NPg Planning Scenario | Lct_BB006 | Number of | NPgN | TYNE_1 | Number of domestic hybrid heat pumps | Tynemouth 1 | TYNEMOUTH | 39 | 191 | 367 | 447 | 483 | 582 | 754 | 945 | 1006 | 1242 | 1432 | 1869 | 2453 | 3090 | 4006 | 4860 | 5549 | 6551 | 7574 | 9044 | 10724 | 11970 | 12762 | 13476 | 13916 | 14133 | 14347 | 14534 | 14749 | 14765 | NPgN | GSP | NPg Planning Scenario | Number of domestic hybrid heat pumps
NPg Planning Scenario | Lct_BB006 | Number of | NPgN | WBOL_6 | Number of domestic hybrid heat pumps | West Boldon | WEST BOLDON | 50 | 241 | 463 | 567 | 612 | 739 | 957 | 1199 | 1276 | 1575 | 1817 | 2371 | 3738 | 4710 | 6213 | 7538 | 8606 | 10127 | 11751 | 14087 | 16748 | 18732 | 19972 | 21121 | 21811 | 22150 | 22485 | 22844 | 23181 | 23206 | NPgN | GSP | NPg Planning Scenario | Number of domestic hybrid heat pumps
NPg Planning Scenario | Lct_BB006 | Number of | NPgN | BRAW_1 | Number of domestic hybrid heat pumps | Bradford West | BRADFORD WEST | 75 | 362 | 695 | 1065 | 1254 | 1523 | 1890 | 2367 | 2520 | 3111 | 3589 | 4683 | 5357 | 6513 | 10266 | 12454 | 14624 | 16808 | 19310 | 24081 | 28660 | 32007 | 34055 | 35979 | 37155 | 37734 | 38304 | 38894 | 39377 | 39421 | NPgY | GSP | NPg Planning Scenario | Number of domestic hybrid heat pumps
NPg Planning Scenario | Lct_BB006 | Number of | NPgN | CAMB_01 | Number of domestic hybrid heat pumps | Camblesforth | CAMBLESFORTH | 4 | 21 | 40 | 61 | 137 | 252 | 394 | 493 | 525 | 648 | 748 | 975 | 1116 | 1261 | 1041 | 1262 | 1297 | 1491 | 1713 | 1937 | 2243 | 2505 | 2622 | 2770 | 2860 | 2905 | 2949 | 2994 | 3014 | 3017 | NPgY | GSP | NPg Planning Scenario | Number of domestic hybrid heat pumps
NPg Planning Scenario | Lct_BB006 | Number of | NPgN | CREB_1 | Number of domestic hybrid heat pumps | Creyke Beck | CREYKE BECK | 87 | 421 | 807 | 1236 | 1698 | 2393 | 3275 | 4101 | 4366 | 5391 | 6219 | 8114 | 9283 | 10932 | 12069 | 14641 | 16167 | 18580 | 21346 | 24510 | 28853 | 32222 | 34304 | 36243 | 37427 | 38010 | 38585 | 39179 | 39762 | 39806 | NPgY | GSP | NPg Planning Scenario | Number of domestic hybrid heat pumps
NPg Planning Scenario | Lct_BB006 | Number of | NPgN | DRAX_YEDL | Number of domestic hybrid heat pumps | Drax | DRAX | 6 | 31 | 60 | 92 | 225 | 427 | 672 | 842 | 896 | 1106 | 1276 | 1665 | 1905 | 2155 | 1617 | 1961 | 1939 | 2229 | 2560 | 2730 | 3128 | 3493 | 3652 | 3859 | 3985 | 4047 | 4108 | 4171 | 4202 | 4207 | NPgY | GSP | NPg Planning Scenario | Number of domestic hybrid heat pumps
NPg Planning Scenario | Lct_BB006 | Number of | NPgN | ELLA_1 | Number of domestic hybrid heat pumps | Elland | ELLAND | 65 | 314 | 603 | 924 | 1046 | 1223 | 1476 | 1848 | 1967 | 2429 | 2803 | 3656 | 4183 | 5133 | 7861 | 9537 | 11216 | 12891 | 14810 | 18419 | 21930 | 24490 | 26080 | 27554 | 28454 | 28897 | 29335 | 29786 | 30170 | 30204 | NPgY | GSP | NPg Planning Scenario | Number of domestic hybrid heat pumps
NPg Planning Scenario | Lct_BB006 | Number of | NPgN | FERRA2 | Number of domestic hybrid heat pumps | Ferrybridge A | FERRYBRIDGE A | 15 | 75 | 143 | 220 | 302 | 423 | 576 | 721 | 768 | 948 | 1094 | 1427 | 1632 | 1921 | 2715 | 3294 | 3678 | 4227 | 4856 | 5493 | 6488 | 7245 | 7760 | 8198 | 8466 | 8598 | 8728 | 8862 | 9028 | 9038 | NPgY | GSP | NPg Planning Scenario | Number of domestic hybrid heat pumps
NPg Planning Scenario | Lct_BB006 | Number of | NPgN | FERRB9 | Number of domestic hybrid heat pumps | Ferrybridge B (_M) | FERRYBRIDGE B | 46 | 223 | 427 | 654 | 845 | 1131 | 1506 | 1886 | 2008 | 2479 | 2860 | 3732 | 4269 | 5059 | 6086 | 7383 | 8308 | 9549 | 10970 | 12755 | 15076 | 16837 | 17965 | 18980 | 19600 | 19905 | 20206 | 20517 | 20843 | 20867 | NPgY | GSP | NPg Planning Scenario | Number of domestic hybrid heat pumps
NPg Planning Scenario | Lct_BB006 | Number of | NPgN | GRIW_1 | Number of domestic hybrid heat pumps | Grimsby West | GRIMSBY WEST | 27 | 132 | 253 | 387 | 491 | 645 | 846 | 1060 | 1128 | 1393 | 1607 | 2097 | 2399 | 2854 | 3658 | 4437 | 5033 | 5785 | 6646 | 7919 | 9373 | 10467 | 11144 | 11774 | 12159 | 12348 | 12535 | 12728 | 12906 | 12920 | NPgY | GSP | NPg Planning Scenario | Number of domestic hybrid heat pumps
NPg Planning Scenario | Lct_BB006 | Number of | NPgN | JORD_3 | Number of domestic hybrid heat pumps | Jordanthorpe | JORDANTHORPE | 9 | 42 | 80 | 123 | 157 | 205 | 268 | 336 | 357 | 441 | 509 | 664 | 760 | 902 | 1172 | 1422 | 1624 | 1867 | 2145 | 2601 | 3084 | 3444 | 3663 | 3870 | 3996 | 4058 | 4120 | 4183 | 4239 | 4244 | NPgY | GSP | NPg Planning Scenario | Number of domestic hybrid heat pumps
NPg Planning Scenario | Lct_BB006 | Number of | NPgN | KEAD_YEDL | Number of domestic hybrid heat pumps | Keadby | KEADBY | 29 | 142 | 271 | 414 | 967 | 1806 | 2822 | 3534 | 3762 | 4645 | 5359 | 6992 | 7999 | 9063 | 7503 | 9102 | 9237 | 10616 | 12196 | 13161 | 15187 | 16961 | 17836 | 18845 | 19460 | 19763 | 20062 | 20371 | 20582 | 20605 | NPgY | GSP | NPg Planning Scenario | Number of domestic hybrid heat pumps
NPg Planning Scenario | Lct_BB006 | Number of | NPgN | KIRKB1 | Number of domestic hybrid heat pumps | Kirkstall B | KIRKSTALL B | 51 | 246 | 472 | 723 | 743 | 776 | 852 | 1067 | 1136 | 1403 | 1619 | 2112 | 2416 | 3042 | 4291 | 5206 | 6163 | 7083 | 8137 | 9911 | 11822 | 13202 | 14134 | 14933 | 15421 | 15661 | 15898 | 16143 | 16403 | 16421 | NPgY | GSP | NPg Planning Scenario | Number of domestic hybrid heat pumps
NPg Planning Scenario | Lct_BB006 | Number of | NPgN | NEEP_3 | Number of domestic hybrid heat pumps | Neepsend | NEEPSEND | 14 | 67 | 129 | 198 | 217 | 243 | 282 | 353 | 376 | 464 | 535 | 698 | 799 | 989 | 2006 | 2433 | 2957 | 3398 | 3904 | 5013 | 5999 | 6699 | 7138 | 7542 | 7788 | 7909 | 8029 | 8152 | 8257 | 8266 | NPgY | GSP | NPg Planning Scenario | Number of domestic hybrid heat pumps
NPg Planning Scenario | Lct_BB006 | Number of | NPgN | NORL_3 | Number of domestic hybrid heat pumps | Norton Lees | NORTON LEES | 12 | 57 | 109 | 166 | 176 | 185 | 203 | 254 | 270 | 334 | 385 | 502 | 575 | 724 | 1540 | 1869 | 2305 | 2649 | 3044 | 4034 | 4836 | 5401 | 5740 | 6065 | 6263 | 6360 | 6456 | 6556 | 6626 | 6634 | NPgY | GSP | NPg Planning Scenario | Number of domestic hybrid heat pumps
NPg Planning Scenario | Lct_BB006 | Number of | NPgN | PITS_BB_B | Number of domestic hybrid heat pumps | Pitsmoor | PITSMOOR 3/4 | 5 | 25 | 49 | 75 | 78 | 81 | 89 | 111 | 119 | 146 | 169 | 220 | 252 | 318 | 835 | 1013 | 1271 | 1460 | 1678 | 2081 | 2508 | 2800 | 3019 | 3189 | 3294 | 3345 | 3395 | 3448 | 3519 | 3523 | NPgY | GSP | NPg Planning Scenario | Number of domestic hybrid heat pumps
NPg Planning Scenario | Lct_BB006 | Number of | NPgN | SALT_1 | Number of domestic hybrid heat pumps | Saltend North | SALTEND NORTH | 10 | 47 | 91 | 139 | 190 | 265 | 359 | 450 | 479 | 591 | 682 | 889 | 1017 | 1203 | 1560 | 1892 | 2130 | 2448 | 2812 | 3247 | 3839 | 4287 | 4581 | 4840 | 4998 | 5076 | 5153 | 5232 | 5320 | 5326 | NPgY | GSP | NPg Planning Scenario | Number of domestic hybrid heat pumps
NPg Planning Scenario | Lct_BB006 | Number of | NPgN | SHEC_3 | Number of domestic hybrid heat pumps | Sheffield City | SHEFFIELD CITY | 8 | 40 | 76 | 117 | 121 | 128 | 141 | 176 | 187 | 231 | 267 | 348 | 398 | 502 | 973 | 1180 | 1444 | 1659 | 1906 | 2390 | 2865 | 3199 | 3425 | 3619 | 3737 | 3796 | 3853 | 3912 | 3975 | 3979 | NPgY | GSP | NPg Planning Scenario | Number of domestic hybrid heat pumps
NPg Planning Scenario | Lct_BB006 | Number of | NPgN | SKLGB1 | Number of domestic hybrid heat pumps | Skelton Grange | SKELTON GRANGE | 116 | 564 | 1083 | 1659 | 1710 | 1787 | 1965 | 2461 | 2620 | 3235 | 3732 | 4869 | 5570 | 7012 | 10850 | 13162 | 15747 | 18098 | 20792 | 26042 | 31098 | 34729 | 37068 | 39163 | 40443 | 41072 | 41694 | 42336 | 42922 | 42969 | NPgY | GSP | NPg Planning Scenario | Number of domestic hybrid heat pumps
NPg Planning Scenario | Lct_BB006 | Number of | NPgN | TEMP_3 | Number of domestic hybrid heat pumps | Templeborough | TEMPLEBOROUGH 275/33KV | 1 | 4 | 8 | 13 | 13 | 14 | 15 | 19 | 20 | 25 | 28 | 37 | 42 | 53 | 90 | 109 | 132 | 151 | 174 | 212 | 254 | 283 | 305 | 322 | 332 | 338 | 343 | 348 | 355 | 355 | NPgY | GSP | NPg Planning Scenario | Number of domestic hybrid heat pumps
NPg Planning Scenario | Lct_BB006 | Number of | NPgN | THUR_6 | Number of domestic hybrid heat pumps | Thurcroft | THURCROFT | 43 | 209 | 400 | 612 | 727 | 902 | 1138 | 1425 | 1517 | 1873 | 2161 | 2819 | 3225 | 3894 | 5043 | 6117 | 6887 | 7915 | 9094 | 10296 | 12177 | 13598 | 14587 | 15412 | 15915 | 16163 | 16408 | 16660 | 16978 | 16997 | NPgY | GSP | NPg Planning Scenario | Number of domestic hybrid heat pumps
NPg Planning Scenario | Lct_BB006 | Number of | NPgN | WMEL_THOM | Number of domestic hybrid heat pumps | Thorpe Marsh | WEST MELTON / THORPE MARSH | 58 | 280 | 536 | 820 | 974 | 1199 | 1504 | 1883 | 2005 | 2475 | 2856 | 3726 | 4262 | 5147 | 7902 | 9586 | 11026 | 12672 | 14559 | 17022 | 20213 | 22573 | 24192 | 25560 | 26395 | 26806 | 27212 | 27630 | 28130 | 28161 | NPgY | GSP | NPg Planning Scenario | Number of domestic hybrid heat pumps
NPg Planning Scenario | Lct_BB006 | Number of | NPgN | WMEL_BB3 | Number of domestic hybrid heat pumps | West Melton | WEST MELTON SECTION 3 | 56 | 270 | 518 | 793 | 949 | 1174 | 1478 | 1851 | 1971 | 2433 | 2807 | 3663 | 4190 | 5063 | 7931 | 9622 | 11159 | 12825 | 14734 | 17392 | 20681 | 23096 | 24749 | 26148 | 27002 | 27423 | 27838 | 28266 | 28771 | 28803 | NPgY | GSP | NPg Planning Scenario | Number of domestic hybrid heat pumps
NPg Planning Scenario | Lct_BB006 | Number of | NPgN | WIBA_3 | Number of domestic hybrid heat pumps | Wincobank | WINCOBANK | 4 | 19 | 36 | 54 | 56 | 58 | 64 | 80 | 85 | 105 | 121 | 158 | 181 | 228 | 331 | 401 | 477 | 548 | 630 | 749 | 894 | 999 | 1074 | 1135 | 1172 | 1190 | 1209 | 1227 | 1251 | 1253 | NPgY | GSP | NPg Planning Scenario | Number of domestic hybrid heat pumps
NG FES - System Transformation | Lct_BB006 | Number of | NPgN | BLYTB1 | Number of domestic hybrid heat pumps | Blyth 66kV | BLYTH 66kV | 0 | 88 | 175 | 277 | 384 | 489 | 608 | 728 | 856 | 992 | 1145 | 1307 | 1477 | 1681 | 1977 | 4156 | 6255 | 8422 | 10643 | 12907 | 15401 | 17876 | 20351 | 22761 | 25116 | 27773 | 30191 | 32616 | 35054 | 37422 | NPgN | GSP | NG FES - System Transformation | Number of domestic hybrid heat pumps
NG FES - System Transformation | Lct_BB006 | Number of | NPgN | BLYTH132 | Number of domestic hybrid heat pumps | Blyth 132kV | BLYTH 132kV | 0 | 10 | 20 | 32 | 79 | 150 | 253 | 401 | 559 | 727 | 915 | 1114 | 1323 | 1423 | 1568 | 2431 | 3166 | 3887 | 4598 | 5311 | 6091 | 6623 | 7149 | 7673 | 8172 | 8735 | 9248 | 9762 | 10278 | 10780 | NPgN | GSP | NG FES - System Transformation | Number of domestic hybrid heat pumps
NG FES - System Transformation | Lct_BB006 | Number of | NPgN | FOUR_1 | Number of domestic hybrid heat pumps | Fourstones | FOURSTONES | 0 | 2 | 5 | 8 | 26 | 55 | 98 | 161 | 227 | 298 | 377 | 461 | 549 | 583 | 632 | 907 | 1131 | 1344 | 1550 | 1754 | 1975 | 2103 | 2226 | 2348 | 2461 | 2588 | 2704 | 2819 | 2936 | 3048 | NPgN | GSP | NG FES - System Transformation | Number of domestic hybrid heat pumps
NG FES - System Transformation | Lct_BB006 | Number of | NPgN | HARM_6 | Number of domestic hybrid heat pumps | Hart Moor | HARTMOOR | 0 | 47 | 94 | 148 | 205 | 260 | 322 | 383 | 449 | 518 | 597 | 679 | 766 | 870 | 1022 | 2150 | 3256 | 4401 | 5574 | 6769 | 8084 | 9391 | 10697 | 11963 | 13205 | 14606 | 15882 | 17160 | 18446 | 19694 | NPgN | GSP | NG FES - System Transformation | Number of domestic hybrid heat pumps
NG FES - System Transformation | Lct_BB006 | Number of | NPgN | HAWP_6 | Number of domestic hybrid heat pumps | Hawthorn Pit | HAWTHORN PIT GRID | 0 | 45 | 90 | 143 | 198 | 253 | 315 | 377 | 444 | 515 | 595 | 679 | 767 | 888 | 1065 | 2385 | 3674 | 5010 | 6381 | 7780 | 9323 | 10856 | 12392 | 13892 | 15356 | 17009 | 18513 | 20022 | 21538 | 23011 | NPgN | GSP | NG FES - System Transformation | Number of domestic hybrid heat pumps
NG FES - System Transformation | Lct_BB006 | Number of | NPgN | KNARE_111 | Number of domestic hybrid heat pumps | Knaresborough | KNARESBOROUGH | 0 | 41 | 82 | 130 | 193 | 264 | 352 | 456 | 566 | 684 | 817 | 956 | 1104 | 1235 | 1426 | 2771 | 4069 | 5398 | 6746 | 8112 | 9611 | 11026 | 12438 | 13807 | 15147 | 16658 | 18034 | 19413 | 20800 | 22146 | NPgN | GSP | NG FES - System Transformation | Number of domestic hybrid heat pumps
NG FES - System Transformation | Lct_BB006 | Number of | NPgN | LACK_6 | Number of domestic hybrid heat pumps | Lackenby | LACKENBY | 0 | 63 | 126 | 200 | 281 | 363 | 458 | 558 | 665 | 778 | 906 | 1041 | 1182 | 1353 | 1602 | 3433 | 5184 | 6993 | 8850 | 10745 | 12839 | 14899 | 16966 | 18999 | 20970 | 23194 | 25220 | 27250 | 29292 | 31274 | NPgN | GSP | NG FES - System Transformation | Number of domestic hybrid heat pumps
NG FES - System Transformation | Lct_BB006 | Number of | NPgN | NORT_1 | Number of domestic hybrid heat pumps | Norton | NORTON | 0 | 190 | 378 | 598 | 854 | 1122 | 1442 | 1795 | 2172 | 2573 | 3023 | 3498 | 3998 | 4442 | 5088 | 9691 | 14117 | 18658 | 23278 | 27972 | 33124 | 38069 | 42995 | 47773 | 52448 | 57720 | 62519 | 67329 | 72167 | 76864 | NPgN | GSP | NG FES - System Transformation | Number of domestic hybrid heat pumps
NG FES - System Transformation | Lct_BB006 | Number of | NPgN | OFFE_3 | Number of domestic hybrid heat pumps | Offerton | OFFERTON | 0 | 19 | 38 | 60 | 83 | 104 | 128 | 150 | 174 | 199 | 228 | 258 | 290 | 355 | 450 | 1200 | 2000 | 2836 | 3687 | 4551 | 5496 | 6443 | 7391 | 8279 | 9177 | 10189 | 11110 | 12033 | 12961 | 13862 | NPgN | GSP | NG FES - System Transformation | Number of domestic hybrid heat pumps
NG FES - System Transformation | Lct_BB006 | Number of | NPgN | OSBA_1 | Number of domestic hybrid heat pumps | Osbaldwick | OSBALDWICK | 0 | 78 | 156 | 246 | 362 | 488 | 644 | 823 | 1015 | 1219 | 1448 | 1690 | 1944 | 2220 | 2620 | 5500 | 8298 | 11174 | 14100 | 17074 | 20339 | 23471 | 26604 | 29632 | 32609 | 35967 | 39024 | 42088 | 45170 | 48163 | NPgN | GSP | NG FES - System Transformation | Number of domestic hybrid heat pumps
NG FES - System Transformation | Lct_BB006 | Number of | NPgN | POPP_3 | Number of domestic hybrid heat pumps | Poppleton | POPPLETON | 0 | 20 | 39 | 62 | 86 | 109 | 136 | 162 | 190 | 219 | 253 | 288 | 325 | 367 | 428 | 880 | 1340 | 1815 | 2299 | 2789 | 3325 | 3856 | 4384 | 4886 | 5386 | 5950 | 6463 | 6978 | 7495 | 7997 | NPgN | GSP | NG FES - System Transformation | Number of domestic hybrid heat pumps
NG FES - System Transformation | Lct_BB006 | Number of | NPgN | SALH_1 | Number of domestic hybrid heat pumps | Saltholme | SALTHOLME | 0 | 1 | 2 | 3 | 4 | 5 | 7 | 8 | 9 | 10 | 12 | 14 | 15 | 17 | 19 | 34 | 49 | 63 | 79 | 94 | 111 | 129 | 146 | 163 | 179 | 198 | 214 | 231 | 248 | 264 | NPgN | GSP | NG FES - System Transformation | Number of domestic hybrid heat pumps
NG FES - System Transformation | Lct_BB006 | Number of | NPgN | SSHI_3 | Number of domestic hybrid heat pumps | South Shields | SOUTH SHIELDS | 0 | 22 | 44 | 70 | 96 | 121 | 148 | 175 | 203 | 233 | 267 | 302 | 340 | 404 | 497 | 1224 | 1958 | 2722 | 3507 | 4307 | 5187 | 6070 | 6955 | 7800 | 8640 | 9588 | 10450 | 11315 | 12184 | 13029 | NPgN | GSP | NG FES - System Transformation | Number of domestic hybrid heat pumps
NG FES - System Transformation | Lct_BB006 | Number of | NPgN | KIELD01 and SPAD20 | Number of domestic hybrid heat pumps | 0 | SPADEADAM | 0 | 1 | 2 | 3 | 8 | 17 | 29 | 46 | 64 | 84 | 105 | 129 | 153 | 163 | 178 | 262 | 331 | 398 | 464 | 529 | 600 | 646 | 692 | 738 | 780 | 827 | 871 | 914 | 958 | 1000 | NPgN | GSP | NG FES - System Transformation | Number of domestic hybrid heat pumps
NG FES - System Transformation | Lct_BB006 | Number of | NPgN | SPEN_1 | Number of domestic hybrid heat pumps | Spennymoor | SPENNYMOOR | 0 | 72 | 144 | 228 | 332 | 443 | 578 | 730 | 892 | 1065 | 1260 | 1464 | 1680 | 1933 | 2300 | 4931 | 7435 | 10010 | 12639 | 15318 | 18271 | 21140 | 24018 | 26853 | 29596 | 32693 | 35512 | 38338 | 41181 | 43940 | NPgN | GSP | NG FES - System Transformation | Number of domestic hybrid heat pumps
NG FES - System Transformation | Lct_BB006 | Number of | NPgN | STEN_1 | Number of domestic hybrid heat pumps | Stella North | STELLA NORTH | 0 | 64 | 127 | 201 | 278 | 352 | 436 | 517 | 604 | 697 | 801 | 911 | 1027 | 1204 | 1462 | 3434 | 5399 | 7442 | 9538 | 11675 | 14031 | 16385 | 18747 | 21033 | 23280 | 25815 | 28124 | 30437 | 32764 | 35024 | NPgN | GSP | NG FES - System Transformation | Number of domestic hybrid heat pumps
NG FES - System Transformation | Lct_BB006 | Number of | NPgN | STES_1 | Number of domestic hybrid heat pumps | Stella South | STELLA SOUTH | 0 | 58 | 115 | 182 | 258 | 336 | 428 | 528 | 634 | 747 | 874 | 1008 | 1149 | 1322 | 1573 | 3411 | 5191 | 7028 | 8905 | 10816 | 12919 | 14983 | 17049 | 19053 | 21018 | 23234 | 25252 | 27275 | 29309 | 31284 | NPgN | GSP | NG FES - System Transformation | Number of domestic hybrid heat pumps
NG FES - System Transformation | Lct_BB006 | Number of | NPgN | TYNE_1 | Number of domestic hybrid heat pumps | Tynemouth 1 | TYNEMOUTH | 0 | 76 | 152 | 241 | 331 | 417 | 512 | 603 | 700 | 804 | 920 | 1043 | 1172 | 1331 | 1562 | 3308 | 5050 | 6856 | 8703 | 10585 | 12653 | 14722 | 16788 | 18777 | 20738 | 22949 | 24962 | 26980 | 29010 | 30980 | NPgN | GSP | NG FES - System Transformation | Number of domestic hybrid heat pumps
NG FES - System Transformation | Lct_BB006 | Number of | NPgN | WBOL_6 | Number of domestic hybrid heat pumps | West Boldon | WEST BOLDON | 0 | 97 | 192 | 305 | 419 | 527 | 647 | 763 | 887 | 1018 | 1166 | 1321 | 1485 | 1727 | 2080 | 4788 | 7480 | 10282 | 13160 | 16099 | 19339 | 22587 | 25844 | 29004 | 32104 | 35602 | 38787 | 41979 | 45189 | 48307 | NPgN | GSP | NG FES - System Transformation | Number of domestic hybrid heat pumps
NG FES - System Transformation | Lct_BB006 | Number of | NPgN | BRAW_1 | Number of domestic hybrid heat pumps | Bradford West | BRADFORD WEST | 0 | 134 | 266 | 422 | 602 | 785 | 991 | 1207 | 1433 | 1674 | 1951 | 2236 | 2537 | 2860 | 3431 | 7852 | 12276 | 16855 | 21519 | 26253 | 31710 | 36815 | 42001 | 47023 | 51874 | 57705 | 62767 | 67840 | 72943 | 77897 | NPgY | GSP | NG FES - System Transformation | Number of domestic hybrid heat pumps
NG FES - System Transformation | Lct_BB006 | Number of | NPgN | CAMB_01 | Number of domestic hybrid heat pumps | Camblesforth | CAMBLESFORTH | 0 | 8 | 15 | 24 | 34 | 54 | 83 | 124 | 171 | 221 | 279 | 338 | 401 | 468 | 526 | 918 | 1274 | 1632 | 1991 | 2354 | 2771 | 3141 | 3467 | 3783 | 4092 | 4460 | 4780 | 5100 | 5422 | 5735 | NPgY | GSP | NG FES - System Transformation | Number of domestic hybrid heat pumps
NG FES - System Transformation | Lct_BB006 | Number of | NPgN | CREB_1 | Number of domestic hybrid heat pumps | Creyke Beck | CREYKE BECK | 0 | 155 | 309 | 490 | 699 | 947 | 1251 | 1608 | 2000 | 2417 | 2897 | 3391 | 3913 | 4472 | 5144 | 10031 | 14533 | 19143 | 23841 | 28622 | 34150 | 39256 | 44241 | 49083 | 53863 | 59509 | 64410 | 69322 | 74263 | 79060 | NPgY | GSP | NG FES - System Transformation | Number of domestic hybrid heat pumps
NG FES - System Transformation | Lct_BB006 | Number of | NPgN | DRAX_YEDL | Number of domestic hybrid heat pumps | Drax | DRAX | 0 | 12 | 23 | 36 | 52 | 85 | 133 | 202 | 283 | 368 | 467 | 568 | 675 | 790 | 880 | 1466 | 1968 | 2468 | 2968 | 3473 | 4056 | 4567 | 5000 | 5420 | 5839 | 6330 | 6756 | 7183 | 7613 | 8030 | NPgY | GSP | NG FES - System Transformation | Number of domestic hybrid heat pumps
NG FES - System Transformation | Lct_BB006 | Number of | NPgN | ELLA_1 | Number of domestic hybrid heat pumps | Elland | ELLAND | 0 | 116 | 231 | 365 | 522 | 674 | 843 | 1014 | 1191 | 1378 | 1595 | 1817 | 2053 | 2304 | 2742 | 6132 | 9516 | 13020 | 16592 | 20219 | 24401 | 28319 | 32315 | 36184 | 39929 | 44421 | 48321 | 52230 | 56161 | 59978 | NPgY | GSP | NG FES - System Transformation | Number of domestic hybrid heat pumps
NG FES - System Transformation | Lct_BB006 | Number of | NPgN | FERRA2 | Number of domestic hybrid heat pumps | Ferrybridge A | FERRYBRIDGE A | 0 | 28 | 55 | 87 | 124 | 168 | 222 | 285 | 354 | 427 | 512 | 599 | 690 | 789 | 940 | 2052 | 3061 | 4097 | 5160 | 6246 | 7504 | 8679 | 9844 | 10982 | 12113 | 13445 | 14601 | 15759 | 16924 | 18056 | NPgY | GSP | NG FES - System Transformation | Number of domestic hybrid heat pumps
NG FES - System Transformation | Lct_BB006 | Number of | NPgN | FERRB9 | Number of domestic hybrid heat pumps | Ferrybridge B (_M) | FERRYBRIDGE B | 0 | 82 | 163 | 259 | 370 | 493 | 640 | 806 | 986 | 1178 | 1399 | 1626 | 1866 | 2123 | 2462 | 4974 | 7317 | 9726 | 12186 | 14692 | 17591 | 20282 | 22942 | 25526 | 28074 | 31087 | 33704 | 36326 | 38964 | 41525 | NPgY | GSP | NG FES - System Transformation | Number of domestic hybrid heat pumps
NG FES - System Transformation | Lct_BB006 | Number of | NPgN | GRIW_1 | Number of domestic hybrid heat pumps | Grimsby West | GRIMSBY WEST | 0 | 49 | 97 | 153 | 219 | 290 | 375 | 469 | 570 | 678 | 802 | 930 | 1064 | 1209 | 1412 | 2934 | 4389 | 5886 | 7412 | 8964 | 10756 | 12422 | 14079 | 15687 | 17261 | 19134 | 20761 | 22390 | 24030 | 25621 | NPgY | GSP | NG FES - System Transformation | Number of domestic hybrid heat pumps
NG FES - System Transformation | Lct_BB006 | Number of | NPgN | JORD_3 | Number of domestic hybrid heat pumps | Jordanthorpe | JORDANTHORPE | 0 | 15 | 31 | 49 | 69 | 92 | 119 | 149 | 181 | 215 | 254 | 295 | 338 | 383 | 449 | 940 | 1417 | 1910 | 2412 | 2921 | 3510 | 4056 | 4600 | 5128 | 5646 | 6262 | 6797 | 7333 | 7872 | 8395 | NPgY | GSP | NG FES - System Transformation | Number of domestic hybrid heat pumps
NG FES - System Transformation | Lct_BB006 | Number of | NPgN | KEAD_YEDL | Number of domestic hybrid heat pumps | Keadby | KEADBY | 0 | 52 | 104 | 165 | 235 | 376 | 583 | 873 | 1210 | 1569 | 1983 | 2409 | 2859 | 3340 | 3758 | 6550 | 8968 | 11394 | 13837 | 16312 | 19172 | 21716 | 23953 | 26131 | 28299 | 30844 | 33053 | 35267 | 37494 | 39657 | NPgY | GSP | NG FES - System Transformation | Number of domestic hybrid heat pumps
NG FES - System Transformation | Lct_BB006 | Number of | NPgN | KIRKB1 | Number of domestic hybrid heat pumps | Kirkstall B | KIRKSTALL B | 0 | 91 | 180 | 286 | 408 | 517 | 629 | 733 | 835 | 943 | 1068 | 1197 | 1333 | 1478 | 1717 | 3580 | 5401 | 7289 | 9225 | 11197 | 13475 | 15623 | 17840 | 19987 | 22091 | 24590 | 26759 | 28933 | 31119 | 33242 | NPgY | GSP | NG FES - System Transformation | Number of domestic hybrid heat pumps
NG FES - System Transformation | Lct_BB006 | Number of | NPgN | NEEP_3 | Number of domestic hybrid heat pumps | Neepsend | NEEPSEND | 0 | 25 | 49 | 78 | 112 | 143 | 177 | 211 | 244 | 280 | 322 | 364 | 409 | 457 | 569 | 1463 | 2384 | 3342 | 4319 | 5312 | 6456 | 7532 | 8637 | 9708 | 10738 | 11981 | 13060 | 14142 | 15230 | 16286 | NPgY | GSP | NG FES - System Transformation | Number of domestic hybrid heat pumps
NG FES - System Transformation | Lct_BB006 | Number of | NPgN | NORL_3 | Number of domestic hybrid heat pumps | Norton Lees | NORTON LEES | 0 | 21 | 42 | 66 | 94 | 120 | 146 | 171 | 195 | 221 | 251 | 281 | 314 | 348 | 434 | 1131 | 1872 | 2645 | 3431 | 4227 | 5144 | 6006 | 6896 | 7757 | 8582 | 9581 | 10448 | 11317 | 12192 | 13041 | NPgY | GSP | NG FES - System Transformation | Number of domestic hybrid heat pumps
NG FES - System Transformation | Lct_BB006 | Number of | NPgN | PITS_BB_B | Number of domestic hybrid heat pumps | Pitsmoor | PITSMOOR 3/4 | 0 | 9 | 19 | 30 | 42 | 54 | 65 | 76 | 87 | 98 | 111 | 125 | 139 | 154 | 201 | 585 | 967 | 1367 | 1781 | 2204 | 2694 | 3160 | 3644 | 4115 | 4579 | 5129 | 5606 | 6085 | 6567 | 7035 | NPgY | GSP | NG FES - System Transformation | Number of domestic hybrid heat pumps
NG FES - System Transformation | Lct_BB006 | Number of | NPgN | SALT_1 | Number of domestic hybrid heat pumps | Saltend North | SALTEND NORTH | 0 | 17 | 35 | 55 | 79 | 106 | 140 | 179 | 222 | 268 | 321 | 375 | 432 | 493 | 580 | 1224 | 1820 | 2434 | 3061 | 3701 | 4441 | 5131 | 5814 | 6479 | 7137 | 7914 | 8588 | 9263 | 9943 | 10603 | NPgY | GSP | NG FES - System Transformation | Number of domestic hybrid heat pumps
NG FES - System Transformation | Lct_BB006 | Number of | NPgN | SHEC_3 | Number of domestic hybrid heat pumps | Sheffield City | SHEFFIELD CITY | 0 | 15 | 29 | 46 | 66 | 84 | 102 | 119 | 136 | 154 | 174 | 196 | 218 | 242 | 296 | 733 | 1172 | 1629 | 2099 | 2576 | 3128 | 3649 | 4188 | 4711 | 5218 | 5826 | 6353 | 6881 | 7413 | 7929 | NPgY | GSP | NG FES - System Transformation | Number of domestic hybrid heat pumps
NG FES - System Transformation | Lct_BB006 | Number of | NPgN | SKLGB1 | Number of domestic hybrid heat pumps | Skelton Grange | SKELTON GRANGE | 0 | 208 | 414 | 656 | 937 | 1186 | 1446 | 1684 | 1919 | 2169 | 2457 | 2754 | 3067 | 3403 | 4006 | 8767 | 13551 | 18519 | 23596 | 28757 | 34707 | 40307 | 46085 | 51678 | 57099 | 63593 | 69230 | 74880 | 80562 | 86079 | NPgY | GSP | NG FES - System Transformation | Number of domestic hybrid heat pumps
NG FES - System Transformation | Lct_BB006 | Number of | NPgN | TEMP_3 | Number of domestic hybrid heat pumps | Templeborough | TEMPLEBOROUGH 275/33KV | 0 | 2 | 3 | 5 | 7 | 9 | 11 | 13 | 15 | 17 | 19 | 21 | 23 | 26 | 31 | 71 | 110 | 150 | 192 | 234 | 284 | 331 | 379 | 426 | 473 | 529 | 577 | 625 | 673 | 720 | NPgY | GSP | NG FES - System Transformation | Number of domestic hybrid heat pumps
NG FES - System Transformation | Lct_BB006 | Number of | NPgN | THUR_6 | Number of domestic hybrid heat pumps | Thurcroft | THURCROFT | 0 | 77 | 153 | 242 | 346 | 452 | 573 | 702 | 838 | 983 | 1150 | 1322 | 1503 | 1697 | 1978 | 4060 | 5951 | 7897 | 9894 | 11936 | 14301 | 16518 | 18748 | 20916 | 23071 | 25605 | 27803 | 30007 | 32224 | 34376 | NPgY | GSP | NG FES - System Transformation | Number of domestic hybrid heat pumps
NG FES - System Transformation | Lct_BB006 | Number of | NPgN | WMEL_THOM | Number of domestic hybrid heat pumps | Thorpe Marsh | WEST MELTON / THORPE MARSH | 0 | 103 | 205 | 325 | 464 | 606 | 768 | 939 | 1118 | 1310 | 1530 | 1757 | 1997 | 2253 | 2693 | 6026 | 9153 | 12383 | 15696 | 19078 | 22994 | 26672 | 30395 | 34019 | 37598 | 41830 | 45504 | 49186 | 52890 | 56486 | NPgY | GSP | NG FES - System Transformation | Number of domestic hybrid heat pumps
NG FES - System Transformation | Lct_BB006 | Number of | NPgN | WMEL_BB3 | Number of domestic hybrid heat pumps | West Melton | WEST MELTON SECTION 3 | 0 | 99 | 198 | 314 | 448 | 587 | 745 | 912 | 1089 | 1277 | 1494 | 1717 | 1953 | 2205 | 2646 | 6020 | 9215 | 12519 | 15908 | 19368 | 23371 | 27133 | 30946 | 34656 | 38308 | 42636 | 46393 | 50159 | 53946 | 57624 | NPgY | GSP | NG FES - System Transformation | Number of domestic hybrid heat pumps
NG FES - System Transformation | Lct_BB006 | Number of | NPgN | WIBA_3 | Number of domestic hybrid heat pumps | Wincobank | WINCOBANK | 0 | 7 | 14 | 22 | 31 | 39 | 47 | 55 | 63 | 71 | 80 | 90 | 100 | 111 | 129 | 274 | 411 | 554 | 701 | 852 | 1026 | 1191 | 1361 | 1526 | 1690 | 1883 | 2050 | 2218 | 2387 | 2551 | NPgY | GSP | NG FES - System Transformation | Number of domestic hybrid heat pumps
NG FES - Consumer Transformation | Lct_BB003a_NPgSubComponent | Number of | NPgN | BLYTB1 | Number of electric buses | Blyth 66kV | BLYTH 66kV | 2 | 3 | 5 | 8 | 14 | 22 | 29 | 38 | 49 | 63 | 81 | 101 | 125 | 152 | 179 | 204 | 230 | 256 | 280 | 303 | 323 | 336 | 343 | 347 | 359 | 369 | 378 | 384 | 385 | 383 | NPgN | GSP | NG FES - Consumer Transformation | Number of electric buses
NG FES - Consumer Transformation | Lct_BB003a_NPgSubComponent | Number of | NPgN | BLYTH132 | Number of electric buses | Blyth 132kV | BLYTH 132kV | 1 | 1 | 2 | 3 | 5 | 8 | 10 | 14 | 18 | 23 | 29 | 37 | 45 | 55 | 65 | 74 | 83 | 93 | 101 | 110 | 117 | 121 | 124 | 126 | 130 | 134 | 137 | 139 | 139 | 139 | NPgN | GSP | NG FES - Consumer Transformation | Number of electric buses
NG FES - Consumer Transformation | Lct_BB003a_NPgSubComponent | Number of | NPgN | FOUR_1 | Number of electric buses | Fourstones | FOURSTONES | 0 | 0 | 0 | 1 | 1 | 2 | 3 | 4 | 5 | 6 | 7 | 9 | 12 | 14 | 17 | 19 | 21 | 24 | 26 | 28 | 30 | 31 | 32 | 32 | 33 | 34 | 35 | 35 | 35 | 35 | NPgN | GSP | NG FES - Consumer Transformation | Number of electric buses
NG FES - Consumer Transformation | Lct_BB003a_NPgSubComponent | Number of | NPgN | HARM_6 | Number of electric buses | Hart Moor | HARTMOOR | 0 | 0 | 0 | 1 | 1 | 2 | 3 | 4 | 5 | 6 | 8 | 10 | 12 | 15 | 17 | 20 | 22 | 25 | 27 | 29 | 31 | 32 | 33 | 33 | 34 | 35 | 36 | 37 | 37 | 37 | NPgN | GSP | NG FES - Consumer Transformation | Number of electric buses
NG FES - Consumer Transformation | Lct_BB003a_NPgSubComponent | Number of | NPgN | HAWP_6 | Number of electric buses | Hawthorn Pit | HAWTHORN PIT GRID | 0 | 0 | 1 | 1 | 1 | 2 | 3 | 4 | 5 | 7 | 9 | 11 | 14 | 17 | 20 | 23 | 25 | 28 | 31 | 34 | 36 | 37 | 38 | 38 | 40 | 41 | 42 | 42 | 43 | 42 | NPgN | GSP | NG FES - Consumer Transformation | Number of electric buses
NG FES - Consumer Transformation | Lct_BB003a_NPgSubComponent | Number of | NPgN | KNARE_111 | Number of electric buses | Knaresborough | KNARESBOROUGH | 1 | 1 | 2 | 3 | 6 | 9 | 12 | 16 | 20 | 26 | 33 | 41 | 51 | 62 | 74 | 83 | 94 | 105 | 115 | 124 | 132 | 137 | 140 | 142 | 147 | 151 | 155 | 157 | 158 | 157 | NPgN | GSP | NG FES - Consumer Transformation | Number of electric buses
NG FES - Consumer Transformation | Lct_BB003a_NPgSubComponent | Number of | NPgN | LACK_6 | Number of electric buses | Lackenby | LACKENBY | 1 | 1 | 2 | 3 | 5 | 8 | 10 | 13 | 17 | 22 | 28 | 35 | 44 | 53 | 63 | 71 | 81 | 90 | 98 | 106 | 113 | 118 | 120 | 122 | 126 | 129 | 132 | 135 | 135 | 134 | NPgN | GSP | NG FES - Consumer Transformation | Number of electric buses
NG FES - Consumer Transformation | Lct_BB003a_NPgSubComponent | Number of | NPgN | NORT_1 | Number of electric buses | Norton | NORTON | 4 | 8 | 13 | 21 | 34 | 55 | 73 | 96 | 125 | 161 | 204 | 256 | 316 | 384 | 454 | 516 | 582 | 648 | 709 | 768 | 817 | 850 | 868 | 879 | 909 | 935 | 956 | 971 | 974 | 970 | NPgN | GSP | NG FES - Consumer Transformation | Number of electric buses
NG FES - Consumer Transformation | Lct_BB003a_NPgSubComponent | Number of | NPgN | OFFE_3 | Number of electric buses | Offerton | OFFERTON | 1 | 2 | 3 | 5 | 7 | 12 | 16 | 21 | 27 | 35 | 45 | 56 | 69 | 84 | 99 | 113 | 127 | 142 | 155 | 168 | 179 | 186 | 190 | 192 | 199 | 204 | 209 | 212 | 213 | 212 | NPgN | GSP | NG FES - Consumer Transformation | Number of electric buses
NG FES - Consumer Transformation | Lct_BB003a_NPgSubComponent | Number of | NPgN | OSBA_1 | Number of electric buses | Osbaldwick | OSBALDWICK | 3 | 6 | 9 | 15 | 24 | 38 | 51 | 67 | 87 | 111 | 141 | 177 | 219 | 266 | 315 | 357 | 403 | 449 | 491 | 532 | 566 | 588 | 601 | 608 | 629 | 647 | 662 | 673 | 674 | 672 | NPgN | GSP | NG FES - Consumer Transformation | Number of electric buses
NG FES - Consumer Transformation | Lct_BB003a_NPgSubComponent | Number of | NPgN | POPP_3 | Number of electric buses | Poppleton | POPPLETON | 0 | 1 | 1 | 2 | 3 | 5 | 6 | 8 | 10 | 13 | 17 | 21 | 26 | 31 | 37 | 42 | 48 | 53 | 58 | 63 | 67 | 69 | 71 | 72 | 74 | 76 | 78 | 79 | 80 | 79 | NPgN | GSP | NG FES - Consumer Transformation | Number of electric buses
NG FES - Consumer Transformation | Lct_BB003a_NPgSubComponent | Number of | NPgN | SALH_1 | Number of electric buses | Saltholme | SALTHOLME | 0 | 0 | 0 | 0 | 0 | 0 | 0 | 0 | 0 | 0 | 0 | 0 | 0 | 0 | 0 | 0 | 0 | 0 | 0 | 0 | 0 | 0 | 0 | 0 | 0 | 0 | 0 | 0 | 0 | 0 | NPgN | GSP | NG FES - Consumer Transformation | Number of electric buses
NG FES - Consumer Transformation | Lct_BB003a_NPgSubComponent | Number of | NPgN | SSHI_3 | Number of electric buses | South Shields | SOUTH SHIELDS | 4 | 7 | 11 | 18 | 30 | 48 | 64 | 84 | 109 | 141 | 179 | 224 | 277 | 336 | 397 | 451 | 509 | 567 | 620 | 672 | 714 | 743 | 759 | 768 | 795 | 818 | 836 | 850 | 852 | 848 | NPgN | GSP | NG FES - Consumer Transformation | Number of electric buses
NG FES - Consumer Transformation | Lct_BB003a_NPgSubComponent | Number of | NPgN | KIELD01 and SPAD20 | Number of electric buses | 0 | SPADEADAM | 0 | 0 | 0 | 0 | 0 | 0 | 0 | 0 | 0 | 0 | 0 | 0 | 0 | 0 | 0 | 0 | 0 | 0 | 0 | 0 | 0 | 0 | 0 | 0 | 0 | 0 | 0 | 0 | 0 | 0 | NPgN | GSP | NG FES - Consumer Transformation | Number of electric buses
NG FES - Consumer Transformation | Lct_BB003a_NPgSubComponent | Number of | NPgN | SPEN_1 | Number of electric buses | Spennymoor | SPENNYMOOR | 1 | 2 | 3 | 5 | 9 | 14 | 18 | 24 | 31 | 40 | 51 | 64 | 79 | 96 | 113 | 129 | 145 | 162 | 177 | 191 | 204 | 212 | 216 | 219 | 227 | 233 | 238 | 242 | 243 | 242 | NPgN | GSP | NG FES - Consumer Transformation | Number of electric buses
NG FES - Consumer Transformation | Lct_BB003a_NPgSubComponent | Number of | NPgN | STEN_1 | Number of electric buses | Stella North | STELLA NORTH | 6 | 11 | 18 | 29 | 47 | 76 | 101 | 133 | 172 | 222 | 281 | 353 | 436 | 529 | 626 | 711 | 803 | 894 | 978 | 1059 | 1126 | 1172 | 1197 | 1211 | 1253 | 1290 | 1319 | 1339 | 1343 | 1338 | NPgN | GSP | NG FES - Consumer Transformation | Number of electric buses
NG FES - Consumer Transformation | Lct_BB003a_NPgSubComponent | Number of | NPgN | STES_1 | Number of electric buses | Stella South | STELLA SOUTH | 2 | 4 | 6 | 10 | 17 | 27 | 36 | 47 | 61 | 78 | 100 | 125 | 154 | 187 | 222 | 252 | 284 | 316 | 346 | 375 | 399 | 415 | 424 | 429 | 444 | 457 | 467 | 474 | 476 | 474 | NPgN | GSP | NG FES - Consumer Transformation | Number of electric buses
NG FES - Consumer Transformation | Lct_BB003a_NPgSubComponent | Number of | NPgN | TYNE_1 | Number of electric buses | Tynemouth 1 | TYNEMOUTH | 1 | 1 | 2 | 4 | 6 | 9 | 12 | 16 | 21 | 27 | 34 | 43 | 53 | 64 | 76 | 86 | 98 | 109 | 119 | 129 | 137 | 142 | 146 | 147 | 152 | 157 | 160 | 163 | 163 | 163 | NPgN | GSP | NG FES - Consumer Transformation | Number of electric buses
NG FES - Consumer Transformation | Lct_BB003a_NPgSubComponent | Number of | NPgN | WBOL_6 | Number of electric buses | West Boldon | WEST BOLDON | 5 | 10 | 17 | 27 | 44 | 71 | 94 | 123 | 160 | 206 | 262 | 328 | 406 | 492 | 583 | 662 | 747 | 831 | 909 | 985 | 1048 | 1090 | 1114 | 1127 | 1166 | 1200 | 1227 | 1246 | 1249 | 1244 | NPgN | GSP | NG FES - Consumer Transformation | Number of electric buses
NG FES - Consumer Transformation | Lct_BB003a_NPgSubComponent | Number of | NPgN | BRAW_1 | Number of electric buses | Bradford West | BRADFORD WEST | 12 | 22 | 32 | 45 | 62 | 87 | 115 | 150 | 195 | 251 | 319 | 400 | 494 | 599 | 710 | 806 | 909 | 1012 | 1107 | 1200 | 1276 | 1327 | 1356 | 1372 | 1420 | 1461 | 1494 | 1517 | 1521 | 1515 | NPgY | GSP | NG FES - Consumer Transformation | Number of electric buses
NG FES - Consumer Transformation | Lct_BB003a_NPgSubComponent | Number of | NPgN | CAMB_01 | Number of electric buses | Camblesforth | CAMBLESFORTH | 0 | 0 | 0 | 0 | 0 | 0 | 0 | 0 | 0 | 0 | 0 | 0 | 0 | 0 | 0 | 0 | 0 | 0 | 0 | 0 | 0 | 0 | 0 | 0 | 0 | 0 | 0 | 0 | 0 | 0 | NPgY | GSP | NG FES - Consumer Transformation | Number of electric buses
NG FES - Consumer Transformation | Lct_BB003a_NPgSubComponent | Number of | NPgN | CREB_1 | Number of electric buses | Creyke Beck | CREYKE BECK | 8 | 15 | 21 | 29 | 41 | 57 | 75 | 99 | 128 | 165 | 209 | 262 | 324 | 393 | 466 | 529 | 597 | 664 | 727 | 787 | 837 | 871 | 890 | 900 | 932 | 958 | 980 | 996 | 998 | 994 | NPgY | GSP | NG FES - Consumer Transformation | Number of electric buses
NG FES - Consumer Transformation | Lct_BB003a_NPgSubComponent | Number of | NPgN | DRAX_YEDL | Number of electric buses | Drax | DRAX | 1 | 1 | 1 | 2 | 3 | 4 | 5 | 7 | 8 | 11 | 14 | 17 | 21 | 26 | 31 | 35 | 39 | 44 | 48 | 52 | 55 | 58 | 59 | 59 | 62 | 63 | 65 | 66 | 66 | 66 | NPgY | GSP | NG FES - Consumer Transformation | Number of electric buses
NG FES - Consumer Transformation | Lct_BB003a_NPgSubComponent | Number of | NPgN | ELLA_1 | Number of electric buses | Elland | ELLAND | 32 | 57 | 82 | 114 | 160 | 223 | 295 | 387 | 502 | 645 | 820 | 1028 | 1270 | 1541 | 1825 | 2072 | 2338 | 2603 | 2848 | 3085 | 3281 | 3413 | 3488 | 3529 | 3651 | 3756 | 3841 | 3902 | 3912 | 3897 | NPgY | GSP | NG FES - Consumer Transformation | Number of electric buses
NG FES - Consumer Transformation | Lct_BB003a_NPgSubComponent | Number of | NPgN | FERRA2 | Number of electric buses | Ferrybridge A | FERRYBRIDGE A | 1 | 1 | 1 | 2 | 3 | 4 | 5 | 6 | 8 | 11 | 13 | 17 | 21 | 25 | 30 | 34 | 38 | 42 | 46 | 50 | 54 | 56 | 57 | 58 | 60 | 61 | 63 | 64 | 64 | 64 | NPgY | GSP | NG FES - Consumer Transformation | Number of electric buses
NG FES - Consumer Transformation | Lct_BB003a_NPgSubComponent | Number of | NPgN | FERRB9 | Number of electric buses | Ferrybridge B (_M) | FERRYBRIDGE B | 3 | 6 | 8 | 11 | 15 | 21 | 28 | 37 | 48 | 62 | 79 | 99 | 123 | 149 | 176 | 200 | 226 | 251 | 275 | 298 | 317 | 330 | 337 | 341 | 353 | 363 | 371 | 377 | 378 | 376 | NPgY | GSP | NG FES - Consumer Transformation | Number of electric buses
NG FES - Consumer Transformation | Lct_BB003a_NPgSubComponent | Number of | NPgN | GRIW_1 | Number of electric buses | Grimsby West | GRIMSBY WEST | 1 | 2 | 3 | 5 | 7 | 10 | 13 | 17 | 21 | 28 | 35 | 44 | 54 | 66 | 78 | 89 | 100 | 111 | 122 | 132 | 140 | 146 | 149 | 151 | 156 | 161 | 164 | 167 | 167 | 167 | NPgY | GSP | NG FES - Consumer Transformation | Number of electric buses
NG FES - Consumer Transformation | Lct_BB003a_NPgSubComponent | Number of | NPgN | JORD_3 | Number of electric buses | Jordanthorpe | JORDANTHORPE | 0 | 0 | 0 | 0 | 0 | 0 | 0 | 0 | 0 | 0 | 0 | 0 | 0 | 0 | 0 | 0 | 0 | 0 | 0 | 0 | 0 | 0 | 0 | 0 | 0 | 0 | 0 | 0 | 0 | 0 | NPgY | GSP | NG FES - Consumer Transformation | Number of electric buses
NG FES - Consumer Transformation | Lct_BB003a_NPgSubComponent | Number of | NPgN | KEAD_YEDL | Number of electric buses | Keadby | KEADBY | 3 | 5 | 7 | 9 | 13 | 18 | 24 | 31 | 40 | 52 | 66 | 83 | 102 | 124 | 147 | 167 | 188 | 210 | 229 | 248 | 264 | 275 | 281 | 284 | 294 | 302 | 309 | 314 | 315 | 314 | NPgY | GSP | NG FES - Consumer Transformation | Number of electric buses
NG FES - Consumer Transformation | Lct_BB003a_NPgSubComponent | Number of | NPgN | KIRKB1 | Number of electric buses | Kirkstall B | KIRKSTALL B | 11 | 19 | 27 | 38 | 53 | 74 | 98 | 128 | 167 | 215 | 273 | 342 | 422 | 512 | 607 | 689 | 777 | 865 | 947 | 1026 | 1091 | 1135 | 1159 | 1173 | 1214 | 1249 | 1277 | 1297 | 1301 | 1295 | NPgY | GSP | NG FES - Consumer Transformation | Number of electric buses
NG FES - Consumer Transformation | Lct_BB003a_NPgSubComponent | Number of | NPgN | NEEP_3 | Number of electric buses | Neepsend | NEEPSEND | 0 | 0 | 1 | 1 | 1 | 2 | 2 | 3 | 3 | 4 | 6 | 7 | 9 | 11 | 13 | 14 | 16 | 18 | 20 | 21 | 23 | 24 | 24 | 25 | 25 | 26 | 27 | 27 | 27 | 27 | NPgY | GSP | NG FES - Consumer Transformation | Number of electric buses
NG FES - Consumer Transformation | Lct_BB003a_NPgSubComponent | Number of | NPgN | NORL_3 | Number of electric buses | Norton Lees | NORTON LEES | 5 | 8 | 12 | 17 | 24 | 33 | 43 | 57 | 74 | 95 | 121 | 151 | 187 | 227 | 268 | 305 | 344 | 383 | 419 | 454 | 483 | 502 | 513 | 519 | 537 | 553 | 565 | 574 | 575 | 573 | NPgY | GSP | NG FES - Consumer Transformation | Number of electric buses
NG FES - Consumer Transformation | Lct_BB003a_NPgSubComponent | Number of | NPgN | PITS_BB_B | Number of electric buses | Pitsmoor | PITSMOOR 3/4 | 0 | 0 | 0 | 0 | 0 | 0 | 0 | 0 | 0 | 0 | 0 | 0 | 0 | 0 | 0 | 0 | 0 | 0 | 0 | 0 | 0 | 0 | 0 | 0 | 0 | 0 | 0 | 0 | 0 | 0 | NPgY | GSP | NG FES - Consumer Transformation | Number of electric buses
NG FES - Consumer Transformation | Lct_BB003a_NPgSubComponent | Number of | NPgN | SALT_1 | Number of electric buses | Saltend North | SALTEND NORTH | 1 | 1 | 2 | 2 | 3 | 5 | 6 | 8 | 10 | 13 | 17 | 21 | 26 | 32 | 38 | 43 | 48 | 54 | 59 | 64 | 68 | 70 | 72 | 73 | 75 | 77 | 79 | 80 | 81 | 80 | NPgY | GSP | NG FES - Consumer Transformation | Number of electric buses
NG FES - Consumer Transformation | Lct_BB003a_NPgSubComponent | Number of | NPgN | SHEC_3 | Number of electric buses | Sheffield City | SHEFFIELD CITY | 0 | 0 | 0 | 0 | 0 | 0 | 0 | 0 | 0 | 0 | 0 | 0 | 0 | 0 | 0 | 0 | 0 | 0 | 0 | 0 | 0 | 0 | 0 | 0 | 0 | 0 | 0 | 0 | 0 | 0 | NPgY | GSP | NG FES - Consumer Transformation | Number of electric buses
NG FES - Consumer Transformation | Lct_BB003a_NPgSubComponent | Number of | NPgN | SKLGB1 | Number of electric buses | Skelton Grange | SKELTON GRANGE | 5 | 10 | 14 | 19 | 27 | 37 | 49 | 64 | 83 | 107 | 136 | 171 | 211 | 256 | 303 | 344 | 388 | 432 | 473 | 512 | 545 | 567 | 579 | 586 | 606 | 624 | 638 | 648 | 650 | 647 | NPgY | GSP | NG FES - Consumer Transformation | Number of electric buses
NG FES - Consumer Transformation | Lct_BB003a_NPgSubComponent | Number of | NPgN | TEMP_3 | Number of electric buses | Templeborough | TEMPLEBOROUGH 275/33KV | 0 | 0 | 0 | 0 | 0 | 0 | 0 | 0 | 0 | 0 | 0 | 0 | 0 | 0 | 0 | 0 | 0 | 0 | 0 | 0 | 0 | 0 | 0 | 0 | 0 | 0 | 0 | 0 | 0 | 0 | NPgY | GSP | NG FES - Consumer Transformation | Number of electric buses
NG FES - Consumer Transformation | Lct_BB003a_NPgSubComponent | Number of | NPgN | THUR_6 | Number of electric buses | Thurcroft | THURCROFT | 1 | 2 | 3 | 5 | 6 | 9 | 12 | 15 | 20 | 26 | 32 | 41 | 50 | 61 | 72 | 82 | 93 | 103 | 113 | 122 | 130 | 135 | 138 | 140 | 145 | 149 | 152 | 154 | 155 | 154 | NPgY | GSP | NG FES - Consumer Transformation | Number of electric buses
NG FES - Consumer Transformation | Lct_BB003a_NPgSubComponent | Number of | NPgN | WMEL_THOM | Number of electric buses | Thorpe Marsh | WEST MELTON / THORPE MARSH | 2 | 3 | 5 | 7 | 9 | 13 | 17 | 22 | 29 | 37 | 47 | 59 | 73 | 89 | 105 | 119 | 134 | 150 | 164 | 177 | 189 | 196 | 201 | 203 | 210 | 216 | 221 | 224 | 225 | 224 | NPgY | GSP | NG FES - Consumer Transformation | Number of electric buses
NG FES - Consumer Transformation | Lct_BB003a_NPgSubComponent | Number of | NPgN | WMEL_BB3 | Number of electric buses | West Melton | WEST MELTON SECTION 3 | 8 | 14 | 20 | 28 | 39 | 55 | 72 | 95 | 123 | 158 | 201 | 252 | 311 | 378 | 448 | 508 | 574 | 638 | 698 | 757 | 805 | 837 | 855 | 865 | 895 | 921 | 942 | 957 | 959 | 956 | NPgY | GSP | NG FES - Consumer Transformation | Number of electric buses
NG FES - Consumer Transformation | Lct_BB003a_NPgSubComponent | Number of | NPgN | WIBA_3 | Number of electric buses | Wincobank | WINCOBANK | 0 | 0 | 0 | 0 | 0 | 0 | 0 | 0 | 0 | 0 | 0 | 0 | 0 | 0 | 0 | 0 | 0 | 0 | 0 | 0 | 0 | 0 | 0 | 0 | 0 | 0 | 0 | 0 | 0 | 0 | NPgY | GSP | NG FES - Consumer Transformation | Number of electric buses
NG FES - Falling Short | Lct_BB003a_NPgSubComponent | Number of | NPgN | BLYTB1 | Number of electric buses | Blyth 66kV | BLYTH 66kV | 2 | 2 | 2 | 3 | 5 | 7 | 9 | 13 | 18 | 23 | 28 | 34 | 41 | 50 | 60 | 72 | 86 | 98 | 113 | 138 | 154 | 172 | 191 | 212 | 234 | 246 | 258 | 268 | 287 | 303 | NPgN | GSP | NG FES - Falling Short | Number of electric buses
NG FES - Falling Short | Lct_BB003a_NPgSubComponent | Number of | NPgN | BLYTH132 | Number of electric buses | Blyth 132kV | BLYTH 132kV | 1 | 1 | 1 | 1 | 2 | 2 | 3 | 5 | 7 | 8 | 10 | 12 | 15 | 18 | 22 | 26 | 31 | 36 | 41 | 50 | 56 | 62 | 69 | 76 | 84 | 89 | 93 | 97 | 104 | 110 | NPgN | GSP | NG FES - Falling Short | Number of electric buses
NG FES - Falling Short | Lct_BB003a_NPgSubComponent | Number of | NPgN | FOUR_1 | Number of electric buses | Fourstones | FOURSTONES | 0 | 0 | 0 | 0 | 0 | 1 | 1 | 1 | 2 | 2 | 3 | 3 | 4 | 5 | 6 | 7 | 8 | 9 | 10 | 13 | 14 | 16 | 18 | 20 | 22 | 23 | 24 | 25 | 26 | 28 | NPgN | GSP | NG FES - Falling Short | Number of electric buses
NG FES - Falling Short | Lct_BB003a_NPgSubComponent | Number of | NPgN | HARM_6 | Number of electric buses | Hart Moor | HARTMOOR | 0 | 0 | 0 | 0 | 0 | 1 | 1 | 1 | 2 | 2 | 3 | 3 | 4 | 5 | 6 | 7 | 8 | 9 | 11 | 13 | 15 | 16 | 18 | 20 | 22 | 24 | 25 | 26 | 27 | 29 | NPgN | GSP | NG FES - Falling Short | Number of electric buses
NG FES - Falling Short | Lct_BB003a_NPgSubComponent | Number of | NPgN | HAWP_6 | Number of electric buses | Hawthorn Pit | HAWTHORN PIT GRID | 0 | 0 | 0 | 0 | 1 | 1 | 1 | 1 | 2 | 3 | 3 | 4 | 5 | 6 | 7 | 8 | 10 | 11 | 12 | 15 | 17 | 19 | 21 | 23 | 26 | 27 | 29 | 30 | 32 | 34 | NPgN | GSP | NG FES - Falling Short | Number of electric buses
NG FES - Falling Short | Lct_BB003a_NPgSubComponent | Number of | NPgN | KNARE_111 | Number of electric buses | Knaresborough | KNARESBOROUGH | 1 | 1 | 1 | 1 | 2 | 3 | 4 | 5 | 8 | 9 | 11 | 14 | 17 | 20 | 25 | 30 | 35 | 40 | 46 | 57 | 63 | 70 | 78 | 87 | 96 | 101 | 106 | 110 | 117 | 124 | NPgN | GSP | NG FES - Falling Short | Number of electric buses
NG FES - Falling Short | Lct_BB003a_NPgSubComponent | Number of | NPgN | LACK_6 | Number of electric buses | Lackenby | LACKENBY | 1 | 1 | 1 | 1 | 2 | 2 | 3 | 5 | 6 | 8 | 10 | 12 | 14 | 18 | 21 | 25 | 30 | 34 | 40 | 48 | 54 | 60 | 67 | 74 | 82 | 86 | 91 | 94 | 100 | 106 | NPgN | GSP | NG FES - Falling Short | Number of electric buses
NG FES - Falling Short | Lct_BB003a_NPgSubComponent | Number of | NPgN | NORT_1 | Number of electric buses | Norton | NORTON | 4 | 4 | 6 | 8 | 12 | 17 | 24 | 33 | 47 | 57 | 70 | 86 | 105 | 127 | 153 | 183 | 217 | 249 | 285 | 350 | 389 | 435 | 484 | 535 | 591 | 623 | 654 | 679 | 726 | 768 | NPgN | GSP | NG FES - Falling Short | Number of electric buses
NG FES - Falling Short | Lct_BB003a_NPgSubComponent | Number of | NPgN | OFFE_3 | Number of electric buses | Offerton | OFFERTON | 1 | 1 | 1 | 2 | 3 | 4 | 5 | 7 | 10 | 13 | 15 | 19 | 23 | 28 | 33 | 40 | 48 | 54 | 62 | 77 | 85 | 95 | 106 | 117 | 129 | 136 | 143 | 148 | 159 | 168 | NPgN | GSP | NG FES - Falling Short | Number of electric buses
NG FES - Falling Short | Lct_BB003a_NPgSubComponent | Number of | NPgN | OSBA_1 | Number of electric buses | Osbaldwick | OSBALDWICK | 3 | 3 | 4 | 6 | 8 | 12 | 17 | 23 | 32 | 40 | 49 | 59 | 72 | 88 | 106 | 127 | 151 | 172 | 198 | 242 | 269 | 301 | 335 | 371 | 410 | 431 | 453 | 470 | 502 | 532 | NPgN | GSP | NG FES - Falling Short | Number of electric buses
NG FES - Falling Short | Lct_BB003a_NPgSubComponent | Number of | NPgN | POPP_3 | Number of electric buses | Poppleton | POPPLETON | 0 | 0 | 0 | 1 | 1 | 1 | 2 | 3 | 4 | 5 | 6 | 7 | 9 | 10 | 12 | 15 | 18 | 20 | 23 | 29 | 32 | 35 | 40 | 44 | 48 | 51 | 53 | 55 | 59 | 63 | NPgN | GSP | NG FES - Falling Short | Number of electric buses
NG FES - Falling Short | Lct_BB003a_NPgSubComponent | Number of | NPgN | SALH_1 | Number of electric buses | Saltholme | SALTHOLME | 0 | 0 | 0 | 0 | 0 | 0 | 0 | 0 | 0 | 0 | 0 | 0 | 0 | 0 | 0 | 0 | 0 | 0 | 0 | 0 | 0 | 0 | 0 | 0 | 0 | 0 | 0 | 0 | 0 | 0 | NPgN | GSP | NG FES - Falling Short | Number of electric buses
NG FES - Falling Short | Lct_BB003a_NPgSubComponent | Number of | NPgN | SSHI_3 | Number of electric buses | South Shields | SOUTH SHIELDS | 4 | 4 | 5 | 7 | 11 | 15 | 21 | 29 | 41 | 50 | 62 | 75 | 91 | 111 | 133 | 160 | 190 | 218 | 250 | 306 | 340 | 380 | 423 | 468 | 517 | 545 | 572 | 594 | 635 | 672 | NPgN | GSP | NG FES - Falling Short | Number of electric buses
NG FES - Falling Short | Lct_BB003a_NPgSubComponent | Number of | NPgN | KIELD01 and SPAD20 | Number of electric buses | 0 | SPADEADAM | 0 | 0 | 0 | 0 | 0 | 0 | 0 | 0 | 0 | 0 | 0 | 0 | 0 | 0 | 0 | 0 | 0 | 0 | 0 | 0 | 0 | 0 | 0 | 0 | 0 | 0 | 0 | 0 | 0 | 0 | NPgN | GSP | NG FES - Falling Short | Number of electric buses
NG FES - Falling Short | Lct_BB003a_NPgSubComponent | Number of | NPgN | SPEN_1 | Number of electric buses | Spennymoor | SPENNYMOOR | 1 | 1 | 1 | 2 | 3 | 4 | 6 | 8 | 12 | 14 | 18 | 21 | 26 | 32 | 38 | 46 | 54 | 62 | 71 | 87 | 97 | 108 | 121 | 133 | 147 | 155 | 163 | 169 | 181 | 191 | NPgN | GSP | NG FES - Falling Short | Number of electric buses
NG FES - Falling Short | Lct_BB003a_NPgSubComponent | Number of | NPgN | STEN_1 | Number of electric buses | Stella North | STELLA NORTH | 6 | 6 | 8 | 12 | 17 | 23 | 33 | 46 | 65 | 79 | 97 | 118 | 144 | 175 | 210 | 252 | 300 | 343 | 394 | 483 | 536 | 599 | 668 | 738 | 816 | 859 | 902 | 936 | 1001 | 1059 | NPgN | GSP | NG FES - Falling Short | Number of electric buses
NG FES - Falling Short | Lct_BB003a_NPgSubComponent | Number of | NPgN | STES_1 | Number of electric buses | Stella South | STELLA SOUTH | 2 | 2 | 3 | 4 | 6 | 8 | 12 | 16 | 23 | 28 | 34 | 42 | 51 | 62 | 74 | 89 | 106 | 122 | 139 | 171 | 190 | 212 | 236 | 261 | 289 | 304 | 319 | 331 | 354 | 375 | NPgN | GSP | NG FES - Falling Short | Number of electric buses
NG FES - Falling Short | Lct_BB003a_NPgSubComponent | Number of | NPgN | TYNE_1 | Number of electric buses | Tynemouth 1 | TYNEMOUTH | 1 | 1 | 1 | 1 | 2 | 3 | 4 | 6 | 8 | 10 | 12 | 14 | 18 | 21 | 26 | 31 | 36 | 42 | 48 | 59 | 65 | 73 | 81 | 90 | 99 | 104 | 110 | 114 | 122 | 129 | NPgN | GSP | NG FES - Falling Short | Number of electric buses
NG FES - Falling Short | Lct_BB003a_NPgSubComponent | Number of | NPgN | WBOL_6 | Number of electric buses | West Boldon | WEST BOLDON | 5 | 5 | 8 | 11 | 16 | 22 | 31 | 43 | 60 | 74 | 90 | 110 | 134 | 162 | 196 | 234 | 279 | 319 | 366 | 449 | 499 | 557 | 621 | 687 | 759 | 799 | 839 | 871 | 931 | 985 | NPgN | GSP | NG FES - Falling Short | Number of electric buses
NG FES - Falling Short | Lct_BB003a_NPgSubComponent | Number of | NPgN | BRAW_1 | Number of electric buses | Bradford West | BRADFORD WEST | 12 | 12 | 17 | 22 | 28 | 36 | 46 | 58 | 73 | 90 | 110 | 134 | 163 | 198 | 238 | 285 | 340 | 389 | 446 | 547 | 607 | 679 | 756 | 836 | 924 | 973 | 1021 | 1060 | 1133 | 1199 | NPgY | GSP | NG FES - Falling Short | Number of electric buses
NG FES - Falling Short | Lct_BB003a_NPgSubComponent | Number of | NPgN | CAMB_01 | Number of electric buses | Camblesforth | CAMBLESFORTH | 0 | 0 | 0 | 0 | 0 | 0 | 0 | 0 | 0 | 0 | 0 | 0 | 0 | 0 | 0 | 0 | 0 | 0 | 0 | 0 | 0 | 0 | 0 | 0 | 0 | 0 | 0 | 0 | 0 | 0 | NPgY | GSP | NG FES - Falling Short | Number of electric buses
NG FES - Falling Short | Lct_BB003a_NPgSubComponent | Number of | NPgN | CREB_1 | Number of electric buses | Creyke Beck | CREYKE BECK | 8 | 8 | 11 | 14 | 19 | 24 | 30 | 38 | 48 | 59 | 72 | 88 | 107 | 130 | 156 | 187 | 223 | 255 | 293 | 359 | 399 | 445 | 496 | 549 | 606 | 638 | 670 | 696 | 744 | 787 | NPgY | GSP | NG FES - Falling Short | Number of electric buses
NG FES - Falling Short | Lct_BB003a_NPgSubComponent | Number of | NPgN | DRAX_YEDL | Number of electric buses | Drax | DRAX | 1 | 1 | 1 | 1 | 1 | 2 | 2 | 3 | 3 | 4 | 5 | 6 | 7 | 9 | 10 | 12 | 15 | 17 | 19 | 24 | 26 | 29 | 33 | 36 | 40 | 42 | 44 | 46 | 49 | 52 | NPgY | GSP | NG FES - Falling Short | Number of electric buses
NG FES - Falling Short | Lct_BB003a_NPgSubComponent | Number of | NPgN | ELLA_1 | Number of electric buses | Elland | ELLAND | 32 | 32 | 42 | 56 | 73 | 93 | 117 | 148 | 188 | 231 | 283 | 345 | 420 | 508 | 613 | 734 | 873 | 1000 | 1147 | 1406 | 1562 | 1745 | 1945 | 2151 | 2376 | 2501 | 2626 | 2726 | 2915 | 3084 | NPgY | GSP | NG FES - Falling Short | Number of electric buses
NG FES - Falling Short | Lct_BB003a_NPgSubComponent | Number of | NPgN | FERRA2 | Number of electric buses | Ferrybridge A | FERRYBRIDGE A | 1 | 1 | 1 | 1 | 1 | 2 | 2 | 2 | 3 | 4 | 5 | 6 | 7 | 8 | 10 | 12 | 14 | 16 | 19 | 23 | 25 | 28 | 32 | 35 | 39 | 41 | 43 | 44 | 48 | 50 | NPgY | GSP | NG FES - Falling Short | Number of electric buses
NG FES - Falling Short | Lct_BB003a_NPgSubComponent | Number of | NPgN | FERRB9 | Number of electric buses | Ferrybridge B (_M) | FERRYBRIDGE B | 3 | 3 | 4 | 5 | 7 | 9 | 11 | 14 | 18 | 22 | 27 | 33 | 41 | 49 | 59 | 71 | 84 | 97 | 111 | 136 | 151 | 169 | 188 | 208 | 229 | 241 | 254 | 263 | 281 | 298 | NPgY | GSP | NG FES - Falling Short | Number of electric buses
NG FES - Falling Short | Lct_BB003a_NPgSubComponent | Number of | NPgN | GRIW_1 | Number of electric buses | Grimsby West | GRIMSBY WEST | 1 | 1 | 2 | 2 | 3 | 4 | 5 | 6 | 8 | 10 | 12 | 15 | 18 | 22 | 26 | 31 | 37 | 43 | 49 | 60 | 67 | 75 | 83 | 92 | 102 | 107 | 112 | 117 | 125 | 132 | NPgY | GSP | NG FES - Falling Short | Number of electric buses
NG FES - Falling Short | Lct_BB003a_NPgSubComponent | Number of | NPgN | JORD_3 | Number of electric buses | Jordanthorpe | JORDANTHORPE | 0 | 0 | 0 | 0 | 0 | 0 | 0 | 0 | 0 | 0 | 0 | 0 | 0 | 0 | 0 | 0 | 0 | 0 | 0 | 0 | 0 | 0 | 0 | 0 | 0 | 0 | 0 | 0 | 0 | 0 | NPgY | GSP | NG FES - Falling Short | Number of electric buses
NG FES - Falling Short | Lct_BB003a_NPgSubComponent | Number of | NPgN | KEAD_YEDL | Number of electric buses | Keadby | KEADBY | 3 | 3 | 3 | 4 | 6 | 7 | 9 | 12 | 15 | 19 | 23 | 28 | 34 | 41 | 49 | 59 | 70 | 80 | 92 | 113 | 126 | 141 | 157 | 173 | 191 | 201 | 211 | 219 | 235 | 248 | NPgY | GSP | NG FES - Falling Short | Number of electric buses
NG FES - Falling Short | Lct_BB003a_NPgSubComponent | Number of | NPgN | KIRKB1 | Number of electric buses | Kirkstall B | KIRKSTALL B | 11 | 11 | 14 | 19 | 24 | 31 | 39 | 49 | 62 | 77 | 94 | 115 | 140 | 169 | 204 | 244 | 290 | 332 | 381 | 467 | 519 | 580 | 647 | 715 | 790 | 831 | 873 | 906 | 969 | 1025 | NPgY | GSP | NG FES - Falling Short | Number of electric buses
NG FES - Falling Short | Lct_BB003a_NPgSubComponent | Number of | NPgN | NEEP_3 | Number of electric buses | Neepsend | NEEPSEND | 0 | 0 | 0 | 0 | 1 | 1 | 1 | 1 | 1 | 2 | 2 | 2 | 3 | 4 | 4 | 5 | 6 | 7 | 8 | 10 | 11 | 12 | 14 | 15 | 17 | 17 | 18 | 19 | 20 | 21 | NPgY | GSP | NG FES - Falling Short | Number of electric buses
NG FES - Falling Short | Lct_BB003a_NPgSubComponent | Number of | NPgN | NORL_3 | Number of electric buses | Norton Lees | NORTON LEES | 5 | 5 | 6 | 8 | 11 | 14 | 17 | 22 | 28 | 34 | 42 | 51 | 62 | 75 | 90 | 108 | 128 | 147 | 169 | 207 | 230 | 257 | 286 | 316 | 349 | 368 | 386 | 401 | 429 | 454 | NPgY | GSP | NG FES - Falling Short | Number of electric buses
NG FES - Falling Short | Lct_BB003a_NPgSubComponent | Number of | NPgN | PITS_BB_B | Number of electric buses | Pitsmoor | PITSMOOR 3/4 | 0 | 0 | 0 | 0 | 0 | 0 | 0 | 0 | 0 | 0 | 0 | 0 | 0 | 0 | 0 | 0 | 0 | 0 | 0 | 0 | 0 | 0 | 0 | 0 | 0 | 0 | 0 | 0 | 0 | 0 | NPgY | GSP | NG FES - Falling Short | Number of electric buses
NG FES - Falling Short | Lct_BB003a_NPgSubComponent | Number of | NPgN | SALT_1 | Number of electric buses | Saltend North | SALTEND NORTH | 1 | 1 | 1 | 1 | 1 | 2 | 2 | 3 | 4 | 5 | 6 | 7 | 9 | 10 | 13 | 15 | 18 | 21 | 24 | 29 | 32 | 36 | 40 | 44 | 49 | 52 | 54 | 56 | 60 | 64 | NPgY | GSP | NG FES - Falling Short | Number of electric buses
NG FES - Falling Short | Lct_BB003a_NPgSubComponent | Number of | NPgN | SHEC_3 | Number of electric buses | Sheffield City | SHEFFIELD CITY | 0 | 0 | 0 | 0 | 0 | 0 | 0 | 0 | 0 | 0 | 0 | 0 | 0 | 0 | 0 | 0 | 0 | 0 | 0 | 0 | 0 | 0 | 0 | 0 | 0 | 0 | 0 | 0 | 0 | 0 | NPgY | GSP | NG FES - Falling Short | Number of electric buses
NG FES - Falling Short | Lct_BB003a_NPgSubComponent | Number of | NPgN | SKLGB1 | Number of electric buses | Skelton Grange | SKELTON GRANGE | 5 | 5 | 7 | 9 | 12 | 15 | 19 | 25 | 31 | 38 | 47 | 57 | 70 | 84 | 102 | 122 | 145 | 166 | 190 | 234 | 259 | 290 | 323 | 357 | 395 | 415 | 436 | 453 | 484 | 512 | NPgY | GSP | NG FES - Falling Short | Number of electric buses
NG FES - Falling Short | Lct_BB003a_NPgSubComponent | Number of | NPgN | TEMP_3 | Number of electric buses | Templeborough | TEMPLEBOROUGH 275/33KV | 0 | 0 | 0 | 0 | 0 | 0 | 0 | 0 | 0 | 0 | 0 | 0 | 0 | 0 | 0 | 0 | 0 | 0 | 0 | 0 | 0 | 0 | 0 | 0 | 0 | 0 | 0 | 0 | 0 | 0 | NPgY | GSP | NG FES - Falling Short | Number of electric buses
NG FES - Falling Short | Lct_BB003a_NPgSubComponent | Number of | NPgN | THUR_6 | Number of electric buses | Thurcroft | THURCROFT | 1 | 1 | 2 | 2 | 3 | 4 | 5 | 6 | 7 | 9 | 11 | 14 | 17 | 20 | 24 | 29 | 35 | 40 | 45 | 56 | 62 | 69 | 77 | 85 | 94 | 99 | 104 | 108 | 115 | 122 | NPgY | GSP | NG FES - Falling Short | Number of electric buses
NG FES - Falling Short | Lct_BB003a_NPgSubComponent | Number of | NPgN | WMEL_THOM | Number of electric buses | Thorpe Marsh | WEST MELTON / THORPE MARSH | 2 | 2 | 2 | 3 | 4 | 5 | 7 | 9 | 11 | 13 | 16 | 20 | 24 | 29 | 35 | 42 | 50 | 57 | 66 | 81 | 90 | 100 | 112 | 124 | 137 | 144 | 151 | 157 | 168 | 177 | NPgY | GSP | NG FES - Falling Short | Number of electric buses
NG FES - Falling Short | Lct_BB003a_NPgSubComponent | Number of | NPgN | WMEL_BB3 | Number of electric buses | West Melton | WEST MELTON SECTION 3 | 8 | 8 | 10 | 14 | 18 | 23 | 29 | 36 | 46 | 57 | 69 | 85 | 103 | 125 | 150 | 180 | 214 | 245 | 281 | 345 | 383 | 428 | 477 | 527 | 583 | 613 | 644 | 669 | 715 | 756 | NPgY | GSP | NG FES - Falling Short | Number of electric buses
NG FES - Falling Short | Lct_BB003a_NPgSubComponent | Number of | NPgN | WIBA_3 | Number of electric buses | Wincobank | WINCOBANK | 0 | 0 | 0 | 0 | 0 | 0 | 0 | 0 | 0 | 0 | 0 | 0 | 0 | 0 | 0 | 0 | 0 | 0 | 0 | 0 | 0 | 0 | 0 | 0 | 0 | 0 | 0 | 0 | 0 | 0 | NPgY | GSP | NG FES - Falling Short | Number of electric buses
NG FES - Leading the Way | Lct_BB003a_NPgSubComponent | Number of | NPgN | BLYTB1 | Number of electric buses | Blyth 66kV | BLYTH 66kV | 2 | 4 | 6 | 11 | 18 | 29 | 38 | 50 | 65 | 84 | 106 | 131 | 160 | 190 | 221 | 245 | 271 | 295 | 316 | 334 | 348 | 360 | 366 | 360 | 359 | 357 | 354 | 351 | 348 | 343 | NPgN | GSP | NG FES - Leading the Way | Number of electric buses
NG FES - Leading the Way | Lct_BB003a_NPgSubComponent | Number of | NPgN | BLYTH132 | Number of electric buses | Blyth 132kV | BLYTH 132kV | 1 | 1 | 2 | 4 | 6 | 10 | 14 | 18 | 24 | 30 | 38 | 47 | 58 | 69 | 80 | 89 | 98 | 107 | 114 | 121 | 126 | 130 | 132 | 130 | 130 | 129 | 128 | 127 | 126 | 124 | NPgN | GSP | NG FES - Leading the Way | Number of electric buses
NG FES - Leading the Way | Lct_BB003a_NPgSubComponent | Number of | NPgN | FOUR_1 | Number of electric buses | Fourstones | FOURSTONES | 0 | 0 | 1 | 1 | 2 | 3 | 4 | 5 | 6 | 8 | 10 | 12 | 15 | 18 | 20 | 23 | 25 | 27 | 29 | 31 | 32 | 33 | 34 | 33 | 33 | 33 | 33 | 32 | 32 | 32 | NPgN | GSP | NG FES - Leading the Way | Number of electric buses
NG FES - Leading the Way | Lct_BB003a_NPgSubComponent | Number of | NPgN | HARM_6 | Number of electric buses | Hart Moor | HARTMOOR | 0 | 0 | 1 | 1 | 2 | 3 | 4 | 5 | 6 | 8 | 10 | 13 | 15 | 18 | 21 | 24 | 26 | 28 | 30 | 32 | 33 | 35 | 35 | 35 | 34 | 34 | 34 | 34 | 33 | 33 | NPgN | GSP | NG FES - Leading the Way | Number of electric buses
NG FES - Leading the Way | Lct_BB003a_NPgSubComponent | Number of | NPgN | HAWP_6 | Number of electric buses | Hawthorn Pit | HAWTHORN PIT GRID | 0 | 0 | 1 | 1 | 2 | 3 | 4 | 6 | 7 | 9 | 12 | 15 | 18 | 21 | 24 | 27 | 30 | 33 | 35 | 37 | 39 | 40 | 41 | 40 | 40 | 39 | 39 | 39 | 38 | 38 | NPgN | GSP | NG FES - Leading the Way | Number of electric buses
NG FES - Leading the Way | Lct_BB003a_NPgSubComponent | Number of | NPgN | KNARE_111 | Number of electric buses | Knaresborough | KNARESBOROUGH | 1 | 2 | 3 | 4 | 7 | 12 | 16 | 21 | 27 | 34 | 43 | 54 | 65 | 78 | 90 | 101 | 111 | 121 | 129 | 137 | 143 | 148 | 150 | 147 | 147 | 146 | 145 | 144 | 142 | 140 | NPgN | GSP | NG FES - Leading the Way | Number of electric buses
NG FES - Leading the Way | Lct_BB003a_NPgSubComponent | Number of | NPgN | LACK_6 | Number of electric buses | Lackenby | LACKENBY | 1 | 1 | 2 | 4 | 6 | 10 | 13 | 18 | 23 | 29 | 37 | 46 | 56 | 67 | 77 | 86 | 95 | 103 | 111 | 117 | 122 | 126 | 128 | 126 | 126 | 125 | 124 | 123 | 122 | 120 | NPgN | GSP | NG FES - Leading the Way | Number of electric buses
NG FES - Leading the Way | Lct_BB003a_NPgSubComponent | Number of | NPgN | NORT_1 | Number of electric buses | Norton | NORTON | 4 | 10 | 16 | 27 | 45 | 73 | 97 | 128 | 166 | 212 | 267 | 332 | 404 | 482 | 559 | 621 | 686 | 746 | 800 | 847 | 881 | 912 | 927 | 911 | 908 | 903 | 896 | 889 | 880 | 868 | NPgN | GSP | NG FES - Leading the Way | Number of electric buses
NG FES - Leading the Way | Lct_BB003a_NPgSubComponent | Number of | NPgN | OFFE_3 | Number of electric buses | Offerton | OFFERTON | 1 | 2 | 4 | 6 | 10 | 16 | 21 | 28 | 36 | 46 | 58 | 73 | 88 | 105 | 122 | 136 | 150 | 163 | 175 | 185 | 193 | 199 | 203 | 199 | 199 | 197 | 196 | 194 | 192 | 190 | NPgN | GSP | NG FES - Leading the Way | Number of electric buses
NG FES - Leading the Way | Lct_BB003a_NPgSubComponent | Number of | NPgN | OSBA_1 | Number of electric buses | Osbaldwick | OSBALDWICK | 3 | 7 | 11 | 19 | 31 | 50 | 67 | 88 | 115 | 147 | 185 | 230 | 280 | 334 | 387 | 430 | 475 | 517 | 554 | 586 | 610 | 632 | 642 | 631 | 629 | 625 | 621 | 615 | 609 | 601 | NPgN | GSP | NG FES - Leading the Way | Number of electric buses
NG FES - Leading the Way | Lct_BB003a_NPgSubComponent | Number of | NPgN | POPP_3 | Number of electric buses | Poppleton | POPPLETON | 0 | 1 | 1 | 2 | 4 | 6 | 8 | 10 | 14 | 17 | 22 | 27 | 33 | 39 | 46 | 51 | 56 | 61 | 65 | 69 | 72 | 74 | 76 | 74 | 74 | 74 | 73 | 73 | 72 | 71 | NPgN | GSP | NG FES - Leading the Way | Number of electric buses
NG FES - Leading the Way | Lct_BB003a_NPgSubComponent | Number of | NPgN | SALH_1 | Number of electric buses | Saltholme | SALTHOLME | 0 | 0 | 0 | 0 | 0 | 0 | 0 | 0 | 0 | 0 | 0 | 0 | 0 | 0 | 0 | 0 | 0 | 0 | 0 | 0 | 0 | 0 | 0 | 0 | 0 | 0 | 0 | 0 | 0 | 0 | NPgN | GSP | NG FES - Leading the Way | Number of electric buses
NG FES - Leading the Way | Lct_BB003a_NPgSubComponent | Number of | NPgN | SSHI_3 | Number of electric buses | South Shields | SOUTH SHIELDS | 4 | 9 | 14 | 24 | 39 | 64 | 85 | 112 | 145 | 185 | 234 | 290 | 353 | 421 | 489 | 544 | 600 | 653 | 699 | 741 | 771 | 798 | 811 | 797 | 794 | 790 | 784 | 777 | 769 | 759 | NPgN | GSP | NG FES - Leading the Way | Number of electric buses
NG FES - Leading the Way | Lct_BB003a_NPgSubComponent | Number of | NPgN | KIELD01 and SPAD20 | Number of electric buses | 0 | SPADEADAM | 0 | 0 | 0 | 0 | 0 | 0 | 0 | 0 | 0 | 0 | 0 | 0 | 0 | 0 | 0 | 0 | 0 | 0 | 0 | 0 | 0 | 0 | 0 | 0 | 0 | 0 | 0 | 0 | 0 | 0 | NPgN | GSP | NG FES - Leading the Way | Number of electric buses
NG FES - Leading the Way | Lct_BB003a_NPgSubComponent | Number of | NPgN | SPEN_1 | Number of electric buses | Spennymoor | SPENNYMOOR | 1 | 2 | 4 | 7 | 11 | 18 | 24 | 32 | 41 | 53 | 67 | 83 | 101 | 120 | 139 | 155 | 171 | 186 | 199 | 211 | 220 | 227 | 231 | 227 | 226 | 225 | 223 | 222 | 219 | 216 | NPgN | GSP | NG FES - Leading the Way | Number of electric buses
NG FES - Leading the Way | Lct_BB003a_NPgSubComponent | Number of | NPgN | STEN_1 | Number of electric buses | Stella North | STELLA NORTH | 6 | 14 | 22 | 37 | 61 | 100 | 134 | 176 | 228 | 292 | 369 | 457 | 557 | 664 | 770 | 857 | 946 | 1029 | 1103 | 1168 | 1215 | 1258 | 1279 | 1257 | 1252 | 1245 | 1236 | 1225 | 1213 | 1197 | NPgN | GSP | NG FES - Leading the Way | Number of electric buses
NG FES - Leading the Way | Lct_BB003a_NPgSubComponent | Number of | NPgN | STES_1 | Number of electric buses | Stella South | STELLA SOUTH | 2 | 5 | 8 | 13 | 22 | 36 | 47 | 62 | 81 | 104 | 131 | 162 | 197 | 235 | 273 | 303 | 335 | 364 | 390 | 413 | 430 | 445 | 453 | 445 | 443 | 441 | 438 | 434 | 430 | 424 | NPgN | GSP | NG FES - Leading the Way | Number of electric buses
NG FES - Leading the Way | Lct_BB003a_NPgSubComponent | Number of | NPgN | TYNE_1 | Number of electric buses | Tynemouth 1 | TYNEMOUTH | 1 | 2 | 3 | 5 | 7 | 12 | 16 | 21 | 28 | 36 | 45 | 56 | 68 | 81 | 94 | 104 | 115 | 125 | 134 | 142 | 148 | 153 | 155 | 153 | 152 | 151 | 150 | 149 | 147 | 145 | NPgN | GSP | NG FES - Leading the Way | Number of electric buses
NG FES - Leading the Way | Lct_BB003a_NPgSubComponent | Number of | NPgN | WBOL_6 | Number of electric buses | West Boldon | WEST BOLDON | 5 | 13 | 21 | 35 | 57 | 93 | 124 | 164 | 212 | 272 | 343 | 425 | 518 | 618 | 717 | 797 | 880 | 957 | 1026 | 1086 | 1130 | 1170 | 1190 | 1169 | 1165 | 1158 | 1150 | 1140 | 1128 | 1113 | NPgN | GSP | NG FES - Leading the Way | Number of electric buses
NG FES - Leading the Way | Lct_BB003a_NPgSubComponent | Number of | NPgN | BRAW_1 | Number of electric buses | Bradford West | BRADFORD WEST | 12 | 27 | 40 | 57 | 81 | 114 | 151 | 199 | 259 | 331 | 418 | 518 | 631 | 753 | 873 | 971 | 1071 | 1166 | 1249 | 1323 | 1377 | 1425 | 1448 | 1423 | 1419 | 1410 | 1400 | 1388 | 1374 | 1356 | NPgY | GSP | NG FES - Leading the Way | Number of electric buses
NG FES - Leading the Way | Lct_BB003a_NPgSubComponent | Number of | NPgN | CAMB_01 | Number of electric buses | Camblesforth | CAMBLESFORTH | 0 | 0 | 0 | 0 | 0 | 0 | 0 | 0 | 0 | 0 | 0 | 0 | 0 | 0 | 0 | 0 | 0 | 0 | 0 | 0 | 0 | 0 | 0 | 0 | 0 | 0 | 0 | 0 | 0 | 0 | NPgY | GSP | NG FES - Leading the Way | Number of electric buses
NG FES - Leading the Way | Lct_BB003a_NPgSubComponent | Number of | NPgN | CREB_1 | Number of electric buses | Creyke Beck | CREYKE BECK | 8 | 18 | 26 | 37 | 53 | 75 | 99 | 131 | 170 | 217 | 274 | 340 | 414 | 494 | 573 | 637 | 703 | 765 | 819 | 868 | 903 | 935 | 950 | 934 | 931 | 925 | 919 | 911 | 902 | 889 | NPgY | GSP | NG FES - Leading the Way | Number of electric buses
NG FES - Leading the Way | Lct_BB003a_NPgSubComponent | Number of | NPgN | DRAX_YEDL | Number of electric buses | Drax | DRAX | 1 | 1 | 2 | 2 | 4 | 5 | 7 | 9 | 11 | 14 | 18 | 22 | 27 | 33 | 38 | 42 | 46 | 51 | 54 | 57 | 60 | 62 | 63 | 62 | 61 | 61 | 61 | 60 | 60 | 59 | NPgY | GSP | NG FES - Leading the Way | Number of electric buses
NG FES - Leading the Way | Lct_BB003a_NPgSubComponent | Number of | NPgN | ELLA_1 | Number of electric buses | Elland | ELLAND | 32 | 70 | 103 | 147 | 208 | 292 | 389 | 512 | 665 | 852 | 1074 | 1332 | 1622 | 1935 | 2244 | 2496 | 2754 | 2997 | 3212 | 3401 | 3540 | 3664 | 3725 | 3660 | 3648 | 3626 | 3600 | 3570 | 3534 | 3486 | NPgY | GSP | NG FES - Leading the Way | Number of electric buses
NG FES - Leading the Way | Lct_BB003a_NPgSubComponent | Number of | NPgN | FERRA2 | Number of electric buses | Ferrybridge A | FERRYBRIDGE A | 1 | 1 | 2 | 2 | 3 | 5 | 6 | 8 | 11 | 14 | 18 | 22 | 26 | 32 | 37 | 41 | 45 | 49 | 52 | 55 | 58 | 60 | 61 | 60 | 60 | 59 | 59 | 58 | 58 | 57 | NPgY | GSP | NG FES - Leading the Way | Number of electric buses
NG FES - Leading the Way | Lct_BB003a_NPgSubComponent | Number of | NPgN | FERRB9 | Number of electric buses | Ferrybridge B (_M) | FERRYBRIDGE B | 3 | 7 | 10 | 14 | 20 | 28 | 38 | 49 | 64 | 82 | 104 | 129 | 157 | 187 | 217 | 241 | 266 | 289 | 310 | 328 | 342 | 354 | 360 | 353 | 352 | 350 | 348 | 345 | 341 | 337 | NPgY | GSP | NG FES - Leading the Way | Number of electric buses
NG FES - Leading the Way | Lct_BB003a_NPgSubComponent | Number of | NPgN | GRIW_1 | Number of electric buses | Grimsby West | GRIMSBY WEST | 1 | 3 | 4 | 6 | 9 | 13 | 17 | 22 | 28 | 36 | 46 | 57 | 69 | 83 | 96 | 107 | 118 | 128 | 137 | 146 | 151 | 157 | 159 | 157 | 156 | 155 | 154 | 153 | 151 | 149 | NPgY | GSP | NG FES - Leading the Way | Number of electric buses
NG FES - Leading the Way | Lct_BB003a_NPgSubComponent | Number of | NPgN | JORD_3 | Number of electric buses | Jordanthorpe | JORDANTHORPE | 0 | 0 | 0 | 0 | 0 | 0 | 0 | 0 | 0 | 0 | 0 | 0 | 0 | 0 | 0 | 0 | 0 | 0 | 0 | 0 | 0 | 0 | 0 | 0 | 0 | 0 | 0 | 0 | 0 | 0 | NPgY | GSP | NG FES - Leading the Way | Number of electric buses
NG FES - Leading the Way | Lct_BB003a_NPgSubComponent | Number of | NPgN | KEAD_YEDL | Number of electric buses | Keadby | KEADBY | 3 | 6 | 8 | 12 | 17 | 24 | 31 | 41 | 54 | 69 | 86 | 107 | 131 | 156 | 181 | 201 | 222 | 241 | 259 | 274 | 285 | 295 | 300 | 295 | 294 | 292 | 290 | 287 | 284 | 281 | NPgY | GSP | NG FES - Leading the Way | Number of electric buses
NG FES - Leading the Way | Lct_BB003a_NPgSubComponent | Number of | NPgN | KIRKB1 | Number of electric buses | Kirkstall B | KIRKSTALL B | 11 | 23 | 34 | 49 | 69 | 97 | 129 | 170 | 221 | 283 | 357 | 443 | 539 | 643 | 746 | 830 | 916 | 996 | 1068 | 1131 | 1177 | 1218 | 1238 | 1217 | 1213 | 1206 | 1197 | 1187 | 1175 | 1159 | NPgY | GSP | NG FES - Leading the Way | Number of electric buses
NG FES - Leading the Way | Lct_BB003a_NPgSubComponent | Number of | NPgN | NEEP_3 | Number of electric buses | Neepsend | NEEPSEND | 0 | 0 | 1 | 1 | 1 | 2 | 3 | 4 | 5 | 6 | 7 | 9 | 11 | 13 | 16 | 17 | 19 | 21 | 22 | 24 | 25 | 25 | 26 | 25 | 25 | 25 | 25 | 25 | 25 | 24 | NPgY | GSP | NG FES - Leading the Way | Number of electric buses
NG FES - Leading the Way | Lct_BB003a_NPgSubComponent | Number of | NPgN | NORL_3 | Number of electric buses | Norton Lees | NORTON LEES | 5 | 10 | 15 | 22 | 31 | 43 | 57 | 75 | 98 | 125 | 158 | 196 | 239 | 285 | 330 | 367 | 405 | 441 | 472 | 500 | 521 | 539 | 548 | 538 | 537 | 533 | 530 | 525 | 520 | 513 | NPgY | GSP | NG FES - Leading the Way | Number of electric buses
NG FES - Leading the Way | Lct_BB003a_NPgSubComponent | Number of | NPgN | PITS_BB_B | Number of electric buses | Pitsmoor | PITSMOOR 3/4 | 0 | 0 | 0 | 0 | 0 | 0 | 0 | 0 | 0 | 0 | 0 | 0 | 0 | 0 | 0 | 0 | 0 | 0 | 0 | 0 | 0 | 0 | 0 | 0 | 0 | 0 | 0 | 0 | 0 | 0 | NPgY | GSP | NG FES - Leading the Way | Number of electric buses
NG FES - Leading the Way | Lct_BB003a_NPgSubComponent | Number of | NPgN | SALT_1 | Number of electric buses | Saltend North | SALTEND NORTH | 1 | 1 | 2 | 3 | 4 | 6 | 8 | 11 | 14 | 18 | 22 | 27 | 33 | 40 | 46 | 51 | 57 | 62 | 66 | 70 | 73 | 75 | 77 | 75 | 75 | 75 | 74 | 74 | 73 | 72 | NPgY | GSP | NG FES - Leading the Way | Number of electric buses
NG FES - Leading the Way | Lct_BB003a_NPgSubComponent | Number of | NPgN | SHEC_3 | Number of electric buses | Sheffield City | SHEFFIELD CITY | 0 | 0 | 0 | 0 | 0 | 0 | 0 | 0 | 0 | 0 | 0 | 0 | 0 | 0 | 0 | 0 | 0 | 0 | 0 | 0 | 0 | 0 | 0 | 0 | 0 | 0 | 0 | 0 | 0 | 0 | NPgY | GSP | NG FES - Leading the Way | Number of electric buses
NG FES - Leading the Way | Lct_BB003a_NPgSubComponent | Number of | NPgN | SKLGB1 | Number of electric buses | Skelton Grange | SKELTON GRANGE | 5 | 12 | 17 | 24 | 35 | 49 | 65 | 85 | 110 | 141 | 178 | 221 | 269 | 321 | 373 | 415 | 457 | 498 | 533 | 565 | 588 | 609 | 619 | 608 | 606 | 602 | 598 | 593 | 587 | 579 | NPgY | GSP | NG FES - Leading the Way | Number of electric buses
NG FES - Leading the Way | Lct_BB003a_NPgSubComponent | Number of | NPgN | TEMP_3 | Number of electric buses | Templeborough | TEMPLEBOROUGH 275/33KV | 0 | 0 | 0 | 0 | 0 | 0 | 0 | 0 | 0 | 0 | 0 | 0 | 0 | 0 | 0 | 0 | 0 | 0 | 0 | 0 | 0 | 0 | 0 | 0 | 0 | 0 | 0 | 0 | 0 | 0 | NPgY | GSP | NG FES - Leading the Way | Number of electric buses
NG FES - Leading the Way | Lct_BB003a_NPgSubComponent | Number of | NPgN | THUR_6 | Number of electric buses | Thurcroft | THURCROFT | 1 | 3 | 4 | 6 | 8 | 12 | 15 | 20 | 26 | 34 | 43 | 53 | 64 | 77 | 89 | 99 | 109 | 119 | 127 | 135 | 140 | 145 | 147 | 145 | 144 | 144 | 143 | 141 | 140 | 138 | NPgY | GSP | NG FES - Leading the Way | Number of electric buses
NG FES - Leading the Way | Lct_BB003a_NPgSubComponent | Number of | NPgN | WMEL_THOM | Number of electric buses | Thorpe Marsh | WEST MELTON / THORPE MARSH | 2 | 4 | 6 | 8 | 12 | 17 | 22 | 29 | 38 | 49 | 62 | 77 | 93 | 111 | 129 | 144 | 158 | 172 | 185 | 196 | 204 | 211 | 214 | 210 | 210 | 209 | 207 | 205 | 203 | 200 | NPgY | GSP | NG FES - Leading the Way | Number of electric buses
NG FES - Leading the Way | Lct_BB003a_NPgSubComponent | Number of | NPgN | WMEL_BB3 | Number of electric buses | West Melton | WEST MELTON SECTION 3 | 8 | 17 | 25 | 36 | 51 | 72 | 96 | 126 | 163 | 209 | 263 | 327 | 398 | 475 | 550 | 612 | 676 | 735 | 788 | 834 | 868 | 899 | 914 | 898 | 895 | 889 | 883 | 875 | 867 | 855 | NPgY | GSP | NG FES - Leading the Way | Number of electric buses
NG FES - Leading the Way | Lct_BB003a_NPgSubComponent | Number of | NPgN | WIBA_3 | Number of electric buses | Wincobank | WINCOBANK | 0 | 0 | 0 | 0 | 0 | 0 | 0 | 0 | 0 | 0 | 0 | 0 | 0 | 0 | 0 | 0 | 0 | 0 | 0 | 0 | 0 | 0 | 0 | 0 | 0 | 0 | 0 | 0 | 0 | 0 | NPgY | GSP | NG FES - Leading the Way | Number of electric buses
NPg Planning Scenario | Lct_BB003a_NPgSubComponent | Number of | NPgN | BLYTB1 | Number of electric buses | Blyth 66kV | BLYTH 66kV | 2 | 5 | 10 | 16 | 23 | 33 | 46 | 62 | 81 | 102 | 126 | 152 | 179 | 207 | 236 | 263 | 290 | 314 | 337 | 356 | 372 | 386 | 396 | 405 | 411 | 416 | 419 | 419 | 420 | 420 | NPgN | GSP | NPg Planning Scenario | Number of electric buses
NPg Planning Scenario | Lct_BB003a_NPgSubComponent | Number of | NPgN | BLYTH132 | Number of electric buses | Blyth 132kV | BLYTH 132kV | 1 | 2 | 4 | 6 | 8 | 12 | 17 | 22 | 29 | 37 | 46 | 55 | 65 | 75 | 85 | 95 | 105 | 114 | 122 | 129 | 135 | 140 | 143 | 146 | 149 | 150 | 151 | 152 | 152 | 152 | NPgN | GSP | NPg Planning Scenario | Number of electric buses
NPg Planning Scenario | Lct_BB003a_NPgSubComponent | Number of | NPgN | FOUR_1 | Number of electric buses | Fourstones | FOURSTONES | 0 | 1 | 1 | 1 | 2 | 3 | 4 | 6 | 7 | 9 | 12 | 14 | 17 | 19 | 22 | 24 | 27 | 29 | 31 | 33 | 34 | 36 | 37 | 37 | 38 | 38 | 39 | 39 | 39 | 39 | NPgN | GSP | NPg Planning Scenario | Number of electric buses
NPg Planning Scenario | Lct_BB003a_NPgSubComponent | Number of | NPgN | HARM_6 | Number of electric buses | Hart Moor | HARTMOOR | 0 | 1 | 1 | 2 | 2 | 3 | 4 | 6 | 8 | 10 | 12 | 15 | 17 | 20 | 23 | 25 | 28 | 30 | 32 | 34 | 36 | 37 | 38 | 39 | 39 | 40 | 40 | 40 | 40 | 40 | NPgN | GSP | NPg Planning Scenario | Number of electric buses
NPg Planning Scenario | Lct_BB003a_NPgSubComponent | Number of | NPgN | HAWP_6 | Number of electric buses | Hawthorn Pit | HAWTHORN PIT GRID | 0 | 1 | 1 | 2 | 3 | 4 | 5 | 7 | 9 | 11 | 14 | 17 | 20 | 23 | 26 | 29 | 32 | 35 | 37 | 39 | 41 | 43 | 44 | 45 | 46 | 46 | 46 | 46 | 46 | 46 | NPgN | GSP | NPg Planning Scenario | Number of electric buses
NPg Planning Scenario | Lct_BB003a_NPgSubComponent | Number of | NPgN | KNARE_111 | Number of electric buses | Knaresborough | KNARESBOROUGH | 1 | 2 | 4 | 6 | 9 | 13 | 19 | 25 | 33 | 42 | 52 | 62 | 73 | 85 | 97 | 108 | 119 | 129 | 138 | 146 | 153 | 158 | 162 | 166 | 169 | 170 | 171 | 172 | 172 | 172 | NPgN | GSP | NPg Planning Scenario | Number of electric buses
NPg Planning Scenario | Lct_BB003a_NPgSubComponent | Number of | NPgN | LACK_6 | Number of electric buses | Lackenby | LACKENBY | 1 | 2 | 3 | 6 | 8 | 12 | 16 | 22 | 28 | 36 | 44 | 53 | 63 | 73 | 83 | 92 | 101 | 110 | 118 | 125 | 131 | 135 | 139 | 142 | 144 | 146 | 147 | 147 | 147 | 147 | NPgN | GSP | NPg Planning Scenario | Number of electric buses
NPg Planning Scenario | Lct_BB003a_NPgSubComponent | Number of | NPgN | NORT_1 | Number of electric buses | Norton | NORTON | 6 | 14 | 25 | 40 | 58 | 83 | 116 | 157 | 204 | 259 | 320 | 385 | 454 | 525 | 597 | 667 | 733 | 796 | 852 | 901 | 943 | 977 | 1003 | 1025 | 1042 | 1053 | 1060 | 1061 | 1062 | 1063 | NPgN | GSP | NPg Planning Scenario | Number of electric buses
NPg Planning Scenario | Lct_BB003a_NPgSubComponent | Number of | NPgN | OFFE_3 | Number of electric buses | Offerton | OFFERTON | 1 | 3 | 5 | 9 | 13 | 18 | 25 | 34 | 45 | 57 | 70 | 84 | 99 | 115 | 131 | 146 | 160 | 174 | 186 | 197 | 206 | 214 | 219 | 224 | 228 | 230 | 232 | 232 | 232 | 232 | NPgN | GSP | NPg Planning Scenario | Number of electric buses
NPg Planning Scenario | Lct_BB003a_NPgSubComponent | Number of | NPgN | OSBA_1 | Number of electric buses | Osbaldwick | OSBALDWICK | 4 | 10 | 17 | 28 | 40 | 58 | 80 | 108 | 141 | 180 | 221 | 267 | 314 | 363 | 413 | 462 | 507 | 551 | 590 | 624 | 653 | 676 | 695 | 710 | 721 | 729 | 734 | 735 | 736 | 736 | NPgN | GSP | NPg Planning Scenario | Number of electric buses
NPg Planning Scenario | Lct_BB003a_NPgSubComponent | Number of | NPgN | POPP_3 | Number of electric buses | Poppleton | POPPLETON | 0 | 1 | 2 | 3 | 5 | 7 | 9 | 13 | 17 | 21 | 26 | 31 | 37 | 43 | 49 | 54 | 60 | 65 | 70 | 74 | 77 | 80 | 82 | 84 | 85 | 86 | 87 | 87 | 87 | 87 | NPgN | GSP | NPg Planning Scenario | Number of electric buses
NPg Planning Scenario | Lct_BB003a_NPgSubComponent | Number of | NPgN | SALH_1 | Number of electric buses | Saltholme | SALTHOLME | 0 | 0 | 0 | 0 | 0 | 0 | 0 | 0 | 0 | 0 | 0 | 0 | 0 | 0 | 0 | 0 | 0 | 0 | 0 | 0 | 0 | 0 | 0 | 0 | 0 | 0 | 0 | 0 | 0 | 0 | NPgN | GSP | NPg Planning Scenario | Number of electric buses
NPg Planning Scenario | Lct_BB003a_NPgSubComponent | Number of | NPgN | SSHI_3 | Number of electric buses | South Shields | SOUTH SHIELDS | 5 | 12 | 22 | 35 | 51 | 73 | 102 | 137 | 179 | 227 | 280 | 337 | 397 | 459 | 522 | 583 | 641 | 696 | 745 | 788 | 824 | 854 | 878 | 897 | 911 | 921 | 927 | 928 | 929 | 930 | NPgN | GSP | NPg Planning Scenario | Number of electric buses
NPg Planning Scenario | Lct_BB003a_NPgSubComponent | Number of | NPgN | KIELD01 and SPAD20 | Number of electric buses | 0 | SPADEADAM | 0 | 0 | 0 | 0 | 0 | 0 | 0 | 0 | 0 | 0 | 0 | 0 | 0 | 0 | 0 | 0 | 0 | 0 | 0 | 0 | 0 | 0 | 0 | 0 | 0 | 0 | 0 | 0 | 0 | 0 | NPgN | GSP | NPg Planning Scenario | Number of electric buses
NPg Planning Scenario | Lct_BB003a_NPgSubComponent | Number of | NPgN | SPEN_1 | Number of electric buses | Spennymoor | SPENNYMOOR | 1 | 3 | 6 | 10 | 14 | 21 | 29 | 39 | 51 | 65 | 80 | 96 | 113 | 131 | 149 | 166 | 183 | 198 | 212 | 225 | 235 | 243 | 250 | 256 | 260 | 263 | 264 | 265 | 265 | 265 | NPgN | GSP | NPg Planning Scenario | Number of electric buses
NPg Planning Scenario | Lct_BB003a_NPgSubComponent | Number of | NPgN | STEN_1 | Number of electric buses | Stella North | STELLA NORTH | 8 | 19 | 35 | 55 | 80 | 115 | 160 | 216 | 282 | 358 | 441 | 531 | 626 | 724 | 823 | 919 | 1011 | 1098 | 1175 | 1243 | 1300 | 1347 | 1384 | 1414 | 1436 | 1452 | 1461 | 1463 | 1465 | 1466 | NPgN | GSP | NPg Planning Scenario | Number of electric buses
NPg Planning Scenario | Lct_BB003a_NPgSubComponent | Number of | NPgN | STES_1 | Number of electric buses | Stella South | STELLA SOUTH | 3 | 7 | 12 | 19 | 28 | 41 | 57 | 76 | 100 | 127 | 156 | 188 | 222 | 256 | 292 | 325 | 358 | 389 | 416 | 440 | 460 | 477 | 490 | 501 | 509 | 514 | 517 | 518 | 519 | 519 | NPgN | GSP | NPg Planning Scenario | Number of electric buses
NPg Planning Scenario | Lct_BB003a_NPgSubComponent | Number of | NPgN | TYNE_1 | Number of electric buses | Tynemouth 1 | TYNEMOUTH | 1 | 2 | 4 | 7 | 10 | 14 | 19 | 26 | 34 | 43 | 54 | 65 | 76 | 88 | 100 | 112 | 123 | 133 | 143 | 151 | 158 | 164 | 168 | 172 | 175 | 177 | 178 | 178 | 178 | 178 | NPgN | GSP | NPg Planning Scenario | Number of electric buses
NPg Planning Scenario | Lct_BB003a_NPgSubComponent | Number of | NPgN | WBOL_6 | Number of electric buses | West Boldon | WEST BOLDON | 8 | 18 | 32 | 51 | 74 | 107 | 149 | 201 | 262 | 333 | 410 | 494 | 582 | 673 | 766 | 855 | 940 | 1021 | 1093 | 1156 | 1209 | 1253 | 1287 | 1315 | 1336 | 1351 | 1359 | 1361 | 1363 | 1364 | NPgN | GSP | NPg Planning Scenario | Number of electric buses
NPg Planning Scenario | Lct_BB003a_NPgSubComponent | Number of | NPgN | BRAW_1 | Number of electric buses | Bradford West | BRADFORD WEST | 7 | 18 | 32 | 51 | 74 | 107 | 149 | 200 | 261 | 332 | 409 | 493 | 581 | 672 | 764 | 853 | 938 | 1019 | 1091 | 1153 | 1207 | 1250 | 1284 | 1312 | 1333 | 1348 | 1356 | 1358 | 1360 | 1361 | NPgY | GSP | NPg Planning Scenario | Number of electric buses
NPg Planning Scenario | Lct_BB003a_NPgSubComponent | Number of | NPgN | CAMB_01 | Number of electric buses | Camblesforth | CAMBLESFORTH | 0 | 0 | 0 | 0 | 0 | 0 | 0 | 0 | 0 | 0 | 0 | 0 | 0 | 0 | 0 | 0 | 0 | 0 | 0 | 0 | 0 | 0 | 0 | 0 | 0 | 0 | 0 | 0 | 0 | 0 | NPgY | GSP | NPg Planning Scenario | Number of electric buses
NPg Planning Scenario | Lct_BB003a_NPgSubComponent | Number of | NPgN | CREB_1 | Number of electric buses | Creyke Beck | CREYKE BECK | 5 | 12 | 21 | 33 | 49 | 70 | 98 | 131 | 172 | 218 | 268 | 323 | 381 | 441 | 501 | 560 | 615 | 669 | 716 | 757 | 792 | 820 | 843 | 861 | 875 | 884 | 890 | 891 | 892 | 893 | NPgY | GSP | NPg Planning Scenario | Number of electric buses
NPg Planning Scenario | Lct_BB003a_NPgSubComponent | Number of | NPgN | DRAX_YEDL | Number of electric buses | Drax | DRAX | 0 | 1 | 1 | 2 | 3 | 5 | 6 | 9 | 11 | 14 | 18 | 21 | 25 | 29 | 33 | 37 | 41 | 44 | 47 | 50 | 52 | 54 | 56 | 57 | 58 | 58 | 59 | 59 | 59 | 59 | NPgY | GSP | NPg Planning Scenario | Number of electric buses
NPg Planning Scenario | Lct_BB003a_NPgSubComponent | Number of | NPgN | ELLA_1 | Number of electric buses | Elland | ELLAND | 19 | 45 | 83 | 131 | 190 | 274 | 382 | 515 | 672 | 854 | 1052 | 1267 | 1494 | 1727 | 1965 | 2194 | 2412 | 2620 | 2805 | 2966 | 3103 | 3215 | 3303 | 3374 | 3428 | 3466 | 3488 | 3493 | 3496 | 3499 | NPgY | GSP | NPg Planning Scenario | Number of electric buses
NPg Planning Scenario | Lct_BB003a_NPgSubComponent | Number of | NPgN | FERRA2 | Number of electric buses | Ferrybridge A | FERRYBRIDGE A | 0 | 1 | 1 | 2 | 3 | 4 | 6 | 8 | 11 | 14 | 17 | 21 | 24 | 28 | 32 | 36 | 39 | 43 | 46 | 48 | 51 | 52 | 54 | 55 | 56 | 57 | 57 | 57 | 57 | 57 | NPgY | GSP | NPg Planning Scenario | Number of electric buses
NPg Planning Scenario | Lct_BB003a_NPgSubComponent | Number of | NPgN | FERRB9 | Number of electric buses | Ferrybridge B (_M) | FERRYBRIDGE B | 2 | 4 | 8 | 13 | 18 | 26 | 37 | 50 | 65 | 82 | 102 | 122 | 144 | 167 | 190 | 212 | 233 | 253 | 271 | 286 | 300 | 310 | 319 | 326 | 331 | 335 | 337 | 337 | 338 | 338 | NPgY | GSP | NPg Planning Scenario | Number of electric buses
NPg Planning Scenario | Lct_BB003a_NPgSubComponent | Number of | NPgN | GRIW_1 | Number of electric buses | Grimsby West | GRIMSBY WEST | 1 | 2 | 4 | 6 | 8 | 12 | 16 | 22 | 29 | 37 | 45 | 54 | 64 | 74 | 84 | 94 | 103 | 112 | 120 | 127 | 133 | 138 | 141 | 144 | 147 | 148 | 149 | 149 | 150 | 150 | NPgY | GSP | NPg Planning Scenario | Number of electric buses
NPg Planning Scenario | Lct_BB003a_NPgSubComponent | Number of | NPgN | JORD_3 | Number of electric buses | Jordanthorpe | JORDANTHORPE | 0 | 0 | 0 | 0 | 0 | 0 | 0 | 0 | 0 | 0 | 0 | 0 | 0 | 0 | 0 | 0 | 0 | 0 | 0 | 0 | 0 | 0 | 0 | 0 | 0 | 0 | 0 | 0 | 0 | 0 | NPgY | GSP | NPg Planning Scenario | Number of electric buses
NPg Planning Scenario | Lct_BB003a_NPgSubComponent | Number of | NPgN | KEAD_YEDL | Number of electric buses | Keadby | KEADBY | 2 | 4 | 7 | 11 | 15 | 22 | 31 | 41 | 54 | 69 | 85 | 102 | 120 | 139 | 158 | 177 | 194 | 211 | 226 | 239 | 250 | 259 | 266 | 272 | 276 | 279 | 281 | 281 | 281 | 282 | NPgY | GSP | NPg Planning Scenario | Number of electric buses
NPg Planning Scenario | Lct_BB003a_NPgSubComponent | Number of | NPgN | KIRKB1 | Number of electric buses | Kirkstall B | KIRKSTALL B | 6 | 15 | 28 | 44 | 63 | 91 | 127 | 171 | 224 | 284 | 350 | 421 | 497 | 574 | 653 | 729 | 802 | 871 | 932 | 986 | 1031 | 1069 | 1098 | 1122 | 1140 | 1152 | 1160 | 1161 | 1162 | 1163 | NPgY | GSP | NPg Planning Scenario | Number of electric buses
NPg Planning Scenario | Lct_BB003a_NPgSubComponent | Number of | NPgN | NEEP_3 | Number of electric buses | Neepsend | NEEPSEND | 0 | 0 | 1 | 1 | 1 | 2 | 3 | 4 | 5 | 6 | 7 | 9 | 10 | 12 | 14 | 15 | 17 | 18 | 20 | 21 | 22 | 22 | 23 | 23 | 24 | 24 | 24 | 24 | 24 | 24 | NPgY | GSP | NPg Planning Scenario | Number of electric buses
NPg Planning Scenario | Lct_BB003a_NPgSubComponent | Number of | NPgN | NORL_3 | Number of electric buses | Norton Lees | NORTON LEES | 3 | 7 | 12 | 19 | 28 | 40 | 56 | 76 | 99 | 126 | 155 | 186 | 220 | 254 | 289 | 323 | 355 | 385 | 413 | 436 | 456 | 473 | 486 | 496 | 504 | 510 | 513 | 514 | 514 | 515 | NPgY | GSP | NPg Planning Scenario | Number of electric buses
NPg Planning Scenario | Lct_BB003a_NPgSubComponent | Number of | NPgN | PITS_BB_B | Number of electric buses | Pitsmoor | PITSMOOR 3/4 | 0 | 0 | 0 | 0 | 0 | 0 | 0 | 0 | 0 | 0 | 0 | 0 | 0 | 0 | 0 | 0 | 0 | 0 | 0 | 0 | 0 | 0 | 0 | 0 | 0 | 0 | 0 | 0 | 0 | 0 | NPgY | GSP | NPg Planning Scenario | Number of electric buses
NPg Planning Scenario | Lct_BB003a_NPgSubComponent | Number of | NPgN | SALT_1 | Number of electric buses | Saltend North | SALTEND NORTH | 0 | 1 | 2 | 3 | 4 | 6 | 8 | 11 | 14 | 18 | 22 | 26 | 31 | 36 | 40 | 45 | 50 | 54 | 58 | 61 | 64 | 66 | 68 | 69 | 71 | 71 | 72 | 72 | 72 | 72 | NPgY | GSP | NPg Planning Scenario | Number of electric buses
NPg Planning Scenario | Lct_BB003a_NPgSubComponent | Number of | NPgN | SHEC_3 | Number of electric buses | Sheffield City | SHEFFIELD CITY | 0 | 0 | 0 | 0 | 0 | 0 | 0 | 0 | 0 | 0 | 0 | 0 | 0 | 0 | 0 | 0 | 0 | 0 | 0 | 0 | 0 | 0 | 0 | 0 | 0 | 0 | 0 | 0 | 0 | 0 | NPgY | GSP | NPg Planning Scenario | Number of electric buses
NPg Planning Scenario | Lct_BB003a_NPgSubComponent | Number of | NPgN | SKLGB1 | Number of electric buses | Skelton Grange | SKELTON GRANGE | 3 | 8 | 14 | 22 | 32 | 46 | 64 | 86 | 112 | 142 | 175 | 210 | 248 | 287 | 326 | 364 | 401 | 435 | 466 | 493 | 515 | 534 | 549 | 560 | 569 | 576 | 579 | 580 | 581 | 581 | NPgY | GSP | NPg Planning Scenario | Number of electric buses
NPg Planning Scenario | Lct_BB003a_NPgSubComponent | Number of | NPgN | TEMP_3 | Number of electric buses | Templeborough | TEMPLEBOROUGH 275/33KV | 0 | 0 | 0 | 0 | 0 | 0 | 0 | 0 | 0 | 0 | 0 | 0 | 0 | 0 | 0 | 0 | 0 | 0 | 0 | 0 | 0 | 0 | 0 | 0 | 0 | 0 | 0 | 0 | 0 | 0 | NPgY | GSP | NPg Planning Scenario | Number of electric buses
NPg Planning Scenario | Lct_BB003a_NPgSubComponent | Number of | NPgN | THUR_6 | Number of electric buses | Thurcroft | THURCROFT | 1 | 2 | 3 | 5 | 8 | 11 | 15 | 20 | 27 | 34 | 42 | 50 | 59 | 68 | 78 | 87 | 95 | 104 | 111 | 117 | 123 | 127 | 131 | 134 | 136 | 137 | 138 | 138 | 138 | 139 | NPgY | GSP | NPg Planning Scenario | Number of electric buses
NPg Planning Scenario | Lct_BB003a_NPgSubComponent | Number of | NPgN | WMEL_THOM | Number of electric buses | Thorpe Marsh | WEST MELTON / THORPE MARSH | 1 | 3 | 5 | 8 | 11 | 16 | 22 | 30 | 39 | 49 | 61 | 73 | 86 | 99 | 113 | 126 | 139 | 151 | 161 | 171 | 178 | 185 | 190 | 194 | 197 | 199 | 201 | 201 | 201 | 201 | NPgY | GSP | NPg Planning Scenario | Number of electric buses
NPg Planning Scenario | Lct_BB003a_NPgSubComponent | Number of | NPgN | WMEL_BB3 | Number of electric buses | West Melton | WEST MELTON SECTION 3 | 5 | 11 | 20 | 32 | 47 | 67 | 94 | 126 | 165 | 209 | 258 | 311 | 366 | 424 | 482 | 538 | 592 | 643 | 688 | 727 | 761 | 788 | 810 | 827 | 841 | 850 | 855 | 857 | 858 | 858 | NPgY | GSP | NPg Planning Scenario | Number of electric buses
NPg Planning Scenario | Lct_BB003a_NPgSubComponent | Number of | NPgN | WIBA_3 | Number of electric buses | Wincobank | WINCOBANK | 0 | 0 | 0 | 0 | 0 | 0 | 0 | 0 | 0 | 0 | 0 | 0 | 0 | 0 | 0 | 0 | 0 | 0 | 0 | 0 | 0 | 0 | 0 | 0 | 0 | 0 | 0 | 0 | 0 | 0 | NPgY | GSP | NPg Planning Scenario | Number of electric buses
NG FES - System Transformation | Lct_BB003a_NPgSubComponent | Number of | NPgN | BLYTB1 | Number of electric buses | Blyth 66kV | BLYTH 66kV | 2 | 3 | 4 | 6 | 9 | 14 | 21 | 30 | 45 | 57 | 72 | 90 | 110 | 133 | 159 | 179 | 201 | 225 | 249 | 271 | 292 | 311 | 323 | 323 | 321 | 314 | 307 | 299 | 291 | 282 | NPgN | GSP | NG FES - System Transformation | Number of electric buses
NG FES - System Transformation | Lct_BB003a_NPgSubComponent | Number of | NPgN | BLYTH132 | Number of electric buses | Blyth 132kV | BLYTH 132kV | 1 | 1 | 2 | 2 | 3 | 5 | 7 | 11 | 16 | 21 | 26 | 32 | 40 | 48 | 57 | 65 | 73 | 81 | 90 | 98 | 106 | 112 | 117 | 117 | 116 | 114 | 111 | 108 | 105 | 102 | NPgN | GSP | NG FES - System Transformation | Number of electric buses
NG FES - System Transformation | Lct_BB003a_NPgSubComponent | Number of | NPgN | FOUR_1 | Number of electric buses | Fourstones | FOURSTONES | 0 | 0 | 0 | 1 | 1 | 1 | 2 | 3 | 4 | 5 | 7 | 8 | 10 | 12 | 15 | 16 | 19 | 21 | 23 | 25 | 27 | 29 | 30 | 30 | 30 | 29 | 28 | 28 | 27 | 26 | NPgN | GSP | NG FES - System Transformation | Number of electric buses
NG FES - System Transformation | Lct_BB003a_NPgSubComponent | Number of | NPgN | HARM_6 | Number of electric buses | Hart Moor | HARTMOOR | 0 | 0 | 0 | 1 | 1 | 1 | 2 | 3 | 4 | 5 | 7 | 9 | 11 | 13 | 15 | 17 | 19 | 22 | 24 | 26 | 28 | 30 | 31 | 31 | 31 | 30 | 29 | 29 | 28 | 27 | NPgN | GSP | NG FES - System Transformation | Number of electric buses
NG FES - System Transformation | Lct_BB003a_NPgSubComponent | Number of | NPgN | HAWP_6 | Number of electric buses | Hawthorn Pit | HAWTHORN PIT GRID | 0 | 0 | 0 | 1 | 1 | 2 | 2 | 3 | 5 | 6 | 8 | 10 | 12 | 15 | 18 | 20 | 22 | 25 | 28 | 30 | 32 | 34 | 36 | 36 | 35 | 35 | 34 | 33 | 32 | 31 | NPgN | GSP | NG FES - System Transformation | Number of electric buses
NG FES - System Transformation | Lct_BB003a_NPgSubComponent | Number of | NPgN | KNARE_111 | Number of electric buses | Knaresborough | KNARESBOROUGH | 1 | 1 | 2 | 3 | 4 | 6 | 8 | 12 | 18 | 23 | 29 | 37 | 45 | 54 | 65 | 73 | 82 | 92 | 102 | 111 | 120 | 127 | 132 | 132 | 131 | 129 | 126 | 123 | 119 | 115 | NPgN | GSP | NG FES - System Transformation | Number of electric buses
NG FES - System Transformation | Lct_BB003a_NPgSubComponent | Number of | NPgN | LACK_6 | Number of electric buses | Lackenby | LACKENBY | 1 | 1 | 1 | 2 | 3 | 5 | 7 | 11 | 16 | 20 | 25 | 31 | 39 | 47 | 56 | 63 | 71 | 79 | 87 | 95 | 102 | 109 | 113 | 113 | 112 | 110 | 108 | 105 | 102 | 99 | NPgN | GSP | NG FES - System Transformation | Number of electric buses
NG FES - System Transformation | Lct_BB003a_NPgSubComponent | Number of | NPgN | NORT_1 | Number of electric buses | Norton | NORTON | 4 | 7 | 11 | 16 | 24 | 35 | 52 | 77 | 113 | 144 | 182 | 227 | 279 | 337 | 402 | 452 | 510 | 569 | 629 | 686 | 739 | 787 | 817 | 818 | 811 | 796 | 778 | 758 | 736 | 713 | NPgN | GSP | NG FES - System Transformation | Number of electric buses
NG FES - System Transformation | Lct_BB003a_NPgSubComponent | Number of | NPgN | OFFE_3 | Number of electric buses | Offerton | OFFERTON | 1 | 2 | 2 | 3 | 5 | 8 | 11 | 17 | 25 | 31 | 40 | 50 | 61 | 74 | 88 | 99 | 111 | 125 | 138 | 150 | 162 | 172 | 179 | 179 | 177 | 174 | 170 | 166 | 161 | 156 | NPgN | GSP | NG FES - System Transformation | Number of electric buses
NG FES - System Transformation | Lct_BB003a_NPgSubComponent | Number of | NPgN | OSBA_1 | Number of electric buses | Osbaldwick | OSBALDWICK | 3 | 5 | 7 | 11 | 16 | 24 | 36 | 53 | 78 | 100 | 126 | 157 | 193 | 233 | 278 | 313 | 353 | 394 | 436 | 475 | 512 | 545 | 566 | 567 | 562 | 551 | 538 | 525 | 510 | 494 | NPgN | GSP | NG FES - System Transformation | Number of electric buses
NG FES - System Transformation | Lct_BB003a_NPgSubComponent | Number of | NPgN | POPP_3 | Number of electric buses | Poppleton | POPPLETON | 0 | 1 | 1 | 1 | 2 | 3 | 4 | 6 | 9 | 12 | 15 | 19 | 23 | 27 | 33 | 37 | 42 | 46 | 51 | 56 | 60 | 64 | 67 | 67 | 66 | 65 | 63 | 62 | 60 | 58 | NPgN | GSP | NG FES - System Transformation | Number of electric buses
NG FES - System Transformation | Lct_BB003a_NPgSubComponent | Number of | NPgN | SALH_1 | Number of electric buses | Saltholme | SALTHOLME | 0 | 0 | 0 | 0 | 0 | 0 | 0 | 0 | 0 | 0 | 0 | 0 | 0 | 0 | 0 | 0 | 0 | 0 | 0 | 0 | 0 | 0 | 0 | 0 | 0 | 0 | 0 | 0 | 0 | 0 | NPgN | GSP | NG FES - System Transformation | Number of electric buses
NG FES - System Transformation | Lct_BB003a_NPgSubComponent | Number of | NPgN | SSHI_3 | Number of electric buses | South Shields | SOUTH SHIELDS | 4 | 6 | 9 | 14 | 21 | 31 | 46 | 67 | 99 | 126 | 159 | 198 | 244 | 294 | 351 | 396 | 446 | 498 | 550 | 600 | 647 | 688 | 715 | 716 | 710 | 696 | 680 | 663 | 644 | 623 | NPgN | GSP | NG FES - System Transformation | Number of electric buses
NG FES - System Transformation | Lct_BB003a_NPgSubComponent | Number of | NPgN | KIELD01 and SPAD20 | Number of electric buses | 0 | SPADEADAM | 0 | 0 | 0 | 0 | 0 | 0 | 0 | 0 | 0 | 0 | 0 | 0 | 0 | 0 | 0 | 0 | 0 | 0 | 0 | 0 | 0 | 0 | 0 | 0 | 0 | 0 | 0 | 0 | 0 | 0 | NPgN | GSP | NG FES - System Transformation | Number of electric buses
NG FES - System Transformation | Lct_BB003a_NPgSubComponent | Number of | NPgN | SPEN_1 | Number of electric buses | Spennymoor | SPENNYMOOR | 1 | 2 | 3 | 4 | 6 | 9 | 13 | 19 | 28 | 36 | 45 | 57 | 70 | 84 | 100 | 113 | 127 | 142 | 157 | 171 | 184 | 196 | 204 | 204 | 202 | 198 | 194 | 189 | 184 | 178 | NPgN | GSP | NG FES - System Transformation | Number of electric buses
NG FES - System Transformation | Lct_BB003a_NPgSubComponent | Number of | NPgN | STEN_1 | Number of electric buses | Stella North | STELLA NORTH | 6 | 10 | 15 | 22 | 33 | 49 | 72 | 106 | 156 | 198 | 251 | 313 | 385 | 464 | 554 | 624 | 703 | 785 | 868 | 947 | 1020 | 1085 | 1127 | 1128 | 1119 | 1097 | 1072 | 1045 | 1015 | 983 | NPgN | GSP | NG FES - System Transformation | Number of electric buses
NG FES - System Transformation | Lct_BB003a_NPgSubComponent | Number of | NPgN | STES_1 | Number of electric buses | Stella South | STELLA SOUTH | 2 | 4 | 5 | 8 | 12 | 17 | 26 | 38 | 55 | 70 | 89 | 111 | 136 | 164 | 196 | 221 | 249 | 278 | 307 | 335 | 361 | 384 | 399 | 400 | 396 | 389 | 380 | 370 | 360 | 348 | NPgN | GSP | NG FES - System Transformation | Number of electric buses
NG FES - System Transformation | Lct_BB003a_NPgSubComponent | Number of | NPgN | TYNE_1 | Number of electric buses | Tynemouth 1 | TYNEMOUTH | 1 | 1 | 2 | 3 | 4 | 6 | 9 | 13 | 19 | 24 | 30 | 38 | 47 | 56 | 67 | 76 | 85 | 95 | 105 | 115 | 124 | 132 | 137 | 137 | 136 | 133 | 130 | 127 | 123 | 119 | NPgN | GSP | NG FES - System Transformation | Number of electric buses
NG FES - System Transformation | Lct_BB003a_NPgSubComponent | Number of | NPgN | WBOL_6 | Number of electric buses | West Boldon | WEST BOLDON | 5 | 9 | 14 | 20 | 30 | 45 | 67 | 99 | 145 | 185 | 233 | 291 | 358 | 432 | 515 | 580 | 654 | 730 | 807 | 881 | 949 | 1009 | 1048 | 1050 | 1041 | 1021 | 997 | 972 | 944 | 914 | NPgN | GSP | NG FES - System Transformation | Number of electric buses
NG FES - System Transformation | Lct_BB003a_NPgSubComponent | Number of | NPgN | BRAW_1 | Number of electric buses | Bradford West | BRADFORD WEST | 12 | 21 | 30 | 41 | 55 | 74 | 100 | 133 | 176 | 225 | 284 | 354 | 436 | 526 | 627 | 706 | 796 | 889 | 983 | 1072 | 1155 | 1229 | 1277 | 1278 | 1267 | 1243 | 1215 | 1184 | 1150 | 1113 | NPgY | GSP | NG FES - System Transformation | Number of electric buses
NG FES - System Transformation | Lct_BB003a_NPgSubComponent | Number of | NPgN | CAMB_01 | Number of electric buses | Camblesforth | CAMBLESFORTH | 0 | 0 | 0 | 0 | 0 | 0 | 0 | 0 | 0 | 0 | 0 | 0 | 0 | 0 | 0 | 0 | 0 | 0 | 0 | 0 | 0 | 0 | 0 | 0 | 0 | 0 | 0 | 0 | 0 | 0 | NPgY | GSP | NG FES - System Transformation | Number of electric buses
NG FES - System Transformation | Lct_BB003a_NPgSubComponent | Number of | NPgN | CREB_1 | Number of electric buses | Creyke Beck | CREYKE BECK | 8 | 14 | 19 | 27 | 36 | 49 | 66 | 87 | 116 | 148 | 186 | 232 | 286 | 345 | 412 | 464 | 522 | 584 | 645 | 703 | 758 | 806 | 838 | 839 | 832 | 815 | 797 | 777 | 755 | 731 | NPgY | GSP | NG FES - System Transformation | Number of electric buses
NG FES - System Transformation | Lct_BB003a_NPgSubComponent | Number of | NPgN | DRAX_YEDL | Number of electric buses | Drax | DRAX | 1 | 1 | 1 | 2 | 2 | 3 | 4 | 6 | 8 | 10 | 12 | 15 | 19 | 23 | 27 | 31 | 34 | 39 | 43 | 46 | 50 | 53 | 55 | 55 | 55 | 54 | 53 | 51 | 50 | 48 | NPgY | GSP | NG FES - System Transformation | Number of electric buses
NG FES - System Transformation | Lct_BB003a_NPgSubComponent | Number of | NPgN | ELLA_1 | Number of electric buses | Elland | ELLAND | 32 | 55 | 76 | 105 | 142 | 192 | 257 | 342 | 453 | 578 | 730 | 910 | 1121 | 1353 | 1613 | 1817 | 2047 | 2287 | 2527 | 2757 | 2970 | 3161 | 3283 | 3286 | 3259 | 3196 | 3123 | 3044 | 2957 | 2863 | NPgY | GSP | NG FES - System Transformation | Number of electric buses
NG FES - System Transformation | Lct_BB003a_NPgSubComponent | Number of | NPgN | FERRA2 | Number of electric buses | Ferrybridge A | FERRYBRIDGE A | 1 | 1 | 1 | 2 | 2 | 3 | 4 | 6 | 7 | 9 | 12 | 15 | 18 | 22 | 26 | 30 | 33 | 37 | 41 | 45 | 48 | 52 | 54 | 54 | 53 | 52 | 51 | 50 | 48 | 47 | NPgY | GSP | NG FES - System Transformation | Number of electric buses
NG FES - System Transformation | Lct_BB003a_NPgSubComponent | Number of | NPgN | FERRB9 | Number of electric buses | Ferrybridge B (_M) | FERRYBRIDGE B | 3 | 5 | 7 | 10 | 14 | 18 | 25 | 33 | 44 | 56 | 70 | 88 | 108 | 131 | 156 | 175 | 198 | 221 | 244 | 266 | 287 | 305 | 317 | 317 | 315 | 309 | 302 | 294 | 286 | 276 | NPgY | GSP | NG FES - System Transformation | Number of electric buses
NG FES - System Transformation | Lct_BB003a_NPgSubComponent | Number of | NPgN | GRIW_1 | Number of electric buses | Grimsby West | GRIMSBY WEST | 1 | 2 | 3 | 4 | 6 | 8 | 11 | 15 | 19 | 25 | 31 | 39 | 48 | 58 | 69 | 78 | 88 | 98 | 108 | 118 | 127 | 135 | 140 | 141 | 139 | 137 | 134 | 130 | 127 | 123 | NPgY | GSP | NG FES - System Transformation | Number of electric buses
NG FES - System Transformation | Lct_BB003a_NPgSubComponent | Number of | NPgN | JORD_3 | Number of electric buses | Jordanthorpe | JORDANTHORPE | 0 | 0 | 0 | 0 | 0 | 0 | 0 | 0 | 0 | 0 | 0 | 0 | 0 | 0 | 0 | 0 | 0 | 0 | 0 | 0 | 0 | 0 | 0 | 0 | 0 | 0 | 0 | 0 | 0 | 0 | NPgY | GSP | NG FES - System Transformation | Number of electric buses
NG FES - System Transformation | Lct_BB003a_NPgSubComponent | Number of | NPgN | KEAD_YEDL | Number of electric buses | Keadby | KEADBY | 3 | 4 | 6 | 8 | 11 | 15 | 21 | 28 | 36 | 47 | 59 | 73 | 90 | 109 | 130 | 146 | 165 | 184 | 203 | 222 | 239 | 254 | 264 | 265 | 262 | 257 | 251 | 245 | 238 | 230 | NPgY | GSP | NG FES - System Transformation | Number of electric buses
NG FES - System Transformation | Lct_BB003a_NPgSubComponent | Number of | NPgN | KIRKB1 | Number of electric buses | Kirkstall B | KIRKSTALL B | 11 | 18 | 25 | 35 | 47 | 64 | 85 | 114 | 151 | 192 | 243 | 303 | 373 | 450 | 536 | 604 | 680 | 760 | 840 | 917 | 987 | 1051 | 1091 | 1093 | 1083 | 1062 | 1038 | 1012 | 983 | 952 | NPgY | GSP | NG FES - System Transformation | Number of electric buses
NG FES - System Transformation | Lct_BB003a_NPgSubComponent | Number of | NPgN | NEEP_3 | Number of electric buses | Neepsend | NEEPSEND | 0 | 0 | 1 | 1 | 1 | 1 | 2 | 2 | 3 | 4 | 5 | 6 | 8 | 9 | 11 | 13 | 14 | 16 | 18 | 19 | 21 | 22 | 23 | 23 | 23 | 22 | 22 | 21 | 21 | 20 | NPgY | GSP | NG FES - System Transformation | Number of electric buses
NG FES - System Transformation | Lct_BB003a_NPgSubComponent | Number of | NPgN | NORL_3 | Number of electric buses | Norton Lees | NORTON LEES | 5 | 8 | 11 | 15 | 21 | 28 | 38 | 50 | 67 | 85 | 107 | 134 | 165 | 199 | 237 | 267 | 301 | 336 | 372 | 406 | 437 | 465 | 483 | 483 | 479 | 470 | 459 | 448 | 435 | 421 | NPgY | GSP | NG FES - System Transformation | Number of electric buses
NG FES - System Transformation | Lct_BB003a_NPgSubComponent | Number of | NPgN | PITS_BB_B | Number of electric buses | Pitsmoor | PITSMOOR 3/4 | 0 | 0 | 0 | 0 | 0 | 0 | 0 | 0 | 0 | 0 | 0 | 0 | 0 | 0 | 0 | 0 | 0 | 0 | 0 | 0 | 0 | 0 | 0 | 0 | 0 | 0 | 0 | 0 | 0 | 0 | NPgY | GSP | NG FES - System Transformation | Number of electric buses
NG FES - System Transformation | Lct_BB003a_NPgSubComponent | Number of | NPgN | SALT_1 | Number of electric buses | Saltend North | SALTEND NORTH | 1 | 1 | 2 | 2 | 3 | 4 | 5 | 7 | 9 | 12 | 15 | 19 | 23 | 28 | 33 | 37 | 42 | 47 | 52 | 57 | 61 | 65 | 68 | 68 | 67 | 66 | 64 | 63 | 61 | 59 | NPgY | GSP | NG FES - System Transformation | Number of electric buses
NG FES - System Transformation | Lct_BB003a_NPgSubComponent | Number of | NPgN | SHEC_3 | Number of electric buses | Sheffield City | SHEFFIELD CITY | 0 | 0 | 0 | 0 | 0 | 0 | 0 | 0 | 0 | 0 | 0 | 0 | 0 | 0 | 0 | 0 | 0 | 0 | 0 | 0 | 0 | 0 | 0 | 0 | 0 | 0 | 0 | 0 | 0 | 0 | NPgY | GSP | NG FES - System Transformation | Number of electric buses
NG FES - System Transformation | Lct_BB003a_NPgSubComponent | Number of | NPgN | SKLGB1 | Number of electric buses | Skelton Grange | SKELTON GRANGE | 5 | 9 | 13 | 17 | 24 | 32 | 43 | 57 | 75 | 96 | 121 | 151 | 186 | 225 | 268 | 302 | 340 | 380 | 420 | 458 | 493 | 525 | 545 | 546 | 541 | 531 | 519 | 506 | 491 | 476 | NPgY | GSP | NG FES - System Transformation | Number of electric buses
NG FES - System Transformation | Lct_BB003a_NPgSubComponent | Number of | NPgN | TEMP_3 | Number of electric buses | Templeborough | TEMPLEBOROUGH 275/33KV | 0 | 0 | 0 | 0 | 0 | 0 | 0 | 0 | 0 | 0 | 0 | 0 | 0 | 0 | 0 | 0 | 0 | 0 | 0 | 0 | 0 | 0 | 0 | 0 | 0 | 0 | 0 | 0 | 0 | 0 | NPgY | GSP | NG FES - System Transformation | Number of electric buses
NG FES - System Transformation | Lct_BB003a_NPgSubComponent | Number of | NPgN | THUR_6 | Number of electric buses | Thurcroft | THURCROFT | 1 | 2 | 3 | 4 | 6 | 8 | 10 | 14 | 18 | 23 | 29 | 36 | 44 | 54 | 64 | 72 | 81 | 91 | 100 | 109 | 118 | 125 | 130 | 130 | 129 | 126 | 124 | 120 | 117 | 113 | NPgY | GSP | NG FES - System Transformation | Number of electric buses
NG FES - System Transformation | Lct_BB003a_NPgSubComponent | Number of | NPgN | WMEL_THOM | Number of electric buses | Thorpe Marsh | WEST MELTON / THORPE MARSH | 2 | 3 | 4 | 6 | 8 | 11 | 15 | 20 | 26 | 33 | 42 | 52 | 64 | 78 | 93 | 104 | 118 | 132 | 145 | 159 | 171 | 182 | 189 | 189 | 187 | 184 | 180 | 175 | 170 | 165 | NPgY | GSP | NG FES - System Transformation | Number of electric buses
NG FES - System Transformation | Lct_BB003a_NPgSubComponent | Number of | NPgN | WMEL_BB3 | Number of electric buses | West Melton | WEST MELTON SECTION 3 | 8 | 13 | 19 | 26 | 35 | 47 | 63 | 84 | 111 | 142 | 179 | 223 | 275 | 332 | 396 | 446 | 502 | 561 | 620 | 676 | 728 | 775 | 805 | 806 | 799 | 784 | 766 | 746 | 725 | 702 | NPgY | GSP | NG FES - System Transformation | Number of electric buses
NG FES - System Transformation | Lct_BB003a_NPgSubComponent | Number of | NPgN | WIBA_3 | Number of electric buses | Wincobank | WINCOBANK | 0 | 0 | 0 | 0 | 0 | 0 | 0 | 0 | 0 | 0 | 0 | 0 | 0 | 0 | 0 | 0 | 0 | 0 | 0 | 0 | 0 | 0 | 0 | 0 | 0 | 0 | 0 | 0 | 0 | 0 | NPgY | GSP | NG FES - System Transformation | Number of electric buses
NG FES - Consumer Transformation | LCT_BB002_NPgAggregate | Number of | NPgN | BLYTB1 | Number of electric cars and vans (hybrid and full electric) | Blyth 66kV | BLYTH 66kV | 1044 | 1754 | 3070 | 5426 | 9427 | 16031 | 21878 | 29110 | 37708 | 47511 | 59319 | 71844 | 84287 | 95656 | 105463 | 113286 | 118999 | 123086 | 125667 | 127319 | 127522 | 127203 | 126684 | 125966 | 125038 | 123833 | 122340 | 120688 | 118638 | 116247 | NPgN | GSP | NG FES - Consumer Transformation | Number of electric cars and vans (hybrid and full electric)
NG FES - Consumer Transformation | LCT_BB002_NPgAggregate | Number of | NPgN | BLYTH132 | Number of electric cars and vans (hybrid and full electric) | Blyth 132kV | BLYTH 132kV | 680 | 1057 | 1703 | 2757 | 4362 | 6704 | 8417 | 10527 | 13032 | 15884 | 19318 | 22961 | 26579 | 29890 | 32738 | 35016 | 36687 | 37888 | 38649 | 39138 | 39200 | 39102 | 38943 | 38722 | 38437 | 38066 | 37608 | 37099 | 36469 | 35734 | NPgN | GSP | NG FES - Consumer Transformation | Number of electric cars and vans (hybrid and full electric)
NG FES - Consumer Transformation | LCT_BB002_NPgAggregate | Number of | NPgN | FOUR_1 | Number of electric cars and vans (hybrid and full electric) | Fourstones | FOURSTONES | 122 | 196 | 332 | 564 | 941 | 1538 | 2034 | 2646 | 3376 | 4205 | 5205 | 6266 | 7319 | 8282 | 9112 | 9775 | 10260 | 10606 | 10825 | 10967 | 10983 | 10956 | 10912 | 10850 | 10769 | 10665 | 10538 | 10395 | 10219 | 10013 | NPgN | GSP | NG FES - Consumer Transformation | Number of electric cars and vans (hybrid and full electric)
NG FES - Consumer Transformation | LCT_BB002_NPgAggregate | Number of | NPgN | HARM_6 | Number of electric cars and vans (hybrid and full electric) | Hart Moor | HARTMOOR | 429 | 731 | 1297 | 2324 | 4091 | 7046 | 9707 | 13001 | 16916 | 21381 | 26759 | 32463 | 38131 | 43308 | 47774 | 51337 | 53938 | 55798 | 56972 | 57723 | 57816 | 57670 | 57436 | 57111 | 56689 | 56143 | 55466 | 54718 | 53788 | 52704 | NPgN | GSP | NG FES - Consumer Transformation | Number of electric cars and vans (hybrid and full electric)
NG FES - Consumer Transformation | LCT_BB002_NPgAggregate | Number of | NPgN | HAWP_6 | Number of electric cars and vans (hybrid and full electric) | Hawthorn Pit | HAWTHORN PIT GRID | 652 | 1086 | 1885 | 3301 | 5686 | 9587 | 12999 | 17218 | 22234 | 27953 | 34841 | 42147 | 49406 | 56038 | 61758 | 66321 | 69655 | 72041 | 73547 | 74513 | 74631 | 74444 | 74141 | 73721 | 73178 | 72471 | 71598 | 70632 | 69432 | 68032 | NPgN | GSP | NG FES - Consumer Transformation | Number of electric cars and vans (hybrid and full electric)
NG FES - Consumer Transformation | LCT_BB002_NPgAggregate | Number of | NPgN | KNARE_111 | Number of electric cars and vans (hybrid and full electric) | Knaresborough | KNARESBOROUGH | 1263 | 2046 | 3453 | 5881 | 9839 | 16106 | 21335 | 27795 | 35473 | 44224 | 54763 | 65941 | 77047 | 87197 | 95947 | 102932 | 108038 | 111696 | 114009 | 115492 | 115677 | 115386 | 114916 | 114265 | 113423 | 112329 | 110975 | 109477 | 107618 | 105448 | NPgN | GSP | NG FES - Consumer Transformation | Number of electric cars and vans (hybrid and full electric)
NG FES - Consumer Transformation | LCT_BB002_NPgAggregate | Number of | NPgN | LACK_6 | Number of electric cars and vans (hybrid and full electric) | Lackenby | LACKENBY | 626 | 1109 | 2039 | 3775 | 6846 | 12119 | 17032 | 23114 | 30346 | 38596 | 48533 | 59074 | 69546 | 79111 | 87366 | 93947 | 98748 | 102181 | 104345 | 105730 | 105899 | 105633 | 105203 | 104607 | 103836 | 102835 | 101595 | 100224 | 98521 | 96535 | NPgN | GSP | NG FES - Consumer Transformation | Number of electric cars and vans (hybrid and full electric)
NG FES - Consumer Transformation | LCT_BB002_NPgAggregate | Number of | NPgN | NORT_1 | Number of electric cars and vans (hybrid and full electric) | Norton | NORTON | 2340 | 4040 | 7260 | 13155 | 23399 | 40700 | 56482 | 76011 | 99230 | 125714 | 157611 | 191448 | 225064 | 255772 | 282269 | 303398 | 318819 | 329846 | 336805 | 341257 | 341802 | 340944 | 339557 | 337632 | 335145 | 331912 | 327912 | 323484 | 317989 | 311579 | NPgN | GSP | NG FES - Consumer Transformation | Number of electric cars and vans (hybrid and full electric)
NG FES - Consumer Transformation | LCT_BB002_NPgAggregate | Number of | NPgN | OFFE_3 | Number of electric cars and vans (hybrid and full electric) | Offerton | OFFERTON | 287 | 488 | 862 | 1537 | 2693 | 4620 | 6346 | 8482 | 11021 | 13917 | 17405 | 21104 | 24780 | 28138 | 31035 | 33345 | 35032 | 36238 | 37000 | 37487 | 37548 | 37453 | 37301 | 37089 | 36817 | 36461 | 36022 | 35535 | 34931 | 34227 | NPgN | GSP | NG FES - Consumer Transformation | Number of electric cars and vans (hybrid and full electric)
NG FES - Consumer Transformation | LCT_BB002_NPgAggregate | Number of | NPgN | OSBA_1 | Number of electric cars and vans (hybrid and full electric) | Osbaldwick | OSBALDWICK | 2359 | 3756 | 6226 | 10399 | 17039 | 27269 | 35459 | 45570 | 57582 | 71268 | 87749 | 105230 | 122598 | 138477 | 152157 | 163084 | 171081 | 176813 | 180441 | 182769 | 183059 | 182600 | 181857 | 180826 | 179494 | 177763 | 175621 | 173249 | 170307 | 166874 | NPgN | GSP | NG FES - Consumer Transformation | Number of electric cars and vans (hybrid and full electric)
NG FES - Consumer Transformation | LCT_BB002_NPgAggregate | Number of | NPgN | POPP_3 | Number of electric cars and vans (hybrid and full electric) | Poppleton | POPPLETON | 409 | 648 | 1070 | 1778 | 2898 | 4612 | 5969 | 7643 | 9632 | 11898 | 14625 | 17520 | 20394 | 23023 | 25288 | 27097 | 28422 | 29370 | 29971 | 30358 | 30406 | 30329 | 30206 | 30035 | 29814 | 29526 | 29170 | 28777 | 28288 | 27717 | NPgN | GSP | NG FES - Consumer Transformation | Number of electric cars and vans (hybrid and full electric)
NG FES - Consumer Transformation | LCT_BB002_NPgAggregate | Number of | NPgN | SALH_1 | Number of electric cars and vans (hybrid and full electric) | Saltholme | SALTHOLME | 9 | 16 | 28 | 51 | 93 | 161 | 225 | 302 | 395 | 502 | 629 | 765 | 899 | 1022 | 1128 | 1212 | 1273 | 1318 | 1346 | 1364 | 1366 | 1362 | 1357 | 1349 | 1340 | 1326 | 1310 | 1292 | 1271 | 1245 | NPgN | GSP | NG FES - Consumer Transformation | Number of electric cars and vans (hybrid and full electric)
NG FES - Consumer Transformation | LCT_BB002_NPgAggregate | Number of | NPgN | SSHI_3 | Number of electric cars and vans (hybrid and full electric) | South Shields | SOUTH SHIELDS | 274 | 458 | 803 | 1419 | 2465 | 4191 | 5720 | 7609 | 9856 | 12419 | 15504 | 18778 | 22031 | 25002 | 27565 | 29609 | 31102 | 32171 | 32845 | 33277 | 33330 | 33247 | 33111 | 32924 | 32681 | 32366 | 31975 | 31544 | 31009 | 30383 | NPgN | GSP | NG FES - Consumer Transformation | Number of electric cars and vans (hybrid and full electric)
NG FES - Consumer Transformation | LCT_BB002_NPgAggregate | Number of | NPgN | KIELD01 and SPAD20 | Number of electric cars and vans (hybrid and full electric) | 0 | SPADEADAM | 34 | 59 | 105 | 188 | 331 | 571 | 787 | 1054 | 1372 | 1734 | 2171 | 2633 | 3093 | 3514 | 3876 | 4165 | 4376 | 4527 | 4623 | 4683 | 4691 | 4679 | 4660 | 4634 | 4600 | 4555 | 4500 | 4440 | 4364 | 4276 | NPgN | GSP | NG FES - Consumer Transformation | Number of electric cars and vans (hybrid and full electric)
NG FES - Consumer Transformation | LCT_BB002_NPgAggregate | Number of | NPgN | SPEN_1 | Number of electric cars and vans (hybrid and full electric) | Spennymoor | SPENNYMOOR | 1570 | 2601 | 4494 | 7838 | 13441 | 22567 | 30500 | 40307 | 51965 | 65256 | 81263 | 98243 | 115113 | 130528 | 143822 | 154428 | 162177 | 167722 | 171226 | 173470 | 173747 | 173311 | 172605 | 171627 | 170362 | 168719 | 166685 | 164434 | 161642 | 158383 | NPgN | GSP | NG FES - Consumer Transformation | Number of electric cars and vans (hybrid and full electric)
NG FES - Consumer Transformation | LCT_BB002_NPgAggregate | Number of | NPgN | STEN_1 | Number of electric cars and vans (hybrid and full electric) | Stella North | STELLA NORTH | 1000 | 1658 | 2868 | 5009 | 8601 | 14458 | 19558 | 25863 | 33359 | 41904 | 52196 | 63114 | 73960 | 83871 | 92418 | 99238 | 104221 | 107785 | 110038 | 111480 | 111658 | 111377 | 110925 | 110296 | 109484 | 108428 | 107120 | 105674 | 103880 | 101785 | NPgN | GSP | NG FES - Consumer Transformation | Number of electric cars and vans (hybrid and full electric)
NG FES - Consumer Transformation | LCT_BB002_NPgAggregate | Number of | NPgN | STES_1 | Number of electric cars and vans (hybrid and full electric) | Stella South | STELLA SOUTH | 978 | 1599 | 2727 | 4696 | 7946 | 13160 | 17598 | 23083 | 29601 | 37032 | 45981 | 55474 | 64904 | 73523 | 80955 | 86885 | 91220 | 94322 | 96284 | 97541 | 97696 | 97451 | 97054 | 96504 | 95793 | 94870 | 93726 | 92461 | 90890 | 89057 | NPgN | GSP | NG FES - Consumer Transformation | Number of electric cars and vans (hybrid and full electric)
NG FES - Consumer Transformation | LCT_BB002_NPgAggregate | Number of | NPgN | TYNE_1 | Number of electric cars and vans (hybrid and full electric) | Tynemouth 1 | TYNEMOUTH | 802 | 1361 | 2407 | 4295 | 7532 | 12924 | 17760 | 23740 | 30850 | 38958 | 48725 | 59085 | 69376 | 78779 | 86891 | 93360 | 98084 | 101463 | 103595 | 104961 | 105128 | 104864 | 104438 | 103845 | 103081 | 102086 | 100856 | 99494 | 97805 | 95832 | NPgN | GSP | NG FES - Consumer Transformation | Number of electric cars and vans (hybrid and full electric)
NG FES - Consumer Transformation | LCT_BB002_NPgAggregate | Number of | NPgN | WBOL_6 | Number of electric cars and vans (hybrid and full electric) | West Boldon | WEST BOLDON | 1159 | 1937 | 3373 | 5933 | 10257 | 17360 | 23607 | 31333 | 40516 | 50988 | 63599 | 76977 | 90268 | 102411 | 112886 | 121241 | 127345 | 131712 | 134470 | 136235 | 136453 | 136110 | 135556 | 134788 | 133795 | 132505 | 130908 | 129140 | 126946 | 124388 | NPgN | GSP | NG FES - Consumer Transformation | Number of electric cars and vans (hybrid and full electric)
NG FES - Consumer Transformation | LCT_BB002_NPgAggregate | Number of | NPgN | BRAW_1 | Number of electric cars and vans (hybrid and full electric) | Bradford West | BRADFORD WEST | 2327 | 4821 | 8021 | 13101 | 20793 | 32266 | 45908 | 62801 | 82893 | 105815 | 133424 | 162712 | 191809 | 218383 | 241322 | 259606 | 272940 | 282468 | 288475 | 292317 | 292784 | 292048 | 290860 | 289212 | 287081 | 284312 | 280885 | 277093 | 272386 | 266895 | NPgY | GSP | NG FES - Consumer Transformation | Number of electric cars and vans (hybrid and full electric)
NG FES - Consumer Transformation | LCT_BB002_NPgAggregate | Number of | NPgN | CAMB_01 | Number of electric cars and vans (hybrid and full electric) | Camblesforth | CAMBLESFORTH | 296 | 572 | 892 | 1374 | 2069 | 3060 | 4208 | 5628 | 7316 | 9241 | 11560 | 14020 | 16464 | 18696 | 20623 | 22159 | 23280 | 24082 | 24589 | 24913 | 24953 | 24890 | 24789 | 24648 | 24467 | 24230 | 23939 | 23616 | 23214 | 22747 | NPgY | GSP | NG FES - Consumer Transformation | Number of electric cars and vans (hybrid and full electric)
NG FES - Consumer Transformation | LCT_BB002_NPgAggregate | Number of | NPgN | CREB_1 | Number of electric cars and vans (hybrid and full electric) | Creyke Beck | CREYKE BECK | 4383 | 8170 | 12333 | 18409 | 26860 | 38515 | 51726 | 68056 | 87465 | 109591 | 136239 | 164506 | 192588 | 218251 | 240379 | 258037 | 270942 | 280178 | 286016 | 289755 | 290217 | 289489 | 288311 | 286676 | 284565 | 281820 | 278424 | 274664 | 269998 | 264556 | NPgY | GSP | NG FES - Consumer Transformation | Number of electric cars and vans (hybrid and full electric)
NG FES - Consumer Transformation | LCT_BB002_NPgAggregate | Number of | NPgN | DRAX_YEDL | Number of electric cars and vans (hybrid and full electric) | Drax | DRAX | 375 | 732 | 1154 | 1799 | 2738 | 4091 | 5668 | 7619 | 9940 | 12586 | 15772 | 19153 | 22512 | 25580 | 28227 | 30338 | 31880 | 32981 | 33676 | 34121 | 34176 | 34090 | 33951 | 33759 | 33510 | 33187 | 32787 | 32345 | 31795 | 31154 | NPgY | GSP | NG FES - Consumer Transformation | Number of electric cars and vans (hybrid and full electric)
NG FES - Consumer Transformation | LCT_BB002_NPgAggregate | Number of | NPgN | ELLA_1 | Number of electric cars and vans (hybrid and full electric) | Elland | ELLAND | 2175 | 4372 | 7088 | 11322 | 17622 | 26878 | 37790 | 51297 | 67360 | 85684 | 107754 | 131166 | 154425 | 175670 | 194006 | 208622 | 219287 | 226909 | 231716 | 234792 | 235167 | 234576 | 233622 | 232297 | 230586 | 228362 | 225610 | 222564 | 218783 | 214373 | NPgY | GSP | NG FES - Consumer Transformation | Number of electric cars and vans (hybrid and full electric)
NG FES - Consumer Transformation | LCT_BB002_NPgAggregate | Number of | NPgN | FERRA2 | Number of electric cars and vans (hybrid and full electric) | Ferrybridge A | FERRYBRIDGE A | 1042 | 1977 | 3036 | 4611 | 6842 | 9982 | 13584 | 18038 | 23335 | 29373 | 36644 | 44359 | 52024 | 59026 | 65066 | 69884 | 73403 | 75921 | 77511 | 78529 | 78655 | 78457 | 78138 | 77695 | 77122 | 76379 | 75459 | 74439 | 73175 | 71700 | NPgY | GSP | NG FES - Consumer Transformation | Number of electric cars and vans (hybrid and full electric)
NG FES - Consumer Transformation | LCT_BB002_NPgAggregate | Number of | NPgN | FERRB9 | Number of electric cars and vans (hybrid and full electric) | Ferrybridge B (_M) | FERRYBRIDGE B | 2092 | 4056 | 6363 | 9864 | 14935 | 22209 | 30660 | 41117 | 53549 | 67728 | 84804 | 102920 | 120916 | 137358 | 151542 | 162854 | 171113 | 177018 | 180746 | 183132 | 183424 | 182964 | 182219 | 181186 | 179851 | 178116 | 175969 | 173593 | 170646 | 167205 | NPgY | GSP | NG FES - Consumer Transformation | Number of electric cars and vans (hybrid and full electric)
NG FES - Consumer Transformation | LCT_BB002_NPgAggregate | Number of | NPgN | GRIW_1 | Number of electric cars and vans (hybrid and full electric) | Grimsby West | GRIMSBY WEST | 1362 | 2569 | 3926 | 5935 | 8769 | 12736 | 17272 | 22882 | 29551 | 37155 | 46312 | 56027 | 65678 | 74497 | 82102 | 88169 | 92602 | 95773 | 97777 | 99060 | 99218 | 98969 | 98566 | 98008 | 97285 | 96347 | 95185 | 93900 | 92305 | 90445 | NPgY | GSP | NG FES - Consumer Transformation | Number of electric cars and vans (hybrid and full electric)
NG FES - Consumer Transformation | LCT_BB002_NPgAggregate | Number of | NPgN | JORD_3 | Number of electric cars and vans (hybrid and full electric) | Jordanthorpe | JORDANTHORPE | 781 | 1440 | 2147 | 3167 | 4561 | 6454 | 8578 | 11202 | 14321 | 17875 | 22156 | 26697 | 31209 | 35331 | 38885 | 41723 | 43797 | 45282 | 46222 | 46824 | 46898 | 46780 | 46589 | 46326 | 45985 | 45541 | 44992 | 44385 | 43630 | 42751 | NPgY | GSP | NG FES - Consumer Transformation | Number of electric cars and vans (hybrid and full electric)
NG FES - Consumer Transformation | LCT_BB002_NPgAggregate | Number of | NPgN | KEAD_YEDL | Number of electric cars and vans (hybrid and full electric) | Keadby | KEADBY | 3945 | 7055 | 10191 | 14516 | 20145 | 27377 | 35179 | 44806 | 56239 | 69262 | 84946 | 101581 | 118107 | 133219 | 146235 | 156635 | 164251 | 169713 | 173173 | 175394 | 175674 | 175232 | 174519 | 173530 | 172252 | 170590 | 168534 | 166258 | 163435 | 160140 | NPgY | GSP | NG FES - Consumer Transformation | Number of electric cars and vans (hybrid and full electric)
NG FES - Consumer Transformation | LCT_BB002_NPgAggregate | Number of | NPgN | KIRKB1 | Number of electric cars and vans (hybrid and full electric) | Kirkstall B | KIRKSTALL B | 1733 | 3403 | 5404 | 8475 | 12970 | 19481 | 27092 | 36510 | 47708 | 60481 | 75864 | 92184 | 108396 | 123206 | 135985 | 146175 | 153612 | 158929 | 162284 | 164432 | 164694 | 164281 | 163612 | 162685 | 161486 | 159929 | 158001 | 155867 | 153220 | 150131 | NPgY | GSP | NG FES - Consumer Transformation | Number of electric cars and vans (hybrid and full electric)
NG FES - Consumer Transformation | LCT_BB002_NPgAggregate | Number of | NPgN | NEEP_3 | Number of electric cars and vans (hybrid and full electric) | Neepsend | NEEPSEND | 802 | 1510 | 2302 | 3472 | 5119 | 7418 | 10044 | 13291 | 17151 | 21552 | 26852 | 32474 | 38059 | 43163 | 47565 | 51077 | 53642 | 55478 | 56637 | 57381 | 57471 | 57328 | 57095 | 56771 | 56352 | 55809 | 55136 | 54392 | 53468 | 52390 | NPgY | GSP | NG FES - Consumer Transformation | Number of electric cars and vans (hybrid and full electric)
NG FES - Consumer Transformation | LCT_BB002_NPgAggregate | Number of | NPgN | NORL_3 | Number of electric cars and vans (hybrid and full electric) | Norton Lees | NORTON LEES | 982 | 1807 | 2693 | 3966 | 5707 | 8067 | 10712 | 13980 | 17863 | 22289 | 27620 | 33274 | 38892 | 44027 | 48452 | 51986 | 54569 | 56419 | 57588 | 58337 | 58430 | 58284 | 58047 | 57717 | 57292 | 56739 | 56056 | 55299 | 54360 | 53264 | NPgY | GSP | NG FES - Consumer Transformation | Number of electric cars and vans (hybrid and full electric)
NG FES - Consumer Transformation | LCT_BB002_NPgAggregate | Number of | NPgN | PITS_BB_B | Number of electric cars and vans (hybrid and full electric) | Pitsmoor | PITSMOOR 3/4 | 323 | 614 | 943 | 1433 | 2129 | 3107 | 4231 | 5620 | 7272 | 9156 | 11424 | 13830 | 16222 | 18406 | 20290 | 21792 | 22890 | 23675 | 24172 | 24489 | 24528 | 24466 | 24367 | 24229 | 24050 | 23818 | 23531 | 23214 | 22820 | 22359 | NPgY | GSP | NG FES - Consumer Transformation | Number of electric cars and vans (hybrid and full electric)
NG FES - Consumer Transformation | LCT_BB002_NPgAggregate | Number of | NPgN | SALT_1 | Number of electric cars and vans (hybrid and full electric) | Saltend North | SALTEND NORTH | 591 | 1096 | 1649 | 2451 | 3561 | 5087 | 6808 | 8938 | 11467 | 14352 | 17825 | 21509 | 25170 | 28514 | 31398 | 33700 | 35382 | 36587 | 37348 | 37836 | 37896 | 37800 | 37647 | 37433 | 37158 | 36800 | 36355 | 35864 | 35256 | 34545 | NPgY | GSP | NG FES - Consumer Transformation | Number of electric cars and vans (hybrid and full electric)
NG FES - Consumer Transformation | LCT_BB002_NPgAggregate | Number of | NPgN | SHEC_3 | Number of electric cars and vans (hybrid and full electric) | Sheffield City | SHEFFIELD CITY | 429 | 806 | 1227 | 1846 | 2716 | 3928 | 5310 | 7018 | 9049 | 11365 | 14154 | 17112 | 20050 | 22736 | 25052 | 26900 | 28249 | 29216 | 29826 | 30217 | 30265 | 30189 | 30066 | 29896 | 29676 | 29390 | 29035 | 28643 | 28156 | 27589 | NPgY | GSP | NG FES - Consumer Transformation | Number of electric cars and vans (hybrid and full electric)
NG FES - Consumer Transformation | LCT_BB002_NPgAggregate | Number of | NPgN | SKLGB1 | Number of electric cars and vans (hybrid and full electric) | Skelton Grange | SKELTON GRANGE | 3668 | 7317 | 11780 | 18702 | 28946 | 43930 | 61548 | 83353 | 109282 | 138858 | 174483 | 212273 | 249817 | 284110 | 313705 | 337299 | 354515 | 366823 | 374586 | 379553 | 380158 | 379204 | 377661 | 375520 | 372753 | 369158 | 364709 | 359784 | 353674 | 346544 | NPgY | GSP | NG FES - Consumer Transformation | Number of electric cars and vans (hybrid and full electric)
NG FES - Consumer Transformation | LCT_BB002_NPgAggregate | Number of | NPgN | TEMP_3 | Number of electric cars and vans (hybrid and full electric) | Templeborough | TEMPLEBOROUGH 275/33KV | 74 | 137 | 206 | 305 | 442 | 630 | 841 | 1102 | 1413 | 1767 | 2193 | 2646 | 3094 | 3505 | 3859 | 4142 | 4348 | 4496 | 4590 | 4649 | 4657 | 4645 | 4626 | 4601 | 4566 | 4522 | 4468 | 4407 | 4332 | 4245 | NPgY | GSP | NG FES - Consumer Transformation | Number of electric cars and vans (hybrid and full electric)
NG FES - Consumer Transformation | LCT_BB002_NPgAggregate | Number of | NPgN | THUR_6 | Number of electric cars and vans (hybrid and full electric) | Thurcroft | THURCROFT | 3698 | 6510 | 9238 | 12896 | 17488 | 23137 | 29033 | 36298 | 44921 | 54741 | 66562 | 79101 | 91558 | 102954 | 112762 | 120605 | 126358 | 130489 | 133109 | 134795 | 135010 | 134670 | 134123 | 133362 | 132380 | 131103 | 129523 | 127774 | 125604 | 123071 | NPgY | GSP | NG FES - Consumer Transformation | Number of electric cars and vans (hybrid and full electric)
NG FES - Consumer Transformation | LCT_BB002_NPgAggregate | Number of | NPgN | WMEL_THOM | Number of electric cars and vans (hybrid and full electric) | Thorpe Marsh | WEST MELTON / THORPE MARSH | 4696 | 8508 | 12464 | 18033 | 25459 | 35265 | 46053 | 59374 | 75201 | 93234 | 114951 | 137987 | 160872 | 181794 | 199822 | 214219 | 224754 | 232302 | 237079 | 240143 | 240526 | 239922 | 238946 | 237592 | 235841 | 233566 | 230752 | 227636 | 223769 | 219258 | NPgY | GSP | NG FES - Consumer Transformation | Number of electric cars and vans (hybrid and full electric)
NG FES - Consumer Transformation | LCT_BB002_NPgAggregate | Number of | NPgN | WMEL_BB3 | Number of electric cars and vans (hybrid and full electric) | West Melton | WEST MELTON SECTION 3 | 4055 | 7412 | 10967 | 16034 | 22891 | 32093 | 42331 | 54978 | 70004 | 87131 | 107756 | 129632 | 151368 | 171234 | 188357 | 202028 | 212026 | 219187 | 223717 | 226621 | 226983 | 226413 | 225492 | 224213 | 222562 | 220414 | 217759 | 214818 | 211170 | 206913 | NPgY | GSP | NG FES - Consumer Transformation | Number of electric cars and vans (hybrid and full electric)
NG FES - Consumer Transformation | LCT_BB002_NPgAggregate | Number of | NPgN | WIBA_3 | Number of electric cars and vans (hybrid and full electric) | Wincobank | WINCOBANK | 92 | 185 | 297 | 472 | 731 | 1108 | 1552 | 2101 | 2754 | 3499 | 4397 | 5349 | 6295 | 7158 | 7904 | 8498 | 8932 | 9242 | 9438 | 9563 | 9579 | 9554 | 9515 | 9461 | 9392 | 9301 | 9189 | 9064 | 8911 | 8731 | NPgY | GSP | NG FES - Consumer Transformation | Number of electric cars and vans (hybrid and full electric)
NG FES - Falling Short | LCT_BB002_NPgAggregate | Number of | NPgN | BLYTB1 | Number of electric cars and vans (hybrid and full electric) | Blyth 66kV | BLYTH 66kV | 1044 | 1370 | 1951 | 2819 | 4093 | 5979 | 8673 | 12468 | 17723 | 21937 | 26859 | 32552 | 39013 | 46190 | 53937 | 63031 | 72583 | 82365 | 92006 | 100394 | 108007 | 114677 | 120428 | 125131 | 128803 | 129676 | 130447 | 131138 | 131770 | 132360 | NPgN | GSP | NG FES - Falling Short | Number of electric cars and vans (hybrid and full electric)
NG FES - Falling Short | LCT_BB002_NPgAggregate | Number of | NPgN | BLYTH132 | Number of electric cars and vans (hybrid and full electric) | Blyth 132kV | BLYTH 132kV | 680 | 826 | 1082 | 1433 | 1894 | 2500 | 3306 | 4430 | 5977 | 7207 | 8641 | 10300 | 12181 | 14270 | 16524 | 19172 | 21952 | 24799 | 27606 | 30045 | 32261 | 34201 | 35877 | 37247 | 38317 | 38571 | 38796 | 38999 | 39183 | 39355 | NPgN | GSP | NG FES - Falling Short | Number of electric cars and vans (hybrid and full electric)
NG FES - Falling Short | LCT_BB002_NPgAggregate | Number of | NPgN | FOUR_1 | Number of electric cars and vans (hybrid and full electric) | Fourstones | FOURSTONES | 122 | 154 | 210 | 293 | 409 | 574 | 803 | 1127 | 1573 | 1931 | 2348 | 2830 | 3377 | 3985 | 4641 | 5411 | 6220 | 7049 | 7865 | 8575 | 9219 | 9784 | 10272 | 10671 | 10981 | 11055 | 11120 | 11179 | 11233 | 11283 | NPgN | GSP | NG FES - Falling Short | Number of electric cars and vans (hybrid and full electric)
NG FES - Falling Short | LCT_BB002_NPgAggregate | Number of | NPgN | HARM_6 | Number of electric cars and vans (hybrid and full electric) | Hart Moor | HARTMOOR | 429 | 571 | 824 | 1207 | 1777 | 2628 | 3852 | 5578 | 7969 | 9888 | 12129 | 14721 | 17664 | 20933 | 24461 | 28602 | 32953 | 37407 | 41798 | 45619 | 49085 | 52123 | 54742 | 56884 | 58556 | 58953 | 59304 | 59619 | 59907 | 60176 | NPgN | GSP | NG FES - Falling Short | Number of electric cars and vans (hybrid and full electric)
NG FES - Falling Short | LCT_BB002_NPgAggregate | Number of | NPgN | HAWP_6 | Number of electric cars and vans (hybrid and full electric) | Hawthorn Pit | HAWTHORN PIT GRID | 652 | 849 | 1198 | 1715 | 2469 | 3576 | 5149 | 7366 | 10433 | 12892 | 15764 | 19084 | 22853 | 27040 | 31560 | 36865 | 42437 | 48143 | 53769 | 58661 | 63102 | 66993 | 70348 | 73092 | 75234 | 75743 | 76193 | 76596 | 76965 | 77309 | NPgN | GSP | NG FES - Falling Short | Number of electric cars and vans (hybrid and full electric)
NG FES - Falling Short | LCT_BB002_NPgAggregate | Number of | NPgN | KNARE_111 | Number of electric cars and vans (hybrid and full electric) | Knaresborough | KNARESBOROUGH | 1263 | 1599 | 2195 | 3055 | 4273 | 6007 | 8430 | 11836 | 16542 | 20307 | 24703 | 29786 | 35554 | 41962 | 48877 | 56997 | 65524 | 74256 | 82864 | 90349 | 97145 | 103100 | 108235 | 112434 | 115714 | 116494 | 117182 | 117800 | 118365 | 118892 | NPgN | GSP | NG FES - Falling Short | Number of electric cars and vans (hybrid and full electric)
NG FES - Falling Short | LCT_BB002_NPgAggregate | Number of | NPgN | LACK_6 | Number of electric cars and vans (hybrid and full electric) | Lackenby | LACKENBY | 626 | 866 | 1296 | 1960 | 2973 | 4520 | 6772 | 9954 | 14363 | 17907 | 22046 | 26835 | 32271 | 38310 | 44828 | 52481 | 60518 | 68747 | 76860 | 83918 | 90324 | 95936 | 100775 | 104731 | 107820 | 108555 | 109203 | 109783 | 110315 | 110811 | NPgN | GSP | NG FES - Falling Short | Number of electric cars and vans (hybrid and full electric)
NG FES - Falling Short | LCT_BB002_NPgAggregate | Number of | NPgN | NORT_1 | Number of electric cars and vans (hybrid and full electric) | Norton | NORTON | 2340 | 3158 | 4614 | 6833 | 10162 | 15181 | 22429 | 32658 | 46832 | 58210 | 71501 | 86874 | 104327 | 123713 | 144642 | 169207 | 195008 | 221427 | 247472 | 270131 | 290695 | 308712 | 324246 | 336949 | 346864 | 349223 | 351303 | 353170 | 354876 | 356468 | NPgN | GSP | NG FES - Falling Short | Number of electric cars and vans (hybrid and full electric)
NG FES - Falling Short | LCT_BB002_NPgAggregate | Number of | NPgN | OFFE_3 | Number of electric cars and vans (hybrid and full electric) | Offerton | OFFERTON | 287 | 381 | 547 | 798 | 1169 | 1723 | 2517 | 3638 | 5189 | 6433 | 7887 | 9568 | 11476 | 13596 | 15885 | 18571 | 21391 | 24280 | 27129 | 29606 | 31855 | 33825 | 35524 | 36913 | 37997 | 38255 | 38482 | 38686 | 38873 | 39047 | NPgN | GSP | NG FES - Falling Short | Number of electric cars and vans (hybrid and full electric)
NG FES - Falling Short | LCT_BB002_NPgAggregate | Number of | NPgN | OSBA_1 | Number of electric cars and vans (hybrid and full electric) | Osbaldwick | OSBALDWICK | 2359 | 2936 | 3957 | 5402 | 7400 | 10171 | 13982 | 19329 | 26709 | 32600 | 39478 | 47430 | 56454 | 66477 | 77295 | 89993 | 103331 | 116990 | 130455 | 142161 | 152790 | 162105 | 170137 | 176708 | 181839 | 183058 | 184135 | 185103 | 185988 | 186813 | NPgN | GSP | NG FES - Falling Short | Number of electric cars and vans (hybrid and full electric)
NG FES - Falling Short | LCT_BB002_NPgAggregate | Number of | NPgN | POPP_3 | Number of electric cars and vans (hybrid and full electric) | Poppleton | POPPLETON | 409 | 507 | 680 | 924 | 1259 | 1721 | 2353 | 3239 | 4461 | 5436 | 6576 | 7892 | 9386 | 11045 | 12836 | 14938 | 17146 | 19408 | 21636 | 23574 | 25334 | 26876 | 28206 | 29293 | 30143 | 30345 | 30523 | 30684 | 30830 | 30967 | NPgN | GSP | NG FES - Falling Short | Number of electric cars and vans (hybrid and full electric)
NG FES - Falling Short | LCT_BB002_NPgAggregate | Number of | NPgN | SALH_1 | Number of electric cars and vans (hybrid and full electric) | Saltholme | SALTHOLME | 9 | 12 | 18 | 27 | 40 | 61 | 89 | 130 | 187 | 232 | 286 | 347 | 417 | 495 | 578 | 676 | 780 | 886 | 989 | 1080 | 1162 | 1234 | 1297 | 1347 | 1387 | 1397 | 1405 | 1412 | 1419 | 1425 | NPgN | GSP | NG FES - Falling Short | Number of electric cars and vans (hybrid and full electric)
NG FES - Falling Short | LCT_BB002_NPgAggregate | Number of | NPgN | SSHI_3 | Number of electric cars and vans (hybrid and full electric) | South Shields | SOUTH SHIELDS | 274 | 358 | 510 | 737 | 1070 | 1563 | 2267 | 3259 | 4632 | 5734 | 7020 | 8508 | 10196 | 12073 | 14098 | 16474 | 18970 | 21527 | 24047 | 26239 | 28229 | 29972 | 31475 | 32704 | 33664 | 33892 | 34094 | 34275 | 34440 | 34593 | NPgN | GSP | NG FES - Falling Short | Number of electric cars and vans (hybrid and full electric)
NG FES - Falling Short | LCT_BB002_NPgAggregate | Number of | NPgN | KIELD01 and SPAD20 | Number of electric cars and vans (hybrid and full electric) | 0 | SPADEADAM | 34 | 46 | 67 | 98 | 144 | 213 | 312 | 452 | 647 | 803 | 984 | 1195 | 1433 | 1699 | 1985 | 2320 | 2674 | 3035 | 3392 | 3702 | 3983 | 4230 | 4442 | 4616 | 4752 | 4784 | 4813 | 4838 | 4861 | 4883 | NPgN | GSP | NG FES - Falling Short | Number of electric cars and vans (hybrid and full electric)
NG FES - Falling Short | LCT_BB002_NPgAggregate | Number of | NPgN | SPEN_1 | Number of electric cars and vans (hybrid and full electric) | Spennymoor | SPENNYMOOR | 1570 | 2032 | 2856 | 4072 | 5838 | 8418 | 12078 | 17232 | 24364 | 30079 | 36753 | 44471 | 53231 | 62962 | 73466 | 85796 | 98747 | 112008 | 125081 | 136451 | 146772 | 155816 | 163614 | 169991 | 174970 | 176153 | 177198 | 178136 | 178994 | 179793 | NPgN | GSP | NG FES - Falling Short | Number of electric cars and vans (hybrid and full electric)
NG FES - Falling Short | LCT_BB002_NPgAggregate | Number of | NPgN | STEN_1 | Number of electric cars and vans (hybrid and full electric) | Stella North | STELLA NORTH | 1000 | 1296 | 1823 | 2603 | 3735 | 5393 | 7745 | 11059 | 15644 | 19318 | 23609 | 28571 | 34204 | 40460 | 47214 | 55142 | 63469 | 71995 | 80401 | 87712 | 94348 | 100162 | 105175 | 109276 | 112477 | 113238 | 113910 | 114513 | 115065 | 115578 | NPgN | GSP | NG FES - Falling Short | Number of electric cars and vans (hybrid and full electric)
NG FES - Falling Short | LCT_BB002_NPgAggregate | Number of | NPgN | STES_1 | Number of electric cars and vans (hybrid and full electric) | Stella South | STELLA SOUTH | 978 | 1250 | 1734 | 2439 | 3450 | 4909 | 6961 | 9848 | 13840 | 17036 | 20768 | 25083 | 29981 | 35422 | 41294 | 48188 | 55429 | 62843 | 70152 | 76509 | 82279 | 87336 | 91695 | 95261 | 98046 | 98708 | 99292 | 99817 | 100296 | 100743 | NPgN | GSP | NG FES - Falling Short | Number of electric cars and vans (hybrid and full electric)
NG FES - Falling Short | LCT_BB002_NPgAggregate | Number of | NPgN | TYNE_1 | Number of electric cars and vans (hybrid and full electric) | Tynemouth 1 | TYNEMOUTH | 802 | 1064 | 1529 | 2231 | 3271 | 4821 | 7045 | 10181 | 14525 | 18009 | 22080 | 26787 | 32131 | 38067 | 44474 | 51996 | 59896 | 67986 | 75960 | 82897 | 89194 | 94710 | 99467 | 103357 | 106393 | 107115 | 107752 | 108324 | 108847 | 109334 | NPgN | GSP | NG FES - Falling Short | Number of electric cars and vans (hybrid and full electric)
NG FES - Falling Short | LCT_BB002_NPgAggregate | Number of | NPgN | WBOL_6 | Number of electric cars and vans (hybrid and full electric) | West Boldon | WEST BOLDON | 1159 | 1514 | 2144 | 3082 | 4455 | 6476 | 9354 | 13412 | 19026 | 23528 | 28785 | 34865 | 41767 | 49433 | 57709 | 67422 | 77625 | 88072 | 98371 | 107329 | 115461 | 122585 | 128729 | 133753 | 137675 | 138607 | 139431 | 140168 | 140845 | 141474 | NPgN | GSP | NG FES - Falling Short | Number of electric cars and vans (hybrid and full electric)
NG FES - Falling Short | LCT_BB002_NPgAggregate | Number of | NPgN | BRAW_1 | Number of electric cars and vans (hybrid and full electric) | Bradford West | BRADFORD WEST | 2327 | 4018 | 5789 | 8259 | 11636 | 16128 | 21825 | 29060 | 38142 | 47979 | 59476 | 72776 | 87878 | 104654 | 122768 | 144027 | 166356 | 189220 | 211757 | 231376 | 249173 | 264764 | 278206 | 289195 | 297772 | 299814 | 301613 | 303225 | 304699 | 306074 | NPgY | GSP | NG FES - Falling Short | Number of electric cars and vans (hybrid and full electric)
NG FES - Falling Short | LCT_BB002_NPgAggregate | Number of | NPgN | CAMB_01 | Number of electric cars and vans (hybrid and full electric) | Camblesforth | CAMBLESFORTH | 296 | 477 | 644 | 867 | 1158 | 1541 | 2025 | 2639 | 3408 | 4236 | 5202 | 6320 | 7588 | 8998 | 10519 | 12305 | 14181 | 16102 | 17996 | 19643 | 21138 | 22447 | 23577 | 24501 | 25221 | 25393 | 25545 | 25680 | 25804 | 25920 | NPgY | GSP | NG FES - Falling Short | Number of electric cars and vans (hybrid and full electric)
NG FES - Falling Short | LCT_BB002_NPgAggregate | Number of | NPgN | CREB_1 | Number of electric cars and vans (hybrid and full electric) | Creyke Beck | CREYKE BECK | 4383 | 6809 | 8903 | 11605 | 15031 | 19481 | 25101 | 32220 | 41135 | 50651 | 61762 | 74612 | 89197 | 105397 | 122884 | 143411 | 164970 | 187047 | 208812 | 227740 | 244923 | 259977 | 272960 | 283578 | 291867 | 293838 | 295578 | 297140 | 298569 | 299899 | NPgY | GSP | NG FES - Falling Short | Number of electric cars and vans (hybrid and full electric)
NG FES - Falling Short | LCT_BB002_NPgAggregate | Number of | NPgN | DRAX_YEDL | Number of electric cars and vans (hybrid and full electric) | Drax | DRAX | 375 | 609 | 833 | 1134 | 1533 | 2056 | 2720 | 3562 | 4618 | 5754 | 7082 | 8618 | 10362 | 12299 | 14389 | 16844 | 19422 | 22062 | 24664 | 26928 | 28983 | 30782 | 32334 | 33604 | 34595 | 34830 | 35038 | 35224 | 35395 | 35554 | NPgY | GSP | NG FES - Falling Short | Number of electric cars and vans (hybrid and full electric)
NG FES - Falling Short | LCT_BB002_NPgAggregate | Number of | NPgN | ELLA_1 | Number of electric cars and vans (hybrid and full electric) | Elland | ELLAND | 2175 | 3643 | 5116 | 7137 | 9861 | 13469 | 18041 | 23845 | 31125 | 38992 | 48186 | 58819 | 70892 | 84304 | 98784 | 115779 | 133630 | 151908 | 169925 | 185606 | 199834 | 212299 | 223044 | 231830 | 238688 | 240321 | 241759 | 243048 | 244228 | 245327 | NPgY | GSP | NG FES - Falling Short | Number of electric cars and vans (hybrid and full electric)
NG FES - Falling Short | LCT_BB002_NPgAggregate | Number of | NPgN | FERRA2 | Number of electric cars and vans (hybrid and full electric) | Ferrybridge A | FERRYBRIDGE A | 1042 | 1648 | 2192 | 2906 | 3829 | 5035 | 6561 | 8493 | 10916 | 13511 | 16542 | 20049 | 24028 | 28449 | 33221 | 38822 | 44705 | 50729 | 56668 | 61835 | 66523 | 70631 | 74174 | 77071 | 79333 | 79870 | 80345 | 80771 | 81160 | 81523 | NPgY | GSP | NG FES - Falling Short | Number of electric cars and vans (hybrid and full electric)
NG FES - Falling Short | LCT_BB002_NPgAggregate | Number of | NPgN | FERRB9 | Number of electric cars and vans (hybrid and full electric) | Ferrybridge B (_M) | FERRYBRIDGE B | 2092 | 3381 | 4593 | 6218 | 8358 | 11171 | 14732 | 19248 | 24911 | 31003 | 38119 | 46349 | 55692 | 66071 | 77276 | 90428 | 104241 | 118386 | 132329 | 144462 | 155471 | 165117 | 173433 | 180234 | 185543 | 186805 | 187919 | 188918 | 189832 | 190683 | NPgY | GSP | NG FES - Falling Short | Number of electric cars and vans (hybrid and full electric)
NG FES - Falling Short | LCT_BB002_NPgAggregate | Number of | NPgN | GRIW_1 | Number of electric cars and vans (hybrid and full electric) | Grimsby West | GRIMSBY WEST | 1362 | 2141 | 2834 | 3741 | 4908 | 6429 | 8352 | 10789 | 13843 | 17112 | 20929 | 25344 | 30356 | 35923 | 41932 | 48985 | 56394 | 63980 | 71459 | 77965 | 83870 | 89043 | 93504 | 97152 | 100000 | 100677 | 101275 | 101811 | 102301 | 102759 | NPgY | GSP | NG FES - Falling Short | Number of electric cars and vans (hybrid and full electric)
NG FES - Falling Short | LCT_BB002_NPgAggregate | Number of | NPgN | JORD_3 | Number of electric cars and vans (hybrid and full electric) | Jordanthorpe | JORDANTHORPE | 781 | 1200 | 1550 | 1996 | 2552 | 3271 | 4179 | 5327 | 6764 | 8294 | 10080 | 12144 | 14488 | 17090 | 19899 | 23197 | 26661 | 30208 | 33705 | 36744 | 39505 | 41924 | 44010 | 45716 | 47049 | 47365 | 47644 | 47895 | 48125 | 48339 | NPgY | GSP | NG FES - Falling Short | Number of electric cars and vans (hybrid and full electric)
NG FES - Falling Short | LCT_BB002_NPgAggregate | Number of | NPgN | KEAD_YEDL | Number of electric cars and vans (hybrid and full electric) | Keadby | KEADBY | 3945 | 5880 | 7356 | 9151 | 11274 | 13965 | 17352 | 21627 | 26969 | 32582 | 39132 | 46702 | 55292 | 64831 | 75125 | 87211 | 99905 | 112903 | 125720 | 136854 | 146970 | 155835 | 163482 | 169738 | 174623 | 175783 | 176809 | 177732 | 178577 | 179364 | NPgY | GSP | NG FES - Falling Short | Number of electric cars and vans (hybrid and full electric)
NG FES - Falling Short | LCT_BB002_NPgAggregate | Number of | NPgN | KIRKB1 | Number of electric cars and vans (hybrid and full electric) | Kirkstall B | KIRKSTALL B | 1733 | 2836 | 3902 | 5342 | 7259 | 9784 | 12983 | 17043 | 22133 | 27619 | 34028 | 41441 | 49859 | 59207 | 69301 | 81148 | 93592 | 106333 | 118893 | 129823 | 139741 | 148430 | 155922 | 162047 | 166829 | 167966 | 168969 | 169869 | 170692 | 171458 | NPgY | GSP | NG FES - Falling Short | Number of electric cars and vans (hybrid and full electric)
NG FES - Falling Short | LCT_BB002_NPgAggregate | Number of | NPgN | NEEP_3 | Number of electric cars and vans (hybrid and full electric) | Neepsend | NEEPSEND | 802 | 1258 | 1662 | 2189 | 2865 | 3746 | 4859 | 6271 | 8040 | 9931 | 12141 | 14696 | 17597 | 20818 | 24297 | 28379 | 32667 | 37057 | 41386 | 45151 | 48569 | 51562 | 54144 | 56256 | 57904 | 58296 | 58642 | 58952 | 59237 | 59501 | NPgY | GSP | NG FES - Falling Short | Number of electric cars and vans (hybrid and full electric)
NG FES - Falling Short | LCT_BB002_NPgAggregate | Number of | NPgN | NORL_3 | Number of electric cars and vans (hybrid and full electric) | Norton Lees | NORTON LEES | 982 | 1507 | 1944 | 2500 | 3193 | 4089 | 5220 | 6651 | 8442 | 10345 | 12569 | 15141 | 18059 | 21299 | 24798 | 28904 | 33218 | 37634 | 41989 | 45775 | 49212 | 52224 | 54821 | 56946 | 58605 | 58999 | 59347 | 59660 | 59946 | 60213 | NPgY | GSP | NG FES - Falling Short | Number of electric cars and vans (hybrid and full electric)
NG FES - Falling Short | LCT_BB002_NPgAggregate | Number of | NPgN | PITS_BB_B | Number of electric cars and vans (hybrid and full electric) | Pitsmoor | PITSMOOR 3/4 | 323 | 511 | 680 | 903 | 1191 | 1567 | 2043 | 2646 | 3401 | 4211 | 5156 | 6250 | 7491 | 8870 | 10359 | 12106 | 13941 | 15820 | 17673 | 19284 | 20747 | 22029 | 23133 | 24037 | 24742 | 24910 | 25058 | 25191 | 25313 | 25425 | NPgY | GSP | NG FES - Falling Short | Number of electric cars and vans (hybrid and full electric)
NG FES - Falling Short | LCT_BB002_NPgAggregate | Number of | NPgN | SALT_1 | Number of electric cars and vans (hybrid and full electric) | Saltend North | SALTEND NORTH | 591 | 914 | 1190 | 1545 | 1993 | 2575 | 3308 | 4237 | 5400 | 6641 | 8090 | 9765 | 11666 | 13777 | 16056 | 18732 | 21542 | 24420 | 27257 | 29723 | 31963 | 33926 | 35617 | 37002 | 38083 | 38340 | 38566 | 38770 | 38956 | 39129 | NPgY | GSP | NG FES - Falling Short | Number of electric cars and vans (hybrid and full electric)
NG FES - Falling Short | LCT_BB002_NPgAggregate | Number of | NPgN | SHEC_3 | Number of electric cars and vans (hybrid and full electric) | Sheffield City | SHEFFIELD CITY | 429 | 672 | 886 | 1164 | 1520 | 1984 | 2571 | 3313 | 4244 | 5240 | 6403 | 7747 | 9274 | 10969 | 12798 | 14947 | 17203 | 19513 | 21791 | 23772 | 25569 | 27146 | 28504 | 29615 | 30482 | 30688 | 30871 | 31033 | 31184 | 31323 | NPgY | GSP | NG FES - Falling Short | Number of electric cars and vans (hybrid and full electric)
NG FES - Falling Short | LCT_BB002_NPgAggregate | Number of | NPgN | SKLGB1 | Number of electric cars and vans (hybrid and full electric) | Skelton Grange | SKELTON GRANGE | 3668 | 6098 | 8503 | 11789 | 16199 | 22031 | 29418 | 38797 | 50562 | 63261 | 78100 | 95266 | 114754 | 136403 | 159777 | 187210 | 216025 | 245528 | 274611 | 299923 | 322890 | 343009 | 360355 | 374539 | 385608 | 388242 | 390565 | 392647 | 394552 | 396326 | NPgY | GSP | NG FES - Falling Short | Number of electric cars and vans (hybrid and full electric)
NG FES - Falling Short | LCT_BB002_NPgAggregate | Number of | NPgN | TEMP_3 | Number of electric cars and vans (hybrid and full electric) | Templeborough | TEMPLEBOROUGH 275/33KV | 74 | 115 | 149 | 192 | 247 | 319 | 409 | 524 | 666 | 818 | 996 | 1202 | 1435 | 1694 | 1974 | 2302 | 2648 | 3000 | 3348 | 3651 | 3927 | 4167 | 4375 | 4545 | 4678 | 4709 | 4737 | 4762 | 4785 | 4806 | NPgY | GSP | NG FES - Falling Short | Number of electric cars and vans (hybrid and full electric)
NG FES - Falling Short | LCT_BB002_NPgAggregate | Number of | NPgN | THUR_6 | Number of electric cars and vans (hybrid and full electric) | Thurcroft | THURCROFT | 3698 | 5426 | 6669 | 8130 | 9787 | 11854 | 14448 | 17716 | 21795 | 26033 | 30975 | 36685 | 43164 | 50357 | 58119 | 67232 | 76802 | 86604 | 96270 | 104660 | 112288 | 118971 | 124738 | 129458 | 133145 | 134019 | 134794 | 135492 | 136130 | 136725 | NPgY | GSP | NG FES - Falling Short | Number of electric cars and vans (hybrid and full electric)
NG FES - Falling Short | LCT_BB002_NPgAggregate | Number of | NPgN | WMEL_THOM | Number of electric cars and vans (hybrid and full electric) | Thorpe Marsh | WEST MELTON / THORPE MARSH | 4696 | 7091 | 8997 | 11368 | 14248 | 17934 | 22579 | 28451 | 35795 | 43561 | 52624 | 63103 | 74994 | 88201 | 102454 | 119187 | 136762 | 154758 | 172502 | 187923 | 201929 | 214202 | 224787 | 233446 | 240208 | 241814 | 243233 | 244509 | 245677 | 246764 | NPgY | GSP | NG FES - Falling Short | Number of electric cars and vans (hybrid and full electric)
NG FES - Falling Short | LCT_BB002_NPgAggregate | Number of | NPgN | WMEL_BB3 | Number of electric cars and vans (hybrid and full electric) | West Melton | WEST MELTON SECTION 3 | 4055 | 6177 | 7916 | 10107 | 12810 | 16290 | 20678 | 26229 | 33175 | 40547 | 49152 | 59101 | 70392 | 82933 | 96468 | 112358 | 129047 | 146137 | 162986 | 177633 | 190934 | 202588 | 212639 | 220860 | 227280 | 228805 | 230153 | 231363 | 232471 | 233503 | NPgY | GSP | NG FES - Falling Short | Number of electric cars and vans (hybrid and full electric)
NG FES - Falling Short | LCT_BB002_NPgAggregate | Number of | NPgN | WIBA_3 | Number of electric cars and vans (hybrid and full electric) | Wincobank | WINCOBANK | 92 | 154 | 215 | 297 | 408 | 555 | 741 | 978 | 1275 | 1595 | 1968 | 2401 | 2892 | 3437 | 4025 | 4717 | 5442 | 6186 | 6919 | 7556 | 8135 | 8641 | 9078 | 9436 | 9715 | 9782 | 9840 | 9892 | 9940 | 9985 | NPgY | GSP | NG FES - Falling Short | Number of electric cars and vans (hybrid and full electric)
NG FES - Leading the Way | LCT_BB002_NPgAggregate | Number of | NPgN | BLYTB1 | Number of electric cars and vans (hybrid and full electric) | Blyth 66kV | BLYTH 66kV | 1044 | 1742 | 3085 | 5419 | 9409 | 16054 | 22071 | 30037 | 39805 | 51311 | 64040 | 77144 | 89807 | 100969 | 109871 | 116446 | 120852 | 123629 | 124836 | 124113 | 122993 | 121441 | 119480 | 116958 | 113918 | 110374 | 106276 | 101573 | 96209 | 90128 | NPgN | GSP | NG FES - Leading the Way | Number of electric cars and vans (hybrid and full electric)
NG FES - Leading the Way | LCT_BB002_NPgAggregate | Number of | NPgN | BLYTH132 | Number of electric cars and vans (hybrid and full electric) | Blyth 132kV | BLYTH 132kV | 680 | 1049 | 1711 | 2754 | 4353 | 6714 | 8477 | 10803 | 13652 | 17005 | 20710 | 24512 | 28185 | 31423 | 34010 | 35923 | 37207 | 38018 | 38368 | 38146 | 37802 | 37325 | 36722 | 35947 | 35012 | 33923 | 32664 | 31218 | 29570 | 27701 | NPgN | GSP | NG FES - Leading the Way | Number of electric cars and vans (hybrid and full electric)
NG FES - Leading the Way | LCT_BB002_NPgAggregate | Number of | NPgN | FOUR_1 | Number of electric cars and vans (hybrid and full electric) | Fourstones | FOURSTONES | 122 | 195 | 333 | 563 | 939 | 1540 | 2051 | 2726 | 3554 | 4528 | 5606 | 6715 | 7786 | 8731 | 9484 | 10041 | 10414 | 10650 | 10752 | 10690 | 10593 | 10459 | 10291 | 10073 | 9811 | 9506 | 9153 | 8748 | 8286 | 7762 | NPgN | GSP | NG FES - Leading the Way | Number of electric cars and vans (hybrid and full electric)
NG FES - Leading the Way | LCT_BB002_NPgAggregate | Number of | NPgN | HARM_6 | Number of electric cars and vans (hybrid and full electric) | Hart Moor | HARTMOOR | 428 | 726 | 1303 | 2321 | 4083 | 7056 | 9795 | 13422 | 17870 | 23109 | 28906 | 34876 | 40644 | 45729 | 49784 | 52778 | 54784 | 56049 | 56599 | 56271 | 55763 | 55059 | 54170 | 53027 | 51648 | 50042 | 48184 | 46051 | 43620 | 40862 | NPgN | GSP | NG FES - Leading the Way | Number of electric cars and vans (hybrid and full electric)
NG FES - Leading the Way | LCT_BB002_NPgAggregate | Number of | NPgN | HAWP_6 | Number of electric cars and vans (hybrid and full electric) | Hawthorn Pit | HAWTHORN PIT GRID | 652 | 1079 | 1893 | 3297 | 5675 | 9600 | 13112 | 17760 | 23459 | 30171 | 37597 | 45240 | 52625 | 59136 | 64328 | 68164 | 70734 | 72355 | 73058 | 72635 | 71980 | 71072 | 69924 | 68448 | 66669 | 64595 | 62196 | 59444 | 56305 | 52746 | NPgN | GSP | NG FES - Leading the Way | Number of electric cars and vans (hybrid and full electric)
NG FES - Leading the Way | LCT_BB002_NPgAggregate | Number of | NPgN | KNARE_111 | Number of electric cars and vans (hybrid and full electric) | Knaresborough | KNARESBOROUGH | 1263 | 2033 | 3470 | 5873 | 9821 | 16129 | 21510 | 28629 | 37354 | 47629 | 58992 | 70680 | 81973 | 91928 | 99872 | 105741 | 109676 | 112157 | 113234 | 112578 | 111562 | 110154 | 108376 | 106088 | 103330 | 100115 | 96399 | 92132 | 87267 | 81751 | NPgN | GSP | NG FES - Leading the Way | Number of electric cars and vans (hybrid and full electric)
NG FES - Leading the Way | LCT_BB002_NPgAggregate | Number of | NPgN | LACK_6 | Number of electric cars and vans (hybrid and full electric) | Lackenby | LACKENBY | 626 | 1101 | 2049 | 3770 | 6832 | 12137 | 17192 | 23889 | 32105 | 41783 | 52493 | 63527 | 74190 | 83589 | 91083 | 96615 | 100321 | 102657 | 103672 | 103072 | 102141 | 100853 | 99224 | 97129 | 94605 | 91662 | 88259 | 84353 | 79898 | 74848 | NPgN | GSP | NG FES - Leading the Way | Number of electric cars and vans (hybrid and full electric)
NG FES - Leading the Way | LCT_BB002_NPgAggregate | Number of | NPgN | NORT_1 | Number of electric cars and vans (hybrid and full electric) | Norton | NORTON | 2340 | 4013 | 7294 | 13137 | 23355 | 40759 | 56997 | 78506 | 104885 | 135958 | 170342 | 205754 | 239974 | 270139 | 294192 | 311951 | 323851 | 331350 | 334610 | 332672 | 329669 | 325510 | 320255 | 313493 | 305345 | 295845 | 284862 | 272255 | 257878 | 241578 | NPgN | GSP | NG FES - Leading the Way | Number of electric cars and vans (hybrid and full electric)
NG FES - Leading the Way | LCT_BB002_NPgAggregate | Number of | NPgN | OFFE_3 | Number of electric cars and vans (hybrid and full electric) | Offerton | OFFERTON | 287 | 484 | 865 | 1534 | 2688 | 4627 | 6403 | 8756 | 11640 | 15038 | 18798 | 22669 | 26410 | 29708 | 32337 | 34279 | 35580 | 36401 | 36757 | 36544 | 36214 | 35757 | 35180 | 34437 | 33542 | 32499 | 31292 | 29907 | 28328 | 26537 | NPgN | GSP | NG FES - Leading the Way | Number of electric cars and vans (hybrid and full electric)
NG FES - Leading the Way | LCT_BB002_NPgAggregate | Number of | NPgN | OSBA_1 | Number of electric cars and vans (hybrid and full electric) | Osbaldwick | OSBALDWICK | 2359 | 3732 | 6255 | 10385 | 17006 | 27309 | 35737 | 46880 | 60534 | 76610 | 94383 | 112652 | 130304 | 145864 | 158285 | 167465 | 173622 | 177505 | 179188 | 178150 | 176542 | 174314 | 171500 | 167879 | 163516 | 158429 | 152547 | 145796 | 138097 | 129368 | NPgN | GSP | NG FES - Leading the Way | Number of electric cars and vans (hybrid and full electric)
NG FES - Leading the Way | LCT_BB002_NPgAggregate | Number of | NPgN | POPP_3 | Number of electric cars and vans (hybrid and full electric) | Poppleton | POPPLETON | 409 | 644 | 1075 | 1776 | 2893 | 4619 | 6015 | 7860 | 10121 | 12783 | 15725 | 18749 | 21670 | 24246 | 26302 | 27822 | 28841 | 29484 | 29762 | 29590 | 29323 | 28953 | 28486 | 27884 | 27159 | 26314 | 25337 | 24216 | 22937 | 21487 | NPgN | GSP | NG FES - Leading the Way | Number of electric cars and vans (hybrid and full electric)
NG FES - Leading the Way | LCT_BB002_NPgAggregate | Number of | NPgN | SALH_1 | Number of electric cars and vans (hybrid and full electric) | Saltholme | SALTHOLME | 9 | 16 | 29 | 52 | 92 | 162 | 227 | 313 | 418 | 542 | 680 | 822 | 958 | 1079 | 1175 | 1246 | 1294 | 1324 | 1337 | 1329 | 1317 | 1301 | 1280 | 1253 | 1220 | 1182 | 1138 | 1088 | 1030 | 965 | NPgN | GSP | NG FES - Leading the Way | Number of electric cars and vans (hybrid and full electric)
NG FES - Leading the Way | LCT_BB002_NPgAggregate | Number of | NPgN | SSHI_3 | Number of electric cars and vans (hybrid and full electric) | South Shields | SOUTH SHIELDS | 273 | 456 | 807 | 1417 | 2460 | 4197 | 5770 | 7852 | 10405 | 13412 | 16739 | 20163 | 23473 | 26390 | 28717 | 30435 | 31587 | 32313 | 32628 | 32439 | 32146 | 31741 | 31228 | 30569 | 29774 | 28848 | 27777 | 26548 | 25146 | 23556 | NPgN | GSP | NG FES - Leading the Way | Number of electric cars and vans (hybrid and full electric)
NG FES - Leading the Way | LCT_BB002_NPgAggregate | Number of | NPgN | KIELD01 and SPAD20 | Number of electric cars and vans (hybrid and full electric) | 0 | SPADEADAM | 35 | 59 | 105 | 188 | 331 | 572 | 794 | 1088 | 1449 | 1875 | 2345 | 2829 | 3297 | 3710 | 4039 | 4282 | 4445 | 4548 | 4592 | 4566 | 4524 | 4467 | 4395 | 4302 | 4191 | 4060 | 3909 | 3736 | 3539 | 3315 | NPgN | GSP | NG FES - Leading the Way | Number of electric cars and vans (hybrid and full electric)
NG FES - Leading the Way | LCT_BB002_NPgAggregate | Number of | NPgN | SPEN_1 | Number of electric cars and vans (hybrid and full electric) | Spennymoor | SPENNYMOOR | 1569 | 2583 | 4514 | 7828 | 13416 | 22600 | 30762 | 41567 | 54813 | 70414 | 87672 | 105433 | 122596 | 137725 | 149794 | 158707 | 164682 | 168448 | 170084 | 169099 | 167572 | 165458 | 162787 | 159350 | 155208 | 150379 | 144796 | 138388 | 131081 | 122795 | NPgN | GSP | NG FES - Leading the Way | Number of electric cars and vans (hybrid and full electric)
NG FES - Leading the Way | LCT_BB002_NPgAggregate | Number of | NPgN | STEN_1 | Number of electric cars and vans (hybrid and full electric) | Stella North | STELLA NORTH | 999 | 1647 | 2882 | 5003 | 8585 | 14478 | 19726 | 26672 | 35189 | 45220 | 56316 | 67736 | 78772 | 88499 | 96259 | 101990 | 105831 | 108253 | 109304 | 108671 | 107691 | 106332 | 104615 | 102406 | 99745 | 96641 | 93054 | 88935 | 84239 | 78914 | NPgN | GSP | NG FES - Leading the Way | Number of electric cars and vans (hybrid and full electric)
NG FES - Leading the Way | LCT_BB002_NPgAggregate | Number of | NPgN | STES_1 | Number of electric cars and vans (hybrid and full electric) | Stella South | STELLA SOUTH | 978 | 1589 | 2740 | 4690 | 7931 | 13179 | 17746 | 23788 | 31196 | 39919 | 49568 | 59495 | 69088 | 77544 | 84290 | 89274 | 92615 | 94721 | 95635 | 95081 | 94223 | 93034 | 91532 | 89599 | 87271 | 84556 | 81416 | 77813 | 73704 | 69045 | NPgN | GSP | NG FES - Leading the Way | Number of electric cars and vans (hybrid and full electric)
NG FES - Leading the Way | LCT_BB002_NPgAggregate | Number of | NPgN | TYNE_1 | Number of electric cars and vans (hybrid and full electric) | Tynemouth 1 | TYNEMOUTH | 802 | 1352 | 2418 | 4290 | 7518 | 12944 | 17918 | 24506 | 32584 | 42099 | 52627 | 63466 | 73941 | 83175 | 90539 | 95976 | 99620 | 101917 | 102915 | 102319 | 101395 | 100116 | 98500 | 96420 | 93914 | 90992 | 87614 | 83736 | 79315 | 74301 | NPgN | GSP | NG FES - Leading the Way | Number of electric cars and vans (hybrid and full electric)
NG FES - Leading the Way | LCT_BB002_NPgAggregate | Number of | NPgN | WBOL_6 | Number of electric cars and vans (hybrid and full electric) | West Boldon | WEST BOLDON | 1159 | 1924 | 3389 | 5925 | 10238 | 17385 | 23813 | 32323 | 42758 | 55048 | 68644 | 82639 | 96163 | 108085 | 117593 | 124616 | 129322 | 132289 | 133578 | 132804 | 131605 | 129945 | 127847 | 125147 | 121895 | 118102 | 113718 | 108685 | 102946 | 96439 | NPgN | GSP | NG FES - Leading the Way | Number of electric cars and vans (hybrid and full electric)
NG FES - Leading the Way | LCT_BB002_NPgAggregate | Number of | NPgN | BRAW_1 | Number of electric cars and vans (hybrid and full electric) | Bradford West | BRADFORD WEST | 2327 | 4673 | 7819 | 12647 | 20071 | 31327 | 45077 | 63583 | 86328 | 113145 | 142596 | 174736 | 205547 | 232898 | 253933 | 269320 | 279403 | 286015 | 288994 | 287466 | 285115 | 281668 | 277317 | 271317 | 263569 | 254699 | 244563 | 233218 | 220903 | 206939 | NPgY | GSP | NG FES - Leading the Way | Number of electric cars and vans (hybrid and full electric)
NG FES - Leading the Way | LCT_BB002_NPgAggregate | Number of | NPgN | CAMB_01 | Number of electric cars and vans (hybrid and full electric) | Camblesforth | CAMBLESFORTH | 297 | 554 | 869 | 1326 | 1997 | 2971 | 4129 | 5687 | 7600 | 9855 | 12329 | 15031 | 17619 | 19917 | 21683 | 22975 | 23823 | 24378 | 24629 | 24498 | 24298 | 24004 | 23634 | 23122 | 22462 | 21706 | 20842 | 19875 | 18826 | 17636 | NPgY | GSP | NG FES - Leading the Way | Number of electric cars and vans (hybrid and full electric)
NG FES - Leading the Way | LCT_BB002_NPgAggregate | Number of | NPgN | CREB_1 | Number of electric cars and vans (hybrid and full electric) | Creyke Beck | CREYKE BECK | 4383 | 7920 | 12024 | 17771 | 25927 | 37395 | 50734 | 68676 | 90693 | 116624 | 145063 | 176131 | 205879 | 232284 | 252580 | 267432 | 277167 | 283560 | 286437 | 284922 | 282592 | 279175 | 274863 | 268916 | 261237 | 252445 | 242399 | 231154 | 218948 | 205108 | NPgY | GSP | NG FES - Leading the Way | Number of electric cars and vans (hybrid and full electric)
NG FES - Leading the Way | LCT_BB002_NPgAggregate | Number of | NPgN | DRAX_YEDL | Number of electric cars and vans (hybrid and full electric) | Drax | DRAX | 375 | 709 | 1125 | 1736 | 2643 | 3972 | 5563 | 7703 | 10331 | 13429 | 16830 | 20542 | 24099 | 27257 | 29684 | 31461 | 32625 | 33388 | 33732 | 33554 | 33280 | 32877 | 32369 | 31669 | 30765 | 29729 | 28546 | 27222 | 25785 | 24155 | NPgY | GSP | NG FES - Leading the Way | Number of electric cars and vans (hybrid and full electric)
NG FES - Leading the Way | LCT_BB002_NPgAggregate | Number of | NPgN | ELLA_1 | Number of electric cars and vans (hybrid and full electric) | Elland | ELLAND | 2175 | 4238 | 6910 | 10929 | 17010 | 26096 | 37098 | 51903 | 70094 | 91537 | 115082 | 140780 | 165412 | 187276 | 204090 | 216390 | 224451 | 229738 | 232120 | 230892 | 229004 | 226235 | 222741 | 217921 | 211698 | 204574 | 196432 | 187320 | 177429 | 166213 | NPgY | GSP | NG FES - Leading the Way | Number of electric cars and vans (hybrid and full electric)
NG FES - Leading the Way | LCT_BB002_NPgAggregate | Number of | NPgN | FERRA2 | Number of electric cars and vans (hybrid and full electric) | Ferrybridge A | FERRYBRIDGE A | 1043 | 1917 | 2960 | 4450 | 6605 | 9691 | 13327 | 18218 | 24222 | 31295 | 39055 | 47530 | 55648 | 62854 | 68393 | 72446 | 75103 | 76847 | 77632 | 77221 | 76590 | 75664 | 74495 | 72883 | 70802 | 68419 | 65696 | 62649 | 59341 | 55590 | NPgY | GSP | NG FES - Leading the Way | Number of electric cars and vans (hybrid and full electric)
NG FES - Leading the Way | LCT_BB002_NPgAggregate | Number of | NPgN | FERRB9 | Number of electric cars and vans (hybrid and full electric) | Ferrybridge B (_M) | FERRYBRIDGE B | 2092 | 3932 | 6204 | 9522 | 14417 | 21563 | 30089 | 41560 | 55648 | 72249 | 90469 | 110363 | 129423 | 146343 | 159351 | 168869 | 175106 | 179199 | 181043 | 180085 | 178612 | 176453 | 173727 | 169968 | 165115 | 159558 | 153208 | 146101 | 138386 | 129639 | NPgY | GSP | NG FES - Leading the Way | Number of electric cars and vans (hybrid and full electric)
NG FES - Leading the Way | LCT_BB002_NPgAggregate | Number of | NPgN | GRIW_1 | Number of electric cars and vans (hybrid and full electric) | Grimsby West | GRIMSBY WEST | 1361 | 2490 | 3828 | 5729 | 8465 | 12365 | 16944 | 23105 | 30667 | 39575 | 49347 | 60021 | 70244 | 79317 | 86293 | 91397 | 94742 | 96938 | 97927 | 97409 | 96613 | 95444 | 93970 | 91937 | 89312 | 86306 | 82871 | 79027 | 74854 | 70122 | NPgY | GSP | NG FES - Leading the Way | Number of electric cars and vans (hybrid and full electric)
NG FES - Leading the Way | LCT_BB002_NPgAggregate | Number of | NPgN | JORD_3 | Number of electric cars and vans (hybrid and full electric) | Jordanthorpe | JORDANTHORPE | 782 | 1396 | 2094 | 3056 | 4402 | 6267 | 8412 | 11297 | 14836 | 19004 | 23573 | 28565 | 33344 | 37586 | 40846 | 43232 | 44796 | 45824 | 46286 | 46041 | 45665 | 45113 | 44416 | 43455 | 42214 | 40793 | 39170 | 37353 | 35380 | 33144 | NPgY | GSP | NG FES - Leading the Way | Number of electric cars and vans (hybrid and full electric)
NG FES - Leading the Way | LCT_BB002_NPgAggregate | Number of | NPgN | KEAD_YEDL | Number of electric cars and vans (hybrid and full electric) | Keadby | KEADBY | 3945 | 6838 | 9936 | 14012 | 19446 | 26581 | 34474 | 45085 | 58083 | 73375 | 90121 | 108435 | 125950 | 141493 | 153433 | 162175 | 167906 | 171675 | 173370 | 172453 | 171043 | 168975 | 166365 | 162765 | 158117 | 152796 | 146715 | 139909 | 132521 | 124145 | NPgY | GSP | NG FES - Leading the Way | Number of electric cars and vans (hybrid and full electric)
NG FES - Leading the Way | LCT_BB002_NPgAggregate | Number of | NPgN | KIRKB1 | Number of electric cars and vans (hybrid and full electric) | Kirkstall B | KIRKSTALL B | 1732 | 3299 | 5269 | 8181 | 12520 | 18915 | 26590 | 36918 | 49604 | 64556 | 80969 | 98887 | 116057 | 131298 | 143018 | 151591 | 157211 | 160897 | 162557 | 161698 | 160375 | 158436 | 155989 | 152614 | 148256 | 143267 | 137565 | 131184 | 124256 | 116402 | NPgY | GSP | NG FES - Leading the Way | Number of electric cars and vans (hybrid and full electric)
NG FES - Leading the Way | LCT_BB002_NPgAggregate | Number of | NPgN | NEEP_3 | Number of electric cars and vans (hybrid and full electric) | Neepsend | NEEPSEND | 802 | 1463 | 2244 | 3352 | 4941 | 7202 | 9853 | 13419 | 17796 | 22952 | 28608 | 34786 | 40702 | 45954 | 49991 | 52945 | 54881 | 56152 | 56724 | 56424 | 55963 | 55286 | 54432 | 53254 | 51734 | 49993 | 48003 | 45776 | 43359 | 40618 | NPgY | GSP | NG FES - Leading the Way | Number of electric cars and vans (hybrid and full electric)
NG FES - Leading the Way | LCT_BB002_NPgAggregate | Number of | NPgN | NORL_3 | Number of electric cars and vans (hybrid and full electric) | Norton Lees | NORTON LEES | 982 | 1752 | 2625 | 3828 | 5509 | 7833 | 10504 | 14097 | 18505 | 23694 | 29384 | 35601 | 41553 | 46835 | 50894 | 53866 | 55813 | 57093 | 57668 | 57363 | 56894 | 56206 | 55338 | 54141 | 52595 | 50825 | 48802 | 46538 | 44081 | 41294 | NPgY | GSP | NG FES - Leading the Way | Number of electric cars and vans (hybrid and full electric)
NG FES - Leading the Way | LCT_BB002_NPgAggregate | Number of | NPgN | PITS_BB_B | Number of electric cars and vans (hybrid and full electric) | Pitsmoor | PITSMOOR 3/4 | 323 | 595 | 919 | 1383 | 2054 | 3017 | 4151 | 5676 | 7549 | 9755 | 12176 | 14820 | 17352 | 19599 | 21327 | 22592 | 23420 | 23964 | 24209 | 24081 | 23884 | 23595 | 23231 | 22728 | 22079 | 21336 | 20487 | 19537 | 18505 | 17335 | NPgY | GSP | NG FES - Leading the Way | Number of electric cars and vans (hybrid and full electric)
NG FES - Leading the Way | LCT_BB002_NPgAggregate | Number of | NPgN | SALT_1 | Number of electric cars and vans (hybrid and full electric) | Saltend North | SALTEND NORTH | 591 | 1063 | 1607 | 2366 | 3438 | 4938 | 6678 | 9017 | 11887 | 15268 | 18974 | 23024 | 26902 | 30344 | 32989 | 34925 | 36194 | 37027 | 37402 | 37204 | 36900 | 36454 | 35891 | 35114 | 34111 | 32963 | 31652 | 30183 | 28589 | 26782 | NPgY | GSP | NG FES - Leading the Way | Number of electric cars and vans (hybrid and full electric)
NG FES - Leading the Way | LCT_BB002_NPgAggregate | Number of | NPgN | SHEC_3 | Number of electric cars and vans (hybrid and full electric) | Sheffield City | SHEFFIELD CITY | 429 | 781 | 1196 | 1782 | 2622 | 3814 | 5209 | 7085 | 9388 | 12102 | 15078 | 18328 | 21441 | 24204 | 26328 | 27883 | 28901 | 29570 | 29871 | 29713 | 29470 | 29114 | 28664 | 28044 | 27243 | 26327 | 25279 | 24106 | 22833 | 21390 | NPgY | GSP | NG FES - Leading the Way | Number of electric cars and vans (hybrid and full electric)
NG FES - Leading the Way | LCT_BB002_NPgAggregate | Number of | NPgN | SKLGB1 | Number of electric cars and vans (hybrid and full electric) | Skelton Grange | SKELTON GRANGE | 3669 | 7092 | 11485 | 18053 | 27941 | 42653 | 60416 | 84319 | 113687 | 148304 | 186309 | 227794 | 267553 | 302846 | 329986 | 349839 | 362851 | 371386 | 375231 | 373246 | 370194 | 365718 | 360069 | 352278 | 342219 | 330702 | 317541 | 302811 | 286820 | 268691 | NPgY | GSP | NG FES - Leading the Way | Number of electric cars and vans (hybrid and full electric)
NG FES - Leading the Way | LCT_BB002_NPgAggregate | Number of | NPgN | TEMP_3 | Number of electric cars and vans (hybrid and full electric) | Templeborough | TEMPLEBOROUGH 275/33KV | 74 | 133 | 201 | 295 | 427 | 611 | 825 | 1112 | 1464 | 1879 | 2334 | 2832 | 3307 | 3730 | 4055 | 4292 | 4448 | 4550 | 4596 | 4572 | 4535 | 4480 | 4411 | 4315 | 4192 | 4051 | 3890 | 3709 | 3513 | 3291 | NPgY | GSP | NG FES - Leading the Way | Number of electric cars and vans (hybrid and full electric)
NG FES - Leading the Way | LCT_BB002_NPgAggregate | Number of | NPgN | THUR_6 | Number of electric cars and vans (hybrid and full electric) | Thurcroft | THURCROFT | 3698 | 6311 | 9007 | 12449 | 16881 | 22464 | 28436 | 36463 | 46282 | 57826 | 70454 | 84274 | 97481 | 109199 | 118197 | 124788 | 129109 | 131954 | 133232 | 132527 | 131443 | 129854 | 127848 | 125082 | 121510 | 117421 | 112748 | 107518 | 101840 | 95403 | NPgY | GSP | NG FES - Leading the Way | Number of electric cars and vans (hybrid and full electric)
NG FES - Leading the Way | LCT_BB002_NPgAggregate | Number of | NPgN | WMEL_THOM | Number of electric cars and vans (hybrid and full electric) | Thorpe Marsh | WEST MELTON / THORPE MARSH | 4696 | 8246 | 12152 | 17407 | 24575 | 34239 | 45144 | 59809 | 77785 | 98944 | 122128 | 147471 | 171721 | 193243 | 209779 | 221884 | 229819 | 235035 | 237381 | 236126 | 234194 | 231363 | 227789 | 222861 | 216497 | 209211 | 200885 | 191566 | 181450 | 169981 | NPgY | GSP | NG FES - Leading the Way | Number of electric cars and vans (hybrid and full electric)
NG FES - Leading the Way | LCT_BB002_NPgAggregate | Number of | NPgN | WMEL_BB3 | Number of electric cars and vans (hybrid and full electric) | West Melton | WEST MELTON SECTION 3 | 4054 | 7185 | 10692 | 15477 | 22097 | 31160 | 41504 | 55416 | 72476 | 92561 | 114577 | 138636 | 161664 | 182103 | 197809 | 209305 | 216840 | 221791 | 224019 | 222834 | 221012 | 218339 | 214967 | 210316 | 204310 | 197434 | 189577 | 180783 | 171237 | 160413 | NPgY | GSP | NG FES - Leading the Way | Number of electric cars and vans (hybrid and full electric)
NG FES - Leading the Way | LCT_BB002_NPgAggregate | Number of | NPgN | WIBA_3 | Number of electric cars and vans (hybrid and full electric) | Wincobank | WINCOBANK | 93 | 179 | 290 | 456 | 705 | 1076 | 1523 | 2125 | 2865 | 3737 | 4695 | 5740 | 6741 | 7630 | 8314 | 8814 | 9142 | 9357 | 9454 | 9404 | 9327 | 9214 | 9072 | 8876 | 8622 | 8332 | 8001 | 7629 | 7227 | 6770 | NPgY | GSP | NG FES - Leading the Way | Number of electric cars and vans (hybrid and full electric)
NPg Planning Scenario | LCT_BB002_NPgAggregate | Number of | NPgN | BLYTB1 | Number of electric cars and vans (hybrid and full electric) | Blyth 66kV | BLYTH 66kV | 1044 | 2438 | 5252 | 8969 | 13770 | 19194 | 25528 | 32782 | 40806 | 51311 | 61457 | 71292 | 80738 | 89687 | 98091 | 105818 | 112862 | 119208 | 124866 | 129834 | 132952 | 135457 | 137398 | 138871 | 140010 | 140801 | 141349 | 141702 | 141931 | 142073 | NPgN | GSP | NPg Planning Scenario | Number of electric cars and vans (hybrid and full electric)
NPg Planning Scenario | LCT_BB002_NPgAggregate | Number of | NPgN | BLYTH132 | Number of electric cars and vans (hybrid and full electric) | Blyth 132kV | BLYTH 132kV | 680 | 1469 | 2913 | 4557 | 6371 | 8028 | 9906 | 12022 | 14363 | 17416 | 20388 | 23278 | 26031 | 28639 | 31002 | 33199 | 35255 | 37112 | 38777 | 40240 | 41160 | 41901 | 42479 | 42918 | 43262 | 43506 | 43676 | 43784 | 43855 | 43900 | NPgN | GSP | NPg Planning Scenario | Number of electric cars and vans (hybrid and full electric)
NPg Planning Scenario | LCT_BB002_NPgAggregate | Number of | NPgN | FOUR_1 | Number of electric cars and vans (hybrid and full electric) | Fourstones | FOURSTONES | 122 | 274 | 567 | 932 | 1375 | 1841 | 2381 | 2996 | 3675 | 4565 | 5426 | 6261 | 7062 | 7819 | 8524 | 9174 | 9771 | 10309 | 10790 | 11212 | 11477 | 11691 | 11856 | 11982 | 12079 | 12147 | 12194 | 12225 | 12245 | 12257 | NPgN | GSP | NPg Planning Scenario | Number of electric cars and vans (hybrid and full electric)
NPg Planning Scenario | LCT_BB002_NPgAggregate | Number of | NPgN | HARM_6 | Number of electric cars and vans (hybrid and full electric) | Hart Moor | HARTMOOR | 428 | 1015 | 2218 | 3841 | 5976 | 8437 | 11316 | 14620 | 18273 | 23058 | 27676 | 32152 | 36453 | 40528 | 44367 | 47892 | 51099 | 53988 | 56563 | 58823 | 60241 | 61380 | 62264 | 62933 | 63449 | 63808 | 64056 | 64216 | 64320 | 64384 | NPgN | GSP | NPg Planning Scenario | Number of electric cars and vans (hybrid and full electric)
NPg Planning Scenario | LCT_BB002_NPgAggregate | Number of | NPgN | HAWP_6 | Number of electric cars and vans (hybrid and full electric) | Hawthorn Pit | HAWTHORN PIT GRID | 653 | 1510 | 3224 | 5457 | 8305 | 11478 | 15177 | 19410 | 24090 | 30218 | 36140 | 41880 | 47390 | 52611 | 57505 | 62006 | 66116 | 69819 | 73122 | 76022 | 77842 | 79305 | 80439 | 81300 | 81965 | 82428 | 82749 | 82955 | 83089 | 83173 | NPgN | GSP | NPg Planning Scenario | Number of electric cars and vans (hybrid and full electric)
NPg Planning Scenario | LCT_BB002_NPgAggregate | Number of | NPgN | KNARE_111 | Number of electric cars and vans (hybrid and full electric) | Knaresborough | KNARESBOROUGH | 1263 | 2845 | 5907 | 9720 | 14372 | 19284 | 24968 | 31449 | 38617 | 47991 | 57065 | 65869 | 74305 | 82296 | 89726 | 96578 | 102871 | 108546 | 113613 | 118063 | 120857 | 123104 | 124848 | 126173 | 127201 | 127918 | 128417 | 128737 | 128945 | 129074 | NPgN | GSP | NPg Planning Scenario | Number of electric cars and vans (hybrid and full electric)
NPg Planning Scenario | LCT_BB002_NPgAggregate | Number of | NPgN | LACK_6 | Number of electric cars and vans (hybrid and full electric) | Lackenby | LACKENBY | 626 | 1542 | 3489 | 6239 | 9999 | 14510 | 19816 | 25917 | 32664 | 41508 | 50032 | 58289 | 66233 | 73761 | 80889 | 87424 | 93347 | 98681 | 103429 | 107597 | 110212 | 112312 | 113938 | 115169 | 116119 | 116775 | 117230 | 117522 | 117712 | 117830 | NPgN | GSP | NPg Planning Scenario | Number of electric cars and vans (hybrid and full electric)
NPg Planning Scenario | LCT_BB002_NPgAggregate | Number of | NPgN | NORT_1 | Number of electric cars and vans (hybrid and full electric) | Norton | NORTON | 2340 | 5618 | 12419 | 21743 | 34179 | 48731 | 65794 | 85386 | 107051 | 135436 | 162817 | 189350 | 214857 | 239025 | 261836 | 282771 | 301792 | 318923 | 334181 | 347577 | 355984 | 362736 | 367966 | 371929 | 374990 | 377107 | 378575 | 379520 | 380132 | 380515 | NPgN | GSP | NPg Planning Scenario | Number of electric cars and vans (hybrid and full electric)
NPg Planning Scenario | LCT_BB002_NPgAggregate | Number of | NPgN | OFFE_3 | Number of electric cars and vans (hybrid and full electric) | Offerton | OFFERTON | 287 | 678 | 1473 | 2539 | 3933 | 5531 | 7400 | 9543 | 11912 | 15015 | 18011 | 20914 | 23704 | 26347 | 28834 | 31119 | 33200 | 35073 | 36743 | 38210 | 39130 | 39869 | 40442 | 40876 | 41212 | 41445 | 41606 | 41710 | 41777 | 41820 | NPgN | GSP | NPg Planning Scenario | Number of electric cars and vans (hybrid and full electric)
NPg Planning Scenario | LCT_BB002_NPgAggregate | Number of | NPgN | OSBA_1 | Number of electric cars and vans (hybrid and full electric) | Osbaldwick | OSBALDWICK | 2359 | 5224 | 10651 | 17189 | 24887 | 32649 | 41578 | 51718 | 62936 | 77594 | 91806 | 105606 | 118803 | 131307 | 142844 | 153509 | 163359 | 172242 | 180188 | 187166 | 191550 | 195077 | 197817 | 199900 | 201521 | 202659 | 203447 | 203954 | 204284 | 204489 | NPgN | GSP | NPg Planning Scenario | Number of electric cars and vans (hybrid and full electric)
NPg Planning Scenario | LCT_BB002_NPgAggregate | Number of | NPgN | POPP_3 | Number of electric cars and vans (hybrid and full electric) | Poppleton | POPPLETON | 409 | 901 | 1830 | 2939 | 4234 | 5522 | 7003 | 8682 | 10538 | 12966 | 15319 | 17605 | 19790 | 21860 | 23766 | 25529 | 27160 | 28631 | 29947 | 31103 | 31829 | 32414 | 32868 | 33214 | 33482 | 33672 | 33803 | 33887 | 33942 | 33976 | NPgN | GSP | NPg Planning Scenario | Number of electric cars and vans (hybrid and full electric)
NPg Planning Scenario | LCT_BB002_NPgAggregate | Number of | NPgN | SALH_1 | Number of electric cars and vans (hybrid and full electric) | Saltholme | SALTHOLME | 10 | 22 | 49 | 86 | 135 | 193 | 262 | 340 | 426 | 540 | 650 | 755 | 858 | 954 | 1046 | 1129 | 1205 | 1273 | 1335 | 1388 | 1422 | 1449 | 1470 | 1486 | 1498 | 1507 | 1512 | 1516 | 1519 | 1520 | NPgN | GSP | NPg Planning Scenario | Number of electric cars and vans (hybrid and full electric)
NPg Planning Scenario | LCT_BB002_NPgAggregate | Number of | NPgN | SSHI_3 | Number of electric cars and vans (hybrid and full electric) | South Shields | SOUTH SHIELDS | 273 | 638 | 1374 | 2345 | 3600 | 5018 | 6673 | 8570 | 10666 | 13412 | 16064 | 18635 | 21103 | 23442 | 25638 | 27657 | 29499 | 31157 | 32637 | 33934 | 34749 | 35405 | 35911 | 36297 | 36595 | 36801 | 36944 | 37036 | 37096 | 37133 | NPgN | GSP | NPg Planning Scenario | Number of electric cars and vans (hybrid and full electric)
NPg Planning Scenario | LCT_BB002_NPgAggregate | Number of | NPgN | KIELD01 and SPAD20 | Number of electric cars and vans (hybrid and full electric) | 0 | SPADEADAM | 35 | 82 | 180 | 311 | 484 | 683 | 917 | 1185 | 1481 | 1870 | 2245 | 2608 | 2957 | 3287 | 3599 | 3886 | 4146 | 4380 | 4589 | 4773 | 4888 | 4980 | 5052 | 5106 | 5148 | 5177 | 5197 | 5210 | 5218 | 5224 | NPgN | GSP | NPg Planning Scenario | Number of electric cars and vans (hybrid and full electric)
NPg Planning Scenario | LCT_BB002_NPgAggregate | Number of | NPgN | SPEN_1 | Number of electric cars and vans (hybrid and full electric) | Spennymoor | SPENNYMOOR | 1569 | 3617 | 7686 | 12956 | 19634 | 27021 | 35621 | 45460 | 56340 | 70582 | 84346 | 97692 | 110498 | 122633 | 133995 | 144448 | 154002 | 162610 | 170288 | 177030 | 181262 | 184664 | 187301 | 189303 | 190852 | 191930 | 192677 | 193158 | 193470 | 193664 | NPgN | GSP | NPg Planning Scenario | Number of electric cars and vans (hybrid and full electric)
NPg Planning Scenario | LCT_BB002_NPgAggregate | Number of | NPgN | STEN_1 | Number of electric cars and vans (hybrid and full electric) | Stella North | STELLA NORTH | 999 | 2305 | 4906 | 8280 | 12563 | 17310 | 22839 | 29165 | 36160 | 45317 | 54166 | 62747 | 70980 | 78783 | 86090 | 92813 | 98955 | 104489 | 109426 | 113760 | 116481 | 118667 | 120363 | 121650 | 122646 | 123338 | 123818 | 124127 | 124327 | 124452 | NPgN | GSP | NPg Planning Scenario | Number of electric cars and vans (hybrid and full electric)
NPg Planning Scenario | LCT_BB002_NPgAggregate | Number of | NPgN | STES_1 | Number of electric cars and vans (hybrid and full electric) | Stella South | STELLA SOUTH | 978 | 2224 | 4666 | 7762 | 11606 | 15757 | 20575 | 26077 | 32162 | 40123 | 47823 | 55292 | 62453 | 69238 | 75568 | 81399 | 86742 | 91557 | 95855 | 99630 | 102000 | 103904 | 105383 | 106504 | 107374 | 107980 | 108401 | 108670 | 108847 | 108956 | NPgN | GSP | NPg Planning Scenario | Number of electric cars and vans (hybrid and full electric)
NPg Planning Scenario | LCT_BB002_NPgAggregate | Number of | NPgN | TYNE_1 | Number of electric cars and vans (hybrid and full electric) | Tynemouth 1 | TYNEMOUTH | 802 | 1893 | 4117 | 7099 | 11002 | 15475 | 20708 | 26707 | 33342 | 42032 | 50420 | 58551 | 66361 | 73762 | 80727 | 87126 | 92951 | 98198 | 102874 | 106980 | 109556 | 111627 | 113231 | 114447 | 115387 | 116039 | 116490 | 116780 | 116969 | 117087 | NPgN | GSP | NPg Planning Scenario | Number of electric cars and vans (hybrid and full electric)
NPg Planning Scenario | LCT_BB002_NPgAggregate | Number of | NPgN | WBOL_6 | Number of electric cars and vans (hybrid and full electric) | West Boldon | WEST BOLDON | 1159 | 2693 | 5771 | 9806 | 14983 | 20785 | 27554 | 35304 | 43875 | 55096 | 65935 | 76445 | 86533 | 96091 | 105060 | 113307 | 120831 | 127611 | 133657 | 138964 | 142296 | 144973 | 147049 | 148623 | 149842 | 150687 | 151274 | 151652 | 151897 | 152049 | NPgN | GSP | NPg Planning Scenario | Number of electric cars and vans (hybrid and full electric)
NPg Planning Scenario | LCT_BB002_NPgAggregate | Number of | NPgN | BRAW_1 | Number of electric cars and vans (hybrid and full electric) | Bradford West | BRADFORD WEST | 2327 | 4602 | 9479 | 16563 | 26436 | 38578 | 52740 | 68982 | 86868 | 110263 | 132774 | 154572 | 175558 | 195446 | 214346 | 231633 | 247253 | 261316 | 273823 | 284805 | 291704 | 297243 | 301534 | 304780 | 307097 | 308698 | 309812 | 310526 | 310991 | 311273 | NPgY | GSP | NPg Planning Scenario | Number of electric cars and vans (hybrid and full electric)
NPg Planning Scenario | LCT_BB002_NPgAggregate | Number of | NPgN | CAMB_01 | Number of electric cars and vans (hybrid and full electric) | Camblesforth | CAMBLESFORTH | 297 | 546 | 1054 | 1737 | 2630 | 3658 | 4853 | 6219 | 7722 | 9686 | 11581 | 13416 | 15180 | 16851 | 18425 | 19868 | 21181 | 22364 | 23418 | 24344 | 24925 | 25393 | 25756 | 26030 | 26227 | 26364 | 26458 | 26520 | 26559 | 26584 | NPgY | GSP | NPg Planning Scenario | Number of electric cars and vans (hybrid and full electric)
NPg Planning Scenario | LCT_BB002_NPgAggregate | Number of | NPgN | CREB_1 | Number of electric cars and vans (hybrid and full electric) | Creyke Beck | CREYKE BECK | 4383 | 7798 | 14576 | 23274 | 34150 | 46051 | 59842 | 75532 | 92817 | 115385 | 137184 | 158327 | 178604 | 197816 | 215766 | 232273 | 247379 | 260991 | 273136 | 283804 | 290511 | 295902 | 300090 | 303264 | 305547 | 307140 | 308248 | 308959 | 309421 | 309702 | NPgY | GSP | NPg Planning Scenario | Number of electric cars and vans (hybrid and full electric)
NPg Planning Scenario | LCT_BB002_NPgAggregate | Number of | NPgN | DRAX_YEDL | Number of electric cars and vans (hybrid and full electric) | Drax | DRAX | 375 | 698 | 1364 | 2275 | 3481 | 4891 | 6532 | 8407 | 10474 | 13174 | 15776 | 18297 | 20720 | 23017 | 25184 | 27171 | 28976 | 30600 | 32048 | 33319 | 34118 | 34759 | 35257 | 35634 | 35903 | 36091 | 36221 | 36305 | 36359 | 36391 | NPgY | GSP | NPg Planning Scenario | Number of electric cars and vans (hybrid and full electric)
NPg Planning Scenario | LCT_BB002_NPgAggregate | Number of | NPgN | ELLA_1 | Number of electric cars and vans (hybrid and full electric) | Elland | ELLAND | 2175 | 4172 | 8377 | 14314 | 22404 | 32137 | 43475 | 56460 | 70762 | 89460 | 107466 | 124907 | 141685 | 157586 | 172650 | 186444 | 198934 | 210180 | 220190 | 228979 | 234500 | 238935 | 242372 | 244973 | 246831 | 248119 | 249014 | 249588 | 249961 | 250188 | NPgY | GSP | NPg Planning Scenario | Number of electric cars and vans (hybrid and full electric)
NPg Planning Scenario | LCT_BB002_NPgAggregate | Number of | NPgN | FERRA2 | Number of electric cars and vans (hybrid and full electric) | Ferrybridge A | FERRYBRIDGE A | 1043 | 1887 | 3589 | 5829 | 8700 | 11934 | 15689 | 19970 | 24686 | 30846 | 36790 | 42552 | 48084 | 53327 | 58246 | 62765 | 66884 | 70596 | 73906 | 76812 | 78639 | 80107 | 81246 | 82109 | 82730 | 83161 | 83461 | 83654 | 83778 | 83855 | NPgY | GSP | NPg Planning Scenario | Number of electric cars and vans (hybrid and full electric)
NPg Planning Scenario | LCT_BB002_NPgAggregate | Number of | NPgN | FERRB9 | Number of electric cars and vans (hybrid and full electric) | Ferrybridge B (_M) | FERRYBRIDGE B | 2093 | 3872 | 7520 | 12471 | 18989 | 26555 | 35351 | 45402 | 56472 | 70937 | 84883 | 98398 | 111385 | 123691 | 135292 | 145931 | 155601 | 164310 | 172069 | 178882 | 183164 | 186604 | 189272 | 191292 | 192740 | 193745 | 194443 | 194892 | 195184 | 195361 | NPgY | GSP | NPg Planning Scenario | Number of electric cars and vans (hybrid and full electric)
NPg Planning Scenario | LCT_BB002_NPgAggregate | Number of | NPgN | GRIW_1 | Number of electric cars and vans (hybrid and full electric) | Grimsby West | GRIMSBY WEST | 1361 | 2452 | 4640 | 7503 | 11149 | 15227 | 19958 | 25349 | 31287 | 39044 | 46531 | 53790 | 60757 | 67358 | 73547 | 79232 | 84420 | 89095 | 93265 | 96927 | 99227 | 101078 | 102514 | 103601 | 104383 | 104927 | 105306 | 105549 | 105706 | 105803 | NPgY | GSP | NPg Planning Scenario | Number of electric cars and vans (hybrid and full electric)
NPg Planning Scenario | LCT_BB002_NPgAggregate | Number of | NPgN | JORD_3 | Number of electric cars and vans (hybrid and full electric) | Jordanthorpe | JORDANTHORPE | 782 | 1375 | 2538 | 4003 | 5799 | 7717 | 9937 | 12458 | 15235 | 18861 | 22365 | 25765 | 29023 | 32110 | 34983 | 37629 | 40057 | 42244 | 44198 | 45914 | 46993 | 47861 | 48535 | 49047 | 49415 | 49673 | 49852 | 49967 | 50041 | 50087 | NPgY | GSP | NPg Planning Scenario | Number of electric cars and vans (hybrid and full electric)
NPg Planning Scenario | LCT_BB002_NPgAggregate | Number of | NPgN | KEAD_YEDL | Number of electric cars and vans (hybrid and full electric) | Keadby | KEADBY | 3945 | 6734 | 12044 | 18352 | 25613 | 32733 | 40927 | 50170 | 60357 | 73631 | 86507 | 99016 | 110963 | 122280 | 132659 | 142260 | 151168 | 159204 | 166400 | 172720 | 176699 | 179901 | 182395 | 184289 | 185663 | 186631 | 187304 | 187737 | 188017 | 188187 | NPgY | GSP | NPg Planning Scenario | Number of electric cars and vans (hybrid and full electric)
NPg Planning Scenario | LCT_BB002_NPgAggregate | Number of | NPgN | KIRKB1 | Number of electric cars and vans (hybrid and full electric) | Kirkstall B | KIRKSTALL B | 1732 | 3248 | 6388 | 10714 | 16491 | 23293 | 31208 | 40261 | 50232 | 63265 | 75823 | 87990 | 99687 | 110772 | 121244 | 130840 | 139550 | 147393 | 154378 | 160511 | 164364 | 167460 | 169860 | 171678 | 172978 | 173880 | 174507 | 174910 | 175171 | 175330 | NPgY | GSP | NPg Planning Scenario | Number of electric cars and vans (hybrid and full electric)
NPg Planning Scenario | LCT_BB002_NPgAggregate | Number of | NPgN | NEEP_3 | Number of electric cars and vans (hybrid and full electric) | Neepsend | NEEPSEND | 802 | 1441 | 2721 | 4390 | 6509 | 8870 | 11608 | 14728 | 18165 | 22655 | 26988 | 31190 | 35222 | 39043 | 42623 | 45912 | 48916 | 51621 | 54034 | 56154 | 57487 | 58557 | 59389 | 60018 | 60471 | 60786 | 61006 | 61146 | 61237 | 61294 | NPgY | GSP | NPg Planning Scenario | Number of electric cars and vans (hybrid and full electric)
NPg Planning Scenario | LCT_BB002_NPgAggregate | Number of | NPgN | NORL_3 | Number of electric cars and vans (hybrid and full electric) | Norton Lees | NORTON LEES | 982 | 1725 | 3182 | 5014 | 7256 | 9646 | 12410 | 15550 | 19008 | 23523 | 27886 | 32122 | 36179 | 40022 | 43599 | 46893 | 49915 | 52640 | 55074 | 57211 | 58554 | 59635 | 60475 | 61112 | 61572 | 61893 | 62116 | 62259 | 62352 | 62409 | NPgY | GSP | NPg Planning Scenario | Number of electric cars and vans (hybrid and full electric)
NPg Planning Scenario | LCT_BB002_NPgAggregate | Number of | NPgN | PITS_BB_B | Number of electric cars and vans (hybrid and full electric) | Pitsmoor | PITSMOOR 3/4 | 323 | 586 | 1115 | 1812 | 2706 | 3715 | 4886 | 6222 | 7692 | 9614 | 11468 | 13265 | 14991 | 16626 | 18161 | 19570 | 20856 | 22013 | 23046 | 23952 | 24522 | 24979 | 25335 | 25605 | 25798 | 25932 | 26026 | 26086 | 26125 | 26149 | NPgY | GSP | NPg Planning Scenario | Number of electric cars and vans (hybrid and full electric)
NPg Planning Scenario | LCT_BB002_NPgAggregate | Number of | NPgN | SALT_1 | Number of electric cars and vans (hybrid and full electric) | Saltend North | SALTEND NORTH | 590 | 1047 | 1948 | 3099 | 4529 | 6082 | 7881 | 9925 | 12178 | 15120 | 17962 | 20718 | 23361 | 25866 | 28203 | 30353 | 32322 | 34097 | 35681 | 37071 | 37946 | 38649 | 39196 | 39609 | 39907 | 40115 | 40260 | 40353 | 40414 | 40450 | NPgY | GSP | NPg Planning Scenario | Number of electric cars and vans (hybrid and full electric)
NPg Planning Scenario | LCT_BB002_NPgAggregate | Number of | NPgN | SHEC_3 | Number of electric cars and vans (hybrid and full electric) | Sheffield City | SHEFFIELD CITY | 429 | 770 | 1449 | 2334 | 3454 | 4697 | 6138 | 7780 | 9589 | 11950 | 14231 | 16442 | 18564 | 20574 | 22456 | 24187 | 25766 | 27191 | 28461 | 29577 | 30278 | 30841 | 31278 | 31611 | 31848 | 32015 | 32130 | 32204 | 32252 | 32281 | NPgY | GSP | NPg Planning Scenario | Number of electric cars and vans (hybrid and full electric)
NPg Planning Scenario | LCT_BB002_NPgAggregate | Number of | NPgN | SKLGB1 | Number of electric cars and vans (hybrid and full electric) | Skelton Grange | SKELTON GRANGE | 3669 | 6983 | 13922 | 23644 | 36803 | 52526 | 70838 | 91798 | 114884 | 145065 | 174134 | 202294 | 229378 | 255046 | 279340 | 301592 | 321755 | 339912 | 356074 | 370265 | 379182 | 386343 | 391894 | 396095 | 399099 | 401180 | 402627 | 403557 | 404160 | 404526 | NPgY | GSP | NPg Planning Scenario | Number of electric cars and vans (hybrid and full electric)
NPg Planning Scenario | LCT_BB002_NPgAggregate | Number of | NPgN | TEMP_3 | Number of electric cars and vans (hybrid and full electric) | Templeborough | TEMPLEBOROUGH 275/33KV | 74 | 131 | 243 | 385 | 562 | 752 | 974 | 1224 | 1501 | 1863 | 2212 | 2550 | 2874 | 3181 | 3468 | 3732 | 3973 | 4192 | 4386 | 4557 | 4664 | 4750 | 4818 | 4868 | 4905 | 4930 | 4948 | 4960 | 4967 | 4972 | NPgY | GSP | NPg Planning Scenario | Number of electric cars and vans (hybrid and full electric)
NPg Planning Scenario | LCT_BB002_NPgAggregate | Number of | NPgN | THUR_6 | Number of electric cars and vans (hybrid and full electric) | Thurcroft | THURCROFT | 3698 | 6214 | 10919 | 16305 | 22234 | 27664 | 33881 | 40854 | 48540 | 58542 | 68272 | 77737 | 86749 | 95286 | 103011 | 110187 | 116914 | 122983 | 128433 | 133220 | 136235 | 138664 | 140560 | 142002 | 143053 | 143799 | 144318 | 144651 | 144867 | 144998 | NPgY | GSP | NPg Planning Scenario | Number of electric cars and vans (hybrid and full electric)
NPg Planning Scenario | LCT_BB002_NPgAggregate | Number of | NPgN | WMEL_THOM | Number of electric cars and vans (hybrid and full electric) | Thorpe Marsh | WEST MELTON / THORPE MARSH | 4695 | 8120 | 14731 | 22799 | 32369 | 42164 | 53467 | 66261 | 80359 | 98744 | 116549 | 133834 | 150369 | 166036 | 180511 | 193870 | 206196 | 217309 | 227247 | 235976 | 241466 | 245885 | 249321 | 251930 | 253815 | 255139 | 256059 | 256650 | 257034 | 257267 | NPgY | GSP | NPg Planning Scenario | Number of electric cars and vans (hybrid and full electric)
NPg Planning Scenario | LCT_BB002_NPgAggregate | Number of | NPgN | WMEL_BB3 | Number of electric cars and vans (hybrid and full electric) | West Melton | WEST MELTON SECTION 3 | 4055 | 7075 | 12961 | 20270 | 29104 | 38372 | 49084 | 61232 | 74616 | 92080 | 108974 | 125370 | 141071 | 155945 | 169748 | 182469 | 194169 | 204717 | 214141 | 222417 | 227623 | 231810 | 235065 | 237534 | 239317 | 240564 | 241432 | 241989 | 242350 | 242571 | NPgY | GSP | NPg Planning Scenario | Number of electric cars and vans (hybrid and full electric)
NPg Planning Scenario | LCT_BB002_NPgAggregate | Number of | NPgN | WIBA_3 | Number of electric cars and vans (hybrid and full electric) | Wincobank | WINCOBANK | 93 | 176 | 352 | 596 | 928 | 1325 | 1786 | 2314 | 2895 | 3656 | 4388 | 5097 | 5780 | 6427 | 7039 | 7599 | 8107 | 8565 | 8972 | 9329 | 9554 | 9734 | 9874 | 9980 | 10056 | 10108 | 10144 | 10168 | 10183 | 10192 | NPgY | GSP | NPg Planning Scenario | Number of electric cars and vans (hybrid and full electric)
NG FES - System Transformation | LCT_BB002_NPgAggregate | Number of | NPgN | BLYTB1 | Number of electric cars and vans (hybrid and full electric) | Blyth 66kV | BLYTH 66kV | 1044 | 1395 | 2038 | 3012 | 4487 | 6732 | 10050 | 14873 | 21741 | 27624 | 34918 | 43521 | 53399 | 64274 | 75184 | 86164 | 96544 | 105842 | 113578 | 119741 | 124490 | 127817 | 128770 | 128089 | 127061 | 125563 | 123551 | 121668 | 119650 | 117379 | NPgN | GSP | NG FES - System Transformation | Number of electric cars and vans (hybrid and full electric)
NG FES - System Transformation | LCT_BB002_NPgAggregate | Number of | NPgN | BLYTH132 | Number of electric cars and vans (hybrid and full electric) | Blyth 132kV | BLYTH 132kV | 680 | 841 | 1131 | 1530 | 2076 | 2816 | 3804 | 5229 | 7248 | 8963 | 11087 | 13591 | 16467 | 19632 | 22803 | 25995 | 29014 | 31722 | 33976 | 35773 | 37158 | 38130 | 38410 | 38207 | 37900 | 37453 | 36854 | 36292 | 35689 | 35013 | NPgN | GSP | NG FES - System Transformation | Number of electric cars and vans (hybrid and full electric)
NG FES - System Transformation | LCT_BB002_NPgAggregate | Number of | NPgN | FOUR_1 | Number of electric cars and vans (hybrid and full electric) | Fourstones | FOURSTONES | 122 | 156 | 221 | 312 | 448 | 645 | 928 | 1339 | 1923 | 2421 | 3039 | 3767 | 4604 | 5525 | 6448 | 7378 | 8257 | 9044 | 9700 | 10222 | 10625 | 10907 | 10988 | 10929 | 10842 | 10714 | 10542 | 10382 | 10209 | 10016 | NPgN | GSP | NG FES - System Transformation | Number of electric cars and vans (hybrid and full electric)
NG FES - System Transformation | LCT_BB002_NPgAggregate | Number of | NPgN | HARM_6 | Number of electric cars and vans (hybrid and full electric) | Hart Moor | HARTMOOR | 429 | 581 | 861 | 1290 | 1948 | 2959 | 4467 | 6660 | 9786 | 12465 | 15787 | 19704 | 24203 | 29156 | 34125 | 39126 | 43854 | 48088 | 51611 | 54417 | 56580 | 58095 | 58528 | 58218 | 57752 | 57070 | 56156 | 55300 | 54383 | 53351 | NPgN | GSP | NG FES - System Transformation | Number of electric cars and vans (hybrid and full electric)
NG FES - System Transformation | LCT_BB002_NPgAggregate | Number of | NPgN | HAWP_6 | Number of electric cars and vans (hybrid and full electric) | Hawthorn Pit | HAWTHORN PIT GRID | 652 | 864 | 1251 | 1832 | 2707 | 4025 | 5964 | 8780 | 12788 | 16221 | 20476 | 25494 | 31258 | 37601 | 43965 | 50370 | 56425 | 61849 | 66363 | 69958 | 72729 | 74671 | 75226 | 74829 | 74228 | 73352 | 72177 | 71077 | 69899 | 68572 | NPgN | GSP | NG FES - System Transformation | Number of electric cars and vans (hybrid and full electric)
NG FES - System Transformation | LCT_BB002_NPgAggregate | Number of | NPgN | KNARE_111 | Number of electric cars and vans (hybrid and full electric) | Knaresborough | KNARESBOROUGH | 1263 | 1628 | 2292 | 3265 | 4684 | 6763 | 9746 | 14070 | 20218 | 25472 | 31985 | 39666 | 48485 | 58192 | 67928 | 77727 | 86992 | 95293 | 102202 | 107706 | 111948 | 114922 | 115775 | 115162 | 114239 | 112891 | 111083 | 109390 | 107575 | 105533 | NPgN | GSP | NG FES - System Transformation | Number of electric cars and vans (hybrid and full electric)
NG FES - System Transformation | LCT_BB002_NPgAggregate | Number of | NPgN | LACK_6 | Number of electric cars and vans (hybrid and full electric) | Lackenby | LACKENBY | 626 | 882 | 1354 | 2095 | 3259 | 5089 | 7865 | 11909 | 17675 | 22623 | 28760 | 35998 | 44310 | 53460 | 62642 | 71883 | 80619 | 88441 | 94949 | 100133 | 104126 | 106924 | 107723 | 107153 | 106294 | 105040 | 103357 | 101782 | 100094 | 98195 | NPgN | GSP | NG FES - System Transformation | Number of electric cars and vans (hybrid and full electric)
NG FES - System Transformation | LCT_BB002_NPgAggregate | Number of | NPgN | NORT_1 | Number of electric cars and vans (hybrid and full electric) | Norton | NORTON | 2340 | 3214 | 4820 | 7302 | 11139 | 17091 | 26024 | 39025 | 57552 | 73440 | 93141 | 116377 | 143061 | 172436 | 201912 | 231575 | 259616 | 284730 | 305624 | 322267 | 335092 | 344076 | 346645 | 344811 | 342045 | 338011 | 332596 | 327526 | 322095 | 315981 | NPgN | GSP | NG FES - System Transformation | Number of electric cars and vans (hybrid and full electric)
NG FES - System Transformation | LCT_BB002_NPgAggregate | Number of | NPgN | OFFE_3 | Number of electric cars and vans (hybrid and full electric) | Offerton | OFFERTON | 287 | 388 | 572 | 853 | 1282 | 1940 | 2918 | 4342 | 6370 | 8107 | 10262 | 12803 | 15720 | 18932 | 22154 | 25398 | 28464 | 31210 | 33494 | 35315 | 36718 | 37700 | 37981 | 37781 | 37478 | 37036 | 36441 | 35886 | 35291 | 34622 | NPgN | GSP | NG FES - System Transformation | Number of electric cars and vans (hybrid and full electric)
NG FES - System Transformation | LCT_BB002_NPgAggregate | Number of | NPgN | OSBA_1 | Number of electric cars and vans (hybrid and full electric) | Osbaldwick | OSBALDWICK | 2359 | 2989 | 4133 | 5771 | 8111 | 11451 | 16141 | 22926 | 32561 | 40782 | 50972 | 62986 | 76779 | 91963 | 107188 | 122511 | 137001 | 149987 | 160796 | 169407 | 176048 | 180701 | 182038 | 181075 | 179624 | 177504 | 174661 | 171998 | 169146 | 165936 | NPgN | GSP | NG FES - System Transformation | Number of electric cars and vans (hybrid and full electric)
NG FES - System Transformation | LCT_BB002_NPgAggregate | Number of | NPgN | POPP_3 | Number of electric cars and vans (hybrid and full electric) | Poppleton | POPPLETON | 409 | 516 | 710 | 987 | 1380 | 1937 | 2714 | 3839 | 5435 | 6796 | 8483 | 10472 | 12755 | 15269 | 17789 | 20326 | 22724 | 24875 | 26664 | 28090 | 29189 | 29960 | 30181 | 30022 | 29780 | 29430 | 28958 | 28517 | 28043 | 27511 | NPgN | GSP | NG FES - System Transformation | Number of electric cars and vans (hybrid and full electric)
NG FES - System Transformation | LCT_BB002_NPgAggregate | Number of | NPgN | SALH_1 | Number of electric cars and vans (hybrid and full electric) | Saltholme | SALTHOLME | 9 | 13 | 19 | 28 | 44 | 68 | 104 | 155 | 230 | 293 | 372 | 465 | 572 | 689 | 807 | 925 | 1038 | 1138 | 1222 | 1288 | 1340 | 1375 | 1386 | 1379 | 1367 | 1351 | 1329 | 1309 | 1287 | 1263 | NPgN | GSP | NG FES - System Transformation | Number of electric cars and vans (hybrid and full electric)
NG FES - System Transformation | LCT_BB002_NPgAggregate | Number of | NPgN | SSHI_3 | Number of electric cars and vans (hybrid and full electric) | South Shields | SOUTH SHIELDS | 274 | 365 | 533 | 787 | 1173 | 1760 | 2627 | 3888 | 5683 | 7221 | 9127 | 11375 | 13956 | 16799 | 19650 | 22520 | 25233 | 27663 | 29685 | 31296 | 32537 | 33406 | 33655 | 33477 | 33209 | 32817 | 32291 | 31799 | 31272 | 30679 | NPgN | GSP | NG FES - System Transformation | Number of electric cars and vans (hybrid and full electric)
NG FES - System Transformation | LCT_BB002_NPgAggregate | Number of | NPgN | KIELD01 and SPAD20 | Number of electric cars and vans (hybrid and full electric) | 0 | SPADEADAM | 34 | 47 | 70 | 105 | 158 | 239 | 362 | 540 | 794 | 1011 | 1281 | 1598 | 1963 | 2365 | 2769 | 3175 | 3559 | 3902 | 4188 | 4416 | 4591 | 4714 | 4749 | 4724 | 4686 | 4631 | 4557 | 4487 | 4413 | 4329 | NPgN | GSP | NG FES - System Transformation | Number of electric cars and vans (hybrid and full electric)
NG FES - System Transformation | LCT_BB002_NPgAggregate | Number of | NPgN | SPEN_1 | Number of electric cars and vans (hybrid and full electric) | Spennymoor | SPENNYMOOR | 1570 | 2069 | 2983 | 4350 | 6399 | 9477 | 13985 | 20533 | 29852 | 37829 | 47719 | 59383 | 72777 | 87520 | 102310 | 117196 | 131268 | 143874 | 154365 | 162721 | 169162 | 173674 | 174967 | 174041 | 172645 | 170609 | 167876 | 165317 | 162576 | 159490 | NPgN | GSP | NG FES - System Transformation | Number of electric cars and vans (hybrid and full electric)
NG FES - System Transformation | LCT_BB002_NPgAggregate | Number of | NPgN | STEN_1 | Number of electric cars and vans (hybrid and full electric) | Stella North | STELLA NORTH | 1000 | 1319 | 1903 | 2780 | 4094 | 6071 | 8969 | 13178 | 19170 | 24299 | 30658 | 38157 | 46768 | 56248 | 65758 | 75328 | 84377 | 92481 | 99226 | 104600 | 108741 | 111641 | 112473 | 111878 | 110981 | 109671 | 107914 | 106269 | 104507 | 102523 | NPgN | GSP | NG FES - System Transformation | Number of electric cars and vans (hybrid and full electric)
NG FES - System Transformation | LCT_BB002_NPgAggregate | Number of | NPgN | STES_1 | Number of electric cars and vans (hybrid and full electric) | Stella South | STELLA SOUTH | 978 | 1272 | 1810 | 2606 | 3783 | 5527 | 8053 | 11720 | 16935 | 21395 | 26926 | 33448 | 40935 | 49178 | 57447 | 65768 | 73635 | 80684 | 86549 | 91223 | 94824 | 97348 | 98072 | 97553 | 96770 | 95629 | 94096 | 92662 | 91126 | 89396 | NPgN | GSP | NG FES - System Transformation | Number of electric cars and vans (hybrid and full electric)
NG FES - System Transformation | LCT_BB002_NPgAggregate | Number of | NPgN | TYNE_1 | Number of electric cars and vans (hybrid and full electric) | Tynemouth 1 | TYNEMOUTH | 802 | 1083 | 1597 | 2384 | 3585 | 5428 | 8168 | 12153 | 17830 | 22696 | 28729 | 35843 | 44014 | 53008 | 62031 | 71113 | 79698 | 87388 | 93786 | 98883 | 102810 | 105562 | 106349 | 105786 | 104938 | 103700 | 102039 | 100484 | 98817 | 96942 | NPgN | GSP | NG FES - System Transformation | Number of electric cars and vans (hybrid and full electric)
NG FES - System Transformation | LCT_BB002_NPgAggregate | Number of | NPgN | WBOL_6 | Number of electric cars and vans (hybrid and full electric) | West Boldon | WEST BOLDON | 1159 | 1541 | 2239 | 3293 | 4883 | 7290 | 10837 | 15991 | 23329 | 29613 | 37405 | 46594 | 57145 | 68760 | 80413 | 92140 | 103228 | 113158 | 121423 | 128006 | 133080 | 136634 | 137652 | 136923 | 135825 | 134222 | 132073 | 130060 | 127903 | 125475 | NPgN | GSP | NG FES - System Transformation | Number of electric cars and vans (hybrid and full electric)
NG FES - System Transformation | LCT_BB002_NPgAggregate | Number of | NPgN | BRAW_1 | Number of electric cars and vans (hybrid and full electric) | Bradford West | BRADFORD WEST | 2327 | 4091 | 6047 | 8824 | 12756 | 18261 | 25495 | 34986 | 47236 | 60980 | 78024 | 98132 | 121226 | 146650 | 172171 | 197851 | 222125 | 243856 | 261932 | 276327 | 287418 | 295182 | 297398 | 295825 | 293452 | 289991 | 285345 | 280995 | 276335 | 271091 | NPgY | GSP | NG FES - System Transformation | Number of electric cars and vans (hybrid and full electric)
NG FES - System Transformation | LCT_BB002_NPgAggregate | Number of | NPgN | CAMB_01 | Number of electric cars and vans (hybrid and full electric) | Camblesforth | CAMBLESFORTH | 296 | 485 | 672 | 925 | 1269 | 1737 | 2351 | 3155 | 4192 | 5347 | 6779 | 8468 | 10409 | 12544 | 14687 | 16844 | 18882 | 20708 | 22227 | 23438 | 24370 | 25023 | 25209 | 25076 | 24875 | 24582 | 24188 | 23819 | 23424 | 22980 | NPgY | GSP | NG FES - System Transformation | Number of electric cars and vans (hybrid and full electric)
NG FES - System Transformation | LCT_BB002_NPgAggregate | Number of | NPgN | CREB_1 | Number of electric cars and vans (hybrid and full electric) | Creyke Beck | CREYKE BECK | 4383 | 6933 | 9298 | 12399 | 16478 | 21916 | 29032 | 38337 | 50324 | 63606 | 80072 | 99490 | 121787 | 146331 | 170952 | 195730 | 219156 | 240143 | 257609 | 271524 | 282248 | 289762 | 291916 | 290372 | 288043 | 284645 | 280086 | 275816 | 271242 | 266094 | NPgY | GSP | NG FES - System Transformation | Number of electric cars and vans (hybrid and full electric)
NG FES - System Transformation | LCT_BB002_NPgAggregate | Number of | NPgN | DRAX_YEDL | Number of electric cars and vans (hybrid and full electric) | Drax | DRAX | 375 | 621 | 870 | 1212 | 1680 | 2321 | 3163 | 4265 | 5688 | 7275 | 9243 | 11565 | 14231 | 17166 | 20112 | 23076 | 25877 | 28387 | 30474 | 32137 | 33418 | 34316 | 34572 | 34389 | 34113 | 33711 | 33171 | 32665 | 32123 | 31513 | NPgY | GSP | NG FES - System Transformation | Number of electric cars and vans (hybrid and full electric)
NG FES - System Transformation | LCT_BB002_NPgAggregate | Number of | NPgN | ELLA_1 | Number of electric cars and vans (hybrid and full electric) | Elland | ELLAND | 2175 | 3710 | 5343 | 7625 | 10810 | 15229 | 21032 | 28639 | 38456 | 49445 | 63072 | 79147 | 97609 | 117933 | 138332 | 158859 | 178263 | 195636 | 210088 | 221598 | 230466 | 236676 | 238450 | 237188 | 235286 | 232510 | 228785 | 225299 | 221562 | 217357 | NPgY | GSP | NG FES - System Transformation | Number of electric cars and vans (hybrid and full electric)
NG FES - System Transformation | LCT_BB002_NPgAggregate | Number of | NPgN | FERRA2 | Number of electric cars and vans (hybrid and full electric) | Ferrybridge A | FERRYBRIDGE A | 1042 | 1678 | 2289 | 3105 | 4197 | 5673 | 7606 | 10135 | 13394 | 17018 | 21510 | 26809 | 32893 | 39591 | 46311 | 53073 | 59467 | 65194 | 69959 | 73755 | 76680 | 78729 | 79316 | 78896 | 78264 | 77340 | 76101 | 74941 | 73699 | 72300 | NPgY | GSP | NG FES - System Transformation | Number of electric cars and vans (hybrid and full electric)
NG FES - System Transformation | LCT_BB002_NPgAggregate | Number of | NPgN | FERRB9 | Number of electric cars and vans (hybrid and full electric) | Ferrybridge B (_M) | FERRYBRIDGE B | 2092 | 3442 | 4798 | 6643 | 9162 | 12605 | 17121 | 23035 | 30662 | 39169 | 49716 | 62156 | 76442 | 92169 | 107951 | 123832 | 138846 | 152290 | 163476 | 172386 | 179253 | 184061 | 185436 | 184455 | 182975 | 180818 | 177921 | 175209 | 172303 | 169033 | NPgY | GSP | NG FES - System Transformation | Number of electric cars and vans (hybrid and full electric)
NG FES - System Transformation | LCT_BB002_NPgAggregate | Number of | NPgN | GRIW_1 | Number of electric cars and vans (hybrid and full electric) | Grimsby West | GRIMSBY WEST | 1362 | 2180 | 2960 | 3997 | 5380 | 7240 | 9676 | 12865 | 16972 | 21536 | 27194 | 33866 | 41528 | 49963 | 58425 | 66941 | 74991 | 82203 | 88205 | 92984 | 96668 | 99250 | 99988 | 99460 | 98662 | 97499 | 95937 | 94474 | 92907 | 91144 | NPgY | GSP | NG FES - System Transformation | Number of electric cars and vans (hybrid and full electric)
NG FES - System Transformation | LCT_BB002_NPgAggregate | Number of | NPgN | JORD_3 | Number of electric cars and vans (hybrid and full electric) | Jordanthorpe | JORDANTHORPE | 781 | 1221 | 1619 | 2133 | 2798 | 3676 | 4824 | 6324 | 8255 | 10389 | 13036 | 16156 | 19738 | 23680 | 27635 | 31615 | 35378 | 38751 | 41557 | 43793 | 45517 | 46724 | 47071 | 46821 | 46446 | 45899 | 45163 | 44475 | 43737 | 42907 | NPgY | GSP | NG FES - System Transformation | Number of electric cars and vans (hybrid and full electric)
NG FES - System Transformation | LCT_BB002_NPgAggregate | Number of | NPgN | KEAD_YEDL | Number of electric cars and vans (hybrid and full electric) | Keadby | KEADBY | 3945 | 5986 | 7683 | 9777 | 12358 | 15639 | 19912 | 25481 | 32639 | 40467 | 50168 | 61603 | 74729 | 89178 | 103660 | 118237 | 132022 | 144383 | 154675 | 162876 | 169201 | 173636 | 174913 | 173988 | 172592 | 170557 | 167825 | 165267 | 162526 | 159441 | NPgY | GSP | NG FES - System Transformation | Number of electric cars and vans (hybrid and full electric)
NG FES - System Transformation | LCT_BB002_NPgAggregate | Number of | NPgN | KIRKB1 | Number of electric cars and vans (hybrid and full electric) | Kirkstall B | KIRKSTALL B | 1733 | 2888 | 4074 | 5708 | 7956 | 11050 | 15108 | 20425 | 27285 | 34946 | 44446 | 55652 | 68522 | 82689 | 96907 | 111214 | 124739 | 136850 | 146926 | 154951 | 161136 | 165466 | 166704 | 165821 | 164491 | 162551 | 159947 | 157509 | 154897 | 151957 | NPgY | GSP | NG FES - System Transformation | Number of electric cars and vans (hybrid and full electric)
NG FES - System Transformation | LCT_BB002_NPgAggregate | Number of | NPgN | NEEP_3 | Number of electric cars and vans (hybrid and full electric) | Neepsend | NEEPSEND | 802 | 1281 | 1735 | 2338 | 3141 | 4218 | 5629 | 7475 | 9853 | 12495 | 15770 | 19631 | 24066 | 28947 | 33844 | 38773 | 43432 | 47607 | 51079 | 53846 | 55978 | 57472 | 57901 | 57594 | 57132 | 56458 | 55553 | 54707 | 53800 | 52778 | NPgY | GSP | NG FES - System Transformation | Number of electric cars and vans (hybrid and full electric)
NG FES - System Transformation | LCT_BB002_NPgAggregate | Number of | NPgN | NORL_3 | Number of electric cars and vans (hybrid and full electric) | Norton Lees | NORTON LEES | 982 | 1533 | 2030 | 2671 | 3501 | 4595 | 6025 | 7894 | 10299 | 12958 | 16252 | 20137 | 24597 | 29508 | 34432 | 39388 | 44075 | 48274 | 51769 | 54553 | 56699 | 58203 | 58635 | 58324 | 57857 | 57174 | 56259 | 55401 | 54483 | 53449 | NPgY | GSP | NG FES - System Transformation | Number of electric cars and vans (hybrid and full electric)
NG FES - System Transformation | LCT_BB002_NPgAggregate | Number of | NPgN | PITS_BB_B | Number of electric cars and vans (hybrid and full electric) | Pitsmoor | PITSMOOR 3/4 | 323 | 520 | 711 | 965 | 1306 | 1765 | 2368 | 3157 | 4173 | 5304 | 6706 | 8359 | 10256 | 12346 | 14441 | 16551 | 18546 | 20332 | 21818 | 23003 | 23915 | 24554 | 24737 | 24606 | 24409 | 24120 | 23735 | 23373 | 22985 | 22548 | NPgY | GSP | NG FES - System Transformation | Number of electric cars and vans (hybrid and full electric)
NG FES - System Transformation | LCT_BB002_NPgAggregate | Number of | NPgN | SALT_1 | Number of electric cars and vans (hybrid and full electric) | Saltend North | SALTEND NORTH | 591 | 930 | 1243 | 1651 | 2185 | 2895 | 3823 | 5038 | 6601 | 8333 | 10480 | 13010 | 15916 | 19116 | 22325 | 25554 | 28608 | 31344 | 33621 | 35434 | 36832 | 37812 | 38092 | 37891 | 37587 | 37143 | 36549 | 35992 | 35395 | 34723 | NPgY | GSP | NG FES - System Transformation | Number of electric cars and vans (hybrid and full electric)
NG FES - System Transformation | LCT_BB002_NPgAggregate | Number of | NPgN | SHEC_3 | Number of electric cars and vans (hybrid and full electric) | Sheffield City | SHEFFIELD CITY | 429 | 684 | 925 | 1244 | 1666 | 2234 | 2977 | 3948 | 5201 | 6590 | 8313 | 10345 | 12678 | 15247 | 17824 | 20417 | 22869 | 25065 | 26893 | 28348 | 29470 | 30256 | 30481 | 30320 | 30077 | 29723 | 29246 | 28800 | 28323 | 27785 | NPgY | GSP | NG FES - System Transformation | Number of electric cars and vans (hybrid and full electric)
NG FES - System Transformation | LCT_BB002_NPgAggregate | Number of | NPgN | SKLGB1 | Number of electric cars and vans (hybrid and full electric) | Skelton Grange | SKELTON GRANGE | 3668 | 6208 | 8881 | 12596 | 17757 | 24899 | 34276 | 46566 | 62425 | 80164 | 102161 | 128108 | 157909 | 190715 | 223642 | 256775 | 288095 | 316138 | 339468 | 358049 | 372364 | 382391 | 385254 | 383215 | 380141 | 375657 | 369640 | 364005 | 357969 | 351174 | NPgY | GSP | NG FES - System Transformation | Number of electric cars and vans (hybrid and full electric)
NG FES - System Transformation | LCT_BB002_NPgAggregate | Number of | NPgN | TEMP_3 | Number of electric cars and vans (hybrid and full electric) | Templeborough | TEMPLEBOROUGH 275/33KV | 74 | 117 | 155 | 205 | 271 | 359 | 472 | 622 | 814 | 1026 | 1290 | 1600 | 1957 | 2350 | 2743 | 3140 | 3515 | 3851 | 4130 | 4353 | 4524 | 4645 | 4679 | 4654 | 4617 | 4562 | 4489 | 4421 | 4348 | 4266 | NPgY | GSP | NG FES - System Transformation | Number of electric cars and vans (hybrid and full electric)
NG FES - System Transformation | LCT_BB002_NPgAggregate | Number of | NPgN | THUR_6 | Number of electric cars and vans (hybrid and full electric) | Thurcroft | THURCROFT | 3698 | 5524 | 6965 | 8686 | 10728 | 13243 | 16510 | 20757 | 26207 | 32115 | 39432 | 48055 | 57952 | 68846 | 79758 | 90745 | 101135 | 110458 | 118222 | 124410 | 129185 | 132535 | 133503 | 132797 | 131731 | 130178 | 128092 | 126140 | 124048 | 121694 | NPgY | GSP | NG FES - System Transformation | Number of electric cars and vans (hybrid and full electric)
NG FES - System Transformation | LCT_BB002_NPgAggregate | Number of | NPgN | WMEL_THOM | Number of electric cars and vans (hybrid and full electric) | Thorpe Marsh | WEST MELTON / THORPE MARSH | 4696 | 7218 | 9397 | 12146 | 15618 | 20116 | 25985 | 33645 | 43499 | 54333 | 67761 | 83591 | 101765 | 121771 | 141829 | 162018 | 181109 | 198220 | 212465 | 223814 | 232565 | 238700 | 240463 | 239190 | 237272 | 234473 | 230717 | 227201 | 223433 | 219192 | NPgY | GSP | NG FES - System Transformation | Number of electric cars and vans (hybrid and full electric)
NG FES - System Transformation | LCT_BB002_NPgAggregate | Number of | NPgN | WMEL_BB3 | Number of electric cars and vans (hybrid and full electric) | West Melton | WEST MELTON SECTION 3 | 4055 | 6289 | 8268 | 10799 | 14043 | 18291 | 23840 | 31087 | 40414 | 50700 | 63449 | 78481 | 95740 | 114739 | 133791 | 152966 | 171097 | 187344 | 200869 | 211644 | 219951 | 225773 | 227445 | 226242 | 224427 | 221779 | 218226 | 214900 | 211336 | 207325 | NPgY | GSP | NG FES - System Transformation | Number of electric cars and vans (hybrid and full electric)
NG FES - System Transformation | LCT_BB002_NPgAggregate | Number of | NPgN | WIBA_3 | Number of electric cars and vans (hybrid and full electric) | Wincobank | WINCOBANK | 92 | 156 | 224 | 318 | 448 | 627 | 864 | 1174 | 1573 | 2020 | 2574 | 3228 | 3979 | 4805 | 5635 | 6470 | 7258 | 7965 | 8553 | 9021 | 9381 | 9634 | 9706 | 9655 | 9577 | 9465 | 9313 | 9171 | 9019 | 8848 | NPgY | GSP | NG FES - System Transformation | Number of electric cars and vans (hybrid and full electric)
NG FES - Consumer Transformation | Lct_BB003b_NPgSubComponent | Number of | NPgN | BLYTB1 | Number of electric HGVs | Blyth 66kV | BLYTH 66kV | 0 | 1 | 1 | 3 | 5 | 9 | 15 | 22 | 33 | 50 | 74 | 109 | 159 | 229 | 323 | 431 | 548 | 673 | 803 | 938 | 1071 | 1180 | 1245 | 1259 | 1263 | 1267 | 1272 | 1275 | 1285 | 1289 | NPgN | GSP | NG FES - Consumer Transformation | Number of electric HGVs
NG FES - Consumer Transformation | Lct_BB003b_NPgSubComponent | Number of | NPgN | BLYTH132 | Number of electric HGVs | Blyth 132kV | BLYTH 132kV | 0 | 0 | 0 | 1 | 1 | 2 | 3 | 4 | 7 | 10 | 15 | 22 | 32 | 46 | 65 | 87 | 110 | 135 | 161 | 188 | 215 | 237 | 250 | 253 | 254 | 254 | 256 | 256 | 258 | 259 | NPgN | GSP | NG FES - Consumer Transformation | Number of electric HGVs
NG FES - Consumer Transformation | Lct_BB003b_NPgSubComponent | Number of | NPgN | FOUR_1 | Number of electric HGVs | Fourstones | FOURSTONES | 0 | 0 | 0 | 0 | 0 | 0 | 0 | 0 | 1 | 1 | 2 | 2 | 3 | 5 | 7 | 9 | 12 | 14 | 17 | 20 | 23 | 25 | 26 | 27 | 27 | 27 | 27 | 27 | 27 | 27 | NPgN | GSP | NG FES - Consumer Transformation | Number of electric HGVs
NG FES - Consumer Transformation | Lct_BB003b_NPgSubComponent | Number of | NPgN | HARM_6 | Number of electric HGVs | Hart Moor | HARTMOOR | 0 | 0 | 1 | 1 | 3 | 5 | 8 | 13 | 19 | 29 | 43 | 63 | 92 | 132 | 186 | 248 | 316 | 388 | 463 | 540 | 617 | 680 | 717 | 725 | 728 | 730 | 733 | 735 | 740 | 743 | NPgN | GSP | NG FES - Consumer Transformation | Number of electric HGVs
NG FES - Consumer Transformation | Lct_BB003b_NPgSubComponent | Number of | NPgN | HAWP_6 | Number of electric HGVs | Hawthorn Pit | HAWTHORN PIT GRID | 0 | 0 | 1 | 2 | 3 | 6 | 9 | 14 | 22 | 32 | 48 | 70 | 103 | 148 | 208 | 278 | 353 | 434 | 518 | 605 | 691 | 761 | 803 | 812 | 814 | 817 | 820 | 822 | 829 | 831 | NPgN | GSP | NG FES - Consumer Transformation | Number of electric HGVs
NG FES - Consumer Transformation | Lct_BB003b_NPgSubComponent | Number of | NPgN | KNARE_111 | Number of electric HGVs | Knaresborough | KNARESBOROUGH | 0 | 1 | 1 | 3 | 6 | 11 | 18 | 27 | 40 | 60 | 89 | 132 | 192 | 277 | 390 | 520 | 661 | 813 | 970 | 1132 | 1293 | 1424 | 1503 | 1520 | 1525 | 1529 | 1536 | 1540 | 1552 | 1557 | NPgN | GSP | NG FES - Consumer Transformation | Number of electric HGVs
NG FES - Consumer Transformation | Lct_BB003b_NPgSubComponent | Number of | NPgN | LACK_6 | Number of electric HGVs | Lackenby | LACKENBY | 0 | 1 | 2 | 4 | 9 | 17 | 26 | 39 | 59 | 88 | 130 | 192 | 280 | 404 | 568 | 758 | 964 | 1184 | 1413 | 1650 | 1885 | 2075 | 2190 | 2215 | 2222 | 2228 | 2238 | 2243 | 2261 | 2268 | NPgN | GSP | NG FES - Consumer Transformation | Number of electric HGVs
NG FES - Consumer Transformation | Lct_BB003b_NPgSubComponent | Number of | NPgN | NORT_1 | Number of electric HGVs | Norton | NORTON | 1 | 2 | 5 | 10 | 20 | 38 | 58 | 88 | 132 | 198 | 294 | 433 | 632 | 910 | 1280 | 1709 | 2173 | 2670 | 3186 | 3722 | 4250 | 4680 | 4939 | 4996 | 5011 | 5025 | 5048 | 5059 | 5099 | 5116 | NPgN | GSP | NG FES - Consumer Transformation | Number of electric HGVs
NG FES - Consumer Transformation | Lct_BB003b_NPgSubComponent | Number of | NPgN | OFFE_3 | Number of electric HGVs | Offerton | OFFERTON | 0 | 0 | 0 | 0 | 0 | 1 | 1 | 2 | 3 | 4 | 6 | 9 | 14 | 20 | 28 | 37 | 47 | 58 | 69 | 80 | 92 | 101 | 107 | 108 | 108 | 108 | 109 | 109 | 110 | 110 | NPgN | GSP | NG FES - Consumer Transformation | Number of electric HGVs
NG FES - Consumer Transformation | Lct_BB003b_NPgSubComponent | Number of | NPgN | OSBA_1 | Number of electric HGVs | Osbaldwick | OSBALDWICK | 0 | 1 | 1 | 3 | 5 | 10 | 15 | 23 | 35 | 52 | 77 | 113 | 165 | 238 | 334 | 446 | 567 | 697 | 832 | 972 | 1110 | 1222 | 1290 | 1305 | 1309 | 1312 | 1318 | 1321 | 1331 | 1336 | NPgN | GSP | NG FES - Consumer Transformation | Number of electric HGVs
NG FES - Consumer Transformation | Lct_BB003b_NPgSubComponent | Number of | NPgN | POPP_3 | Number of electric HGVs | Poppleton | POPPLETON | 0 | 0 | 0 | 1 | 1 | 2 | 3 | 5 | 7 | 11 | 16 | 24 | 35 | 50 | 70 | 93 | 119 | 146 | 174 | 203 | 232 | 256 | 270 | 273 | 274 | 275 | 276 | 276 | 279 | 279 | NPgN | GSP | NG FES - Consumer Transformation | Number of electric HGVs
NG FES - Consumer Transformation | Lct_BB003b_NPgSubComponent | Number of | NPgN | SALH_1 | Number of electric HGVs | Saltholme | SALTHOLME | 0 | 0 | 0 | 0 | 0 | 0 | 0 | 0 | 0 | 0 | 0 | 0 | 0 | 0 | 0 | 0 | 0 | 0 | 0 | 0 | 0 | 0 | 0 | 0 | 0 | 0 | 0 | 0 | 0 | 0 | NPgN | GSP | NG FES - Consumer Transformation | Number of electric HGVs
NG FES - Consumer Transformation | Lct_BB003b_NPgSubComponent | Number of | NPgN | SSHI_3 | Number of electric HGVs | South Shields | SOUTH SHIELDS | 0 | 0 | 0 | 1 | 1 | 3 | 4 | 6 | 9 | 14 | 20 | 30 | 43 | 63 | 88 | 118 | 149 | 184 | 219 | 256 | 292 | 322 | 340 | 343 | 344 | 345 | 347 | 348 | 351 | 352 | NPgN | GSP | NG FES - Consumer Transformation | Number of electric HGVs
NG FES - Consumer Transformation | Lct_BB003b_NPgSubComponent | Number of | NPgN | KIELD01 and SPAD20 | Number of electric HGVs | 0 | SPADEADAM | 0 | 0 | 0 | 0 | 0 | 0 | 0 | 1 | 1 | 2 | 2 | 3 | 5 | 7 | 10 | 14 | 17 | 21 | 25 | 30 | 34 | 37 | 39 | 40 | 40 | 40 | 40 | 40 | 41 | 41 | NPgN | GSP | NG FES - Consumer Transformation | Number of electric HGVs
NG FES - Consumer Transformation | Lct_BB003b_NPgSubComponent | Number of | NPgN | SPEN_1 | Number of electric HGVs | Spennymoor | SPENNYMOOR | 0 | 1 | 2 | 4 | 8 | 15 | 23 | 35 | 53 | 79 | 117 | 172 | 251 | 361 | 508 | 679 | 863 | 1060 | 1265 | 1478 | 1687 | 1858 | 1961 | 1983 | 1989 | 1995 | 2004 | 2009 | 2024 | 2031 | NPgN | GSP | NG FES - Consumer Transformation | Number of electric HGVs
NG FES - Consumer Transformation | Lct_BB003b_NPgSubComponent | Number of | NPgN | STEN_1 | Number of electric HGVs | Stella North | STELLA NORTH | 0 | 1 | 1 | 2 | 5 | 9 | 14 | 21 | 31 | 47 | 69 | 102 | 149 | 214 | 302 | 403 | 512 | 629 | 751 | 877 | 1001 | 1102 | 1163 | 1177 | 1180 | 1184 | 1189 | 1192 | 1201 | 1205 | NPgN | GSP | NG FES - Consumer Transformation | Number of electric HGVs
NG FES - Consumer Transformation | Lct_BB003b_NPgSubComponent | Number of | NPgN | STES_1 | Number of electric HGVs | Stella South | STELLA SOUTH | 0 | 1 | 2 | 5 | 10 | 18 | 28 | 43 | 64 | 96 | 142 | 210 | 306 | 441 | 620 | 829 | 1053 | 1294 | 1544 | 1804 | 2060 | 2268 | 2394 | 2421 | 2429 | 2436 | 2447 | 2452 | 2471 | 2479 | NPgN | GSP | NG FES - Consumer Transformation | Number of electric HGVs
NG FES - Consumer Transformation | Lct_BB003b_NPgSubComponent | Number of | NPgN | TYNE_1 | Number of electric HGVs | Tynemouth 1 | TYNEMOUTH | 0 | 0 | 1 | 2 | 3 | 6 | 10 | 15 | 22 | 33 | 49 | 72 | 104 | 150 | 211 | 282 | 359 | 441 | 526 | 615 | 702 | 773 | 816 | 825 | 828 | 830 | 834 | 836 | 842 | 845 | NPgN | GSP | NG FES - Consumer Transformation | Number of electric HGVs
NG FES - Consumer Transformation | Lct_BB003b_NPgSubComponent | Number of | NPgN | WBOL_6 | Number of electric HGVs | West Boldon | WEST BOLDON | 0 | 1 | 2 | 5 | 9 | 17 | 27 | 41 | 61 | 91 | 136 | 200 | 292 | 420 | 591 | 789 | 1003 | 1233 | 1471 | 1718 | 1963 | 2161 | 2281 | 2307 | 2314 | 2321 | 2331 | 2336 | 2354 | 2362 | NPgN | GSP | NG FES - Consumer Transformation | Number of electric HGVs
NG FES - Consumer Transformation | Lct_BB003b_NPgSubComponent | Number of | NPgN | BRAW_1 | Number of electric HGVs | Bradford West | BRADFORD WEST | 1 | 2 | 3 | 5 | 9 | 14 | 22 | 33 | 50 | 74 | 110 | 163 | 237 | 342 | 480 | 642 | 816 | 1002 | 1196 | 1397 | 1595 | 1756 | 1854 | 1875 | 1881 | 1886 | 1895 | 1899 | 1914 | 1920 | NPgY | GSP | NG FES - Consumer Transformation | Number of electric HGVs
NG FES - Consumer Transformation | Lct_BB003b_NPgSubComponent | Number of | NPgN | CAMB_01 | Number of electric HGVs | Camblesforth | CAMBLESFORTH | 0 | 1 | 1 | 2 | 3 | 5 | 8 | 12 | 17 | 26 | 39 | 57 | 83 | 120 | 169 | 226 | 287 | 353 | 421 | 492 | 561 | 618 | 652 | 660 | 662 | 664 | 667 | 668 | 673 | 676 | NPgY | GSP | NG FES - Consumer Transformation | Number of electric HGVs
NG FES - Consumer Transformation | Lct_BB003b_NPgSubComponent | Number of | NPgN | CREB_1 | Number of electric HGVs | Creyke Beck | CREYKE BECK | 1 | 2 | 4 | 7 | 12 | 20 | 31 | 47 | 72 | 107 | 159 | 234 | 342 | 492 | 692 | 924 | 1175 | 1443 | 1722 | 2012 | 2298 | 2530 | 2670 | 2701 | 2709 | 2717 | 2729 | 2735 | 2756 | 2765 | NPgY | GSP | NG FES - Consumer Transformation | Number of electric HGVs
NG FES - Consumer Transformation | Lct_BB003b_NPgSubComponent | Number of | NPgN | DRAX_YEDL | Number of electric HGVs | Drax | DRAX | 0 | 1 | 1 | 3 | 4 | 7 | 11 | 17 | 25 | 38 | 57 | 83 | 122 | 175 | 246 | 329 | 418 | 514 | 613 | 716 | 818 | 900 | 950 | 961 | 964 | 967 | 971 | 973 | 981 | 984 | NPgY | GSP | NG FES - Consumer Transformation | Number of electric HGVs
NG FES - Consumer Transformation | Lct_BB003b_NPgSubComponent | Number of | NPgN | ELLA_1 | Number of electric HGVs | Elland | ELLAND | 1 | 2 | 3 | 6 | 10 | 16 | 25 | 38 | 57 | 85 | 126 | 186 | 272 | 391 | 550 | 734 | 934 | 1147 | 1369 | 1599 | 1826 | 2010 | 2122 | 2146 | 2153 | 2159 | 2169 | 2173 | 2190 | 2198 | NPgY | GSP | NG FES - Consumer Transformation | Number of electric HGVs
NG FES - Consumer Transformation | Lct_BB003b_NPgSubComponent | Number of | NPgN | FERRA2 | Number of electric HGVs | Ferrybridge A | FERRYBRIDGE A | 1 | 1 | 2 | 4 | 7 | 12 | 18 | 28 | 42 | 62 | 92 | 136 | 198 | 286 | 402 | 536 | 682 | 838 | 1000 | 1168 | 1334 | 1469 | 1550 | 1568 | 1573 | 1577 | 1584 | 1588 | 1600 | 1605 | NPgY | GSP | NG FES - Consumer Transformation | Number of electric HGVs
NG FES - Consumer Transformation | Lct_BB003b_NPgSubComponent | Number of | NPgN | FERRB9 | Number of electric HGVs | Ferrybridge B (_M) | FERRYBRIDGE B | 1 | 3 | 6 | 10 | 17 | 28 | 43 | 65 | 98 | 146 | 217 | 320 | 467 | 673 | 946 | 1263 | 1606 | 1973 | 2355 | 2750 | 3141 | 3458 | 3650 | 3692 | 3703 | 3714 | 3730 | 3739 | 3768 | 3780 | NPgY | GSP | NG FES - Consumer Transformation | Number of electric HGVs
NG FES - Consumer Transformation | Lct_BB003b_NPgSubComponent | Number of | NPgN | GRIW_1 | Number of electric HGVs | Grimsby West | GRIMSBY WEST | 1 | 2 | 4 | 8 | 13 | 21 | 32 | 49 | 74 | 111 | 164 | 242 | 353 | 509 | 716 | 956 | 1215 | 1493 | 1781 | 2080 | 2376 | 2616 | 2761 | 2793 | 2801 | 2809 | 2822 | 2828 | 2850 | 2860 | NPgY | GSP | NG FES - Consumer Transformation | Number of electric HGVs
NG FES - Consumer Transformation | Lct_BB003b_NPgSubComponent | Number of | NPgN | JORD_3 | Number of electric HGVs | Jordanthorpe | JORDANTHORPE | 0 | 0 | 0 | 0 | 0 | 0 | 0 | 0 | 0 | 1 | 1 | 2 | 2 | 3 | 5 | 6 | 8 | 9 | 11 | 13 | 15 | 17 | 18 | 18 | 18 | 18 | 18 | 18 | 18 | 18 | NPgY | GSP | NG FES - Consumer Transformation | Number of electric HGVs
NG FES - Consumer Transformation | Lct_BB003b_NPgSubComponent | Number of | NPgN | KEAD_YEDL | Number of electric HGVs | Keadby | KEADBY | 1 | 2 | 4 | 7 | 11 | 18 | 28 | 42 | 63 | 95 | 141 | 207 | 303 | 436 | 613 | 819 | 1041 | 1279 | 1526 | 1782 | 2035 | 2241 | 2365 | 2392 | 2400 | 2407 | 2417 | 2423 | 2442 | 2450 | NPgY | GSP | NG FES - Consumer Transformation | Number of electric HGVs
NG FES - Consumer Transformation | Lct_BB003b_NPgSubComponent | Number of | NPgN | KIRKB1 | Number of electric HGVs | Kirkstall B | KIRKSTALL B | 1 | 1 | 2 | 4 | 6 | 10 | 15 | 23 | 35 | 53 | 79 | 116 | 169 | 243 | 342 | 457 | 581 | 714 | 852 | 995 | 1136 | 1251 | 1321 | 1336 | 1340 | 1344 | 1350 | 1353 | 1363 | 1368 | NPgY | GSP | NG FES - Consumer Transformation | Number of electric HGVs
NG FES - Consumer Transformation | Lct_BB003b_NPgSubComponent | Number of | NPgN | NEEP_3 | Number of electric HGVs | Neepsend | NEEPSEND | 0 | 0 | 0 | 0 | 1 | 1 | 2 | 3 | 5 | 7 | 10 | 15 | 22 | 32 | 45 | 60 | 76 | 93 | 111 | 130 | 148 | 163 | 173 | 174 | 175 | 176 | 176 | 177 | 178 | 179 | NPgY | GSP | NG FES - Consumer Transformation | Number of electric HGVs
NG FES - Consumer Transformation | Lct_BB003b_NPgSubComponent | Number of | NPgN | NORL_3 | Number of electric HGVs | Norton Lees | NORTON LEES | 0 | 0 | 0 | 0 | 0 | 0 | 0 | 0 | 0 | 0 | 1 | 1 | 1 | 2 | 3 | 4 | 5 | 6 | 7 | 8 | 9 | 10 | 11 | 11 | 11 | 11 | 11 | 11 | 11 | 11 | NPgY | GSP | NG FES - Consumer Transformation | Number of electric HGVs
NG FES - Consumer Transformation | Lct_BB003b_NPgSubComponent | Number of | NPgN | PITS_BB_B | Number of electric HGVs | Pitsmoor | PITSMOOR 3/4 | 0 | 0 | 0 | 0 | 1 | 1 | 1 | 2 | 3 | 5 | 7 | 11 | 15 | 22 | 31 | 42 | 53 | 65 | 78 | 91 | 104 | 115 | 121 | 122 | 123 | 123 | 124 | 124 | 125 | 125 | NPgY | GSP | NG FES - Consumer Transformation | Number of electric HGVs
NG FES - Consumer Transformation | Lct_BB003b_NPgSubComponent | Number of | NPgN | SALT_1 | Number of electric HGVs | Saltend North | SALTEND NORTH | 0 | 1 | 1 | 2 | 3 | 6 | 9 | 13 | 20 | 30 | 44 | 65 | 95 | 137 | 192 | 256 | 326 | 401 | 478 | 558 | 638 | 702 | 741 | 749 | 752 | 754 | 757 | 759 | 765 | 767 | NPgY | GSP | NG FES - Consumer Transformation | Number of electric HGVs
NG FES - Consumer Transformation | Lct_BB003b_NPgSubComponent | Number of | NPgN | SHEC_3 | Number of electric HGVs | Sheffield City | SHEFFIELD CITY | 0 | 0 | 0 | 1 | 1 | 2 | 3 | 5 | 7 | 10 | 15 | 23 | 33 | 48 | 67 | 90 | 114 | 140 | 167 | 195 | 223 | 246 | 259 | 262 | 263 | 264 | 265 | 266 | 268 | 268 | NPgY | GSP | NG FES - Consumer Transformation | Number of electric HGVs
NG FES - Consumer Transformation | Lct_BB003b_NPgSubComponent | Number of | NPgN | SKLGB1 | Number of electric HGVs | Skelton Grange | SKELTON GRANGE | 2 | 5 | 8 | 15 | 25 | 42 | 64 | 97 | 146 | 219 | 325 | 479 | 699 | 1006 | 1416 | 1890 | 2403 | 2953 | 3523 | 4115 | 4700 | 5175 | 5462 | 5524 | 5541 | 5557 | 5582 | 5595 | 5638 | 5657 | NPgY | GSP | NG FES - Consumer Transformation | Number of electric HGVs
NG FES - Consumer Transformation | Lct_BB003b_NPgSubComponent | Number of | NPgN | TEMP_3 | Number of electric HGVs | Templeborough | TEMPLEBOROUGH 275/33KV | 0 | 0 | 0 | 0 | 0 | 1 | 1 | 1 | 2 | 3 | 4 | 6 | 9 | 13 | 18 | 24 | 31 | 38 | 45 | 53 | 60 | 66 | 70 | 71 | 71 | 71 | 72 | 72 | 72 | 73 | NPgY | GSP | NG FES - Consumer Transformation | Number of electric HGVs
NG FES - Consumer Transformation | Lct_BB003b_NPgSubComponent | Number of | NPgN | THUR_6 | Number of electric HGVs | Thurcroft | THURCROFT | 1 | 2 | 3 | 5 | 9 | 15 | 23 | 34 | 51 | 77 | 114 | 169 | 246 | 354 | 498 | 665 | 846 | 1039 | 1240 | 1448 | 1654 | 1821 | 1922 | 1944 | 1950 | 1956 | 1964 | 1969 | 1984 | 1991 | NPgY | GSP | NG FES - Consumer Transformation | Number of electric HGVs
NG FES - Consumer Transformation | Lct_BB003b_NPgSubComponent | Number of | NPgN | WMEL_THOM | Number of electric HGVs | Thorpe Marsh | WEST MELTON / THORPE MARSH | 2 | 4 | 6 | 12 | 19 | 32 | 49 | 74 | 112 | 167 | 248 | 366 | 534 | 769 | 1082 | 1445 | 1837 | 2257 | 2694 | 3146 | 3593 | 3956 | 4175 | 4223 | 4236 | 4248 | 4267 | 4277 | 4310 | 4324 | NPgY | GSP | NG FES - Consumer Transformation | Number of electric HGVs
NG FES - Consumer Transformation | Lct_BB003b_NPgSubComponent | Number of | NPgN | WMEL_BB3 | Number of electric HGVs | West Melton | WEST MELTON SECTION 3 | 1 | 2 | 4 | 6 | 11 | 18 | 27 | 41 | 62 | 92 | 137 | 202 | 295 | 424 | 597 | 797 | 1013 | 1245 | 1486 | 1735 | 1982 | 2182 | 2303 | 2329 | 2337 | 2343 | 2354 | 2359 | 2377 | 2385 | NPgY | GSP | NG FES - Consumer Transformation | Number of electric HGVs
NG FES - Consumer Transformation | Lct_BB003b_NPgSubComponent | Number of | NPgN | WIBA_3 | Number of electric HGVs | Wincobank | WINCOBANK | 0 | 0 | 0 | 1 | 1 | 2 | 2 | 4 | 6 | 8 | 12 | 18 | 26 | 38 | 53 | 71 | 91 | 111 | 133 | 155 | 177 | 195 | 206 | 208 | 209 | 209 | 210 | 211 | 212 | 213 | NPgY | GSP | NG FES - Consumer Transformation | Number of electric HGVs
NG FES - Falling Short | Lct_BB003b_NPgSubComponent | Number of | NPgN | BLYTB1 | Number of electric HGVs | Blyth 66kV | BLYTH 66kV | 0 | 0 | 0 | 1 | 1 | 2 | 3 | 4 | 7 | 11 | 15 | 22 | 32 | 46 | 66 | 94 | 134 | 182 | 236 | 318 | 420 | 529 | 647 | 773 | 912 | 1027 | 1105 | 1134 | 1158 | 1186 | NPgN | GSP | NG FES - Falling Short | Number of electric HGVs
NG FES - Falling Short | Lct_BB003b_NPgSubComponent | Number of | NPgN | BLYTH132 | Number of electric HGVs | Blyth 132kV | BLYTH 132kV | 0 | 0 | 0 | 0 | 0 | 0 | 1 | 1 | 1 | 2 | 3 | 4 | 6 | 9 | 13 | 19 | 27 | 36 | 47 | 64 | 84 | 106 | 130 | 155 | 183 | 206 | 222 | 228 | 233 | 238 | NPgN | GSP | NG FES - Falling Short | Number of electric HGVs
NG FES - Falling Short | Lct_BB003b_NPgSubComponent | Number of | NPgN | FOUR_1 | Number of electric HGVs | Fourstones | FOURSTONES | 0 | 0 | 0 | 0 | 0 | 0 | 0 | 0 | 0 | 0 | 0 | 0 | 1 | 1 | 1 | 2 | 3 | 4 | 5 | 7 | 9 | 11 | 14 | 16 | 19 | 22 | 23 | 24 | 24 | 25 | NPgN | GSP | NG FES - Falling Short | Number of electric HGVs
NG FES - Falling Short | Lct_BB003b_NPgSubComponent | Number of | NPgN | HARM_6 | Number of electric HGVs | Hart Moor | HARTMOOR | 0 | 0 | 0 | 0 | 1 | 1 | 2 | 3 | 4 | 6 | 9 | 13 | 18 | 27 | 38 | 54 | 77 | 105 | 136 | 183 | 242 | 305 | 373 | 445 | 525 | 592 | 636 | 654 | 667 | 683 | NPgN | GSP | NG FES - Falling Short | Number of electric HGVs
NG FES - Falling Short | Lct_BB003b_NPgSubComponent | Number of | NPgN | HAWP_6 | Number of electric HGVs | Hawthorn Pit | HAWTHORN PIT GRID | 0 | 0 | 0 | 0 | 1 | 1 | 2 | 3 | 5 | 7 | 10 | 14 | 21 | 30 | 43 | 61 | 86 | 117 | 152 | 205 | 271 | 341 | 417 | 498 | 588 | 662 | 712 | 732 | 747 | 764 | NPgN | GSP | NG FES - Falling Short | Number of electric HGVs
NG FES - Falling Short | Lct_BB003b_NPgSubComponent | Number of | NPgN | KNARE_111 | Number of electric HGVs | Knaresborough | KNARESBOROUGH | 0 | 0 | 0 | 1 | 1 | 2 | 3 | 5 | 9 | 13 | 19 | 27 | 39 | 56 | 80 | 114 | 161 | 219 | 285 | 384 | 507 | 639 | 781 | 933 | 1101 | 1240 | 1333 | 1370 | 1398 | 1431 | NPgN | GSP | NG FES - Falling Short | Number of electric HGVs
NG FES - Falling Short | Lct_BB003b_NPgSubComponent | Number of | NPgN | LACK_6 | Number of electric HGVs | Lackenby | LACKENBY | 0 | 0 | 1 | 1 | 2 | 3 | 5 | 8 | 13 | 19 | 27 | 39 | 56 | 81 | 116 | 166 | 235 | 320 | 415 | 559 | 739 | 931 | 1138 | 1359 | 1604 | 1807 | 1943 | 1996 | 2037 | 2085 | NPgN | GSP | NG FES - Falling Short | Number of electric HGVs
NG FES - Falling Short | Lct_BB003b_NPgSubComponent | Number of | NPgN | NORT_1 | Number of electric HGVs | Norton | NORTON | 1 | 1 | 1 | 2 | 4 | 6 | 11 | 18 | 29 | 42 | 61 | 88 | 127 | 183 | 262 | 375 | 530 | 721 | 936 | 1262 | 1666 | 2099 | 2567 | 3065 | 3618 | 4076 | 4382 | 4501 | 4594 | 4703 | NPgN | GSP | NG FES - Falling Short | Number of electric HGVs
NG FES - Falling Short | Lct_BB003b_NPgSubComponent | Number of | NPgN | OFFE_3 | Number of electric HGVs | Offerton | OFFERTON | 0 | 0 | 0 | 0 | 0 | 0 | 0 | 0 | 1 | 1 | 1 | 2 | 3 | 4 | 6 | 8 | 11 | 16 | 20 | 27 | 36 | 45 | 55 | 66 | 78 | 88 | 95 | 97 | 99 | 102 | NPgN | GSP | NG FES - Falling Short | Number of electric HGVs
NG FES - Falling Short | Lct_BB003b_NPgSubComponent | Number of | NPgN | OSBA_1 | Number of electric HGVs | Osbaldwick | OSBALDWICK | 0 | 0 | 0 | 1 | 1 | 2 | 3 | 5 | 8 | 11 | 16 | 23 | 33 | 48 | 69 | 98 | 138 | 188 | 244 | 329 | 435 | 548 | 670 | 800 | 945 | 1064 | 1144 | 1175 | 1200 | 1228 | NPgN | GSP | NG FES - Falling Short | Number of electric HGVs
NG FES - Falling Short | Lct_BB003b_NPgSubComponent | Number of | NPgN | POPP_3 | Number of electric HGVs | Poppleton | POPPLETON | 0 | 0 | 0 | 0 | 0 | 0 | 1 | 1 | 2 | 2 | 3 | 5 | 7 | 10 | 14 | 20 | 29 | 39 | 51 | 69 | 91 | 115 | 140 | 167 | 198 | 223 | 239 | 246 | 251 | 257 | NPgN | GSP | NG FES - Falling Short | Number of electric HGVs
NG FES - Falling Short | Lct_BB003b_NPgSubComponent | Number of | NPgN | SALH_1 | Number of electric HGVs | Saltholme | SALTHOLME | 0 | 0 | 0 | 0 | 0 | 0 | 0 | 0 | 0 | 0 | 0 | 0 | 0 | 0 | 0 | 0 | 0 | 0 | 0 | 0 | 0 | 0 | 0 | 0 | 0 | 0 | 0 | 0 | 0 | 0 | NPgN | GSP | NG FES - Falling Short | Number of electric HGVs
NG FES - Falling Short | Lct_BB003b_NPgSubComponent | Number of | NPgN | SSHI_3 | Number of electric HGVs | South Shields | SOUTH SHIELDS | 0 | 0 | 0 | 0 | 0 | 0 | 1 | 1 | 2 | 3 | 4 | 6 | 9 | 13 | 18 | 26 | 36 | 50 | 64 | 87 | 115 | 144 | 176 | 211 | 249 | 280 | 301 | 309 | 316 | 323 | NPgN | GSP | NG FES - Falling Short | Number of electric HGVs
NG FES - Falling Short | Lct_BB003b_NPgSubComponent | Number of | NPgN | KIELD01 and SPAD20 | Number of electric HGVs | 0 | SPADEADAM | 0 | 0 | 0 | 0 | 0 | 0 | 0 | 0 | 0 | 0 | 0 | 1 | 1 | 1 | 2 | 3 | 4 | 6 | 7 | 10 | 13 | 17 | 21 | 25 | 29 | 33 | 35 | 36 | 37 | 38 | NPgN | GSP | NG FES - Falling Short | Number of electric HGVs
NG FES - Falling Short | Lct_BB003b_NPgSubComponent | Number of | NPgN | SPEN_1 | Number of electric HGVs | Spennymoor | SPENNYMOOR | 0 | 0 | 1 | 1 | 2 | 3 | 4 | 7 | 11 | 17 | 24 | 35 | 50 | 73 | 104 | 149 | 210 | 286 | 372 | 501 | 661 | 833 | 1019 | 1217 | 1436 | 1618 | 1740 | 1787 | 1824 | 1867 | NPgN | GSP | NG FES - Falling Short | Number of electric HGVs
NG FES - Falling Short | Lct_BB003b_NPgSubComponent | Number of | NPgN | STEN_1 | Number of electric HGVs | Stella North | STELLA NORTH | 0 | 0 | 0 | 1 | 1 | 2 | 2 | 4 | 7 | 10 | 14 | 21 | 30 | 43 | 62 | 88 | 125 | 170 | 220 | 297 | 392 | 495 | 605 | 722 | 852 | 960 | 1032 | 1060 | 1082 | 1108 | NPgN | GSP | NG FES - Falling Short | Number of electric HGVs
NG FES - Falling Short | Lct_BB003b_NPgSubComponent | Number of | NPgN | STES_1 | Number of electric HGVs | Stella South | STELLA SOUTH | 0 | 0 | 1 | 1 | 2 | 3 | 5 | 9 | 14 | 20 | 29 | 43 | 62 | 89 | 127 | 182 | 257 | 349 | 454 | 612 | 807 | 1018 | 1244 | 1486 | 1754 | 1975 | 2124 | 2181 | 2227 | 2280 | NPgN | GSP | NG FES - Falling Short | Number of electric HGVs
NG FES - Falling Short | Lct_BB003b_NPgSubComponent | Number of | NPgN | TYNE_1 | Number of electric HGVs | Tynemouth 1 | TYNEMOUTH | 0 | 0 | 0 | 0 | 1 | 1 | 2 | 3 | 5 | 7 | 10 | 15 | 21 | 30 | 43 | 62 | 88 | 119 | 155 | 208 | 275 | 347 | 424 | 506 | 598 | 673 | 724 | 744 | 759 | 777 | NPgN | GSP | NG FES - Falling Short | Number of electric HGVs
NG FES - Falling Short | Lct_BB003b_NPgSubComponent | Number of | NPgN | WBOL_6 | Number of electric HGVs | West Boldon | WEST BOLDON | 0 | 0 | 1 | 1 | 2 | 3 | 5 | 8 | 13 | 19 | 28 | 41 | 59 | 84 | 121 | 173 | 245 | 333 | 432 | 583 | 769 | 969 | 1185 | 1415 | 1671 | 1882 | 2024 | 2078 | 2121 | 2172 | NPgN | GSP | NG FES - Falling Short | Number of electric HGVs
NG FES - Falling Short | Lct_BB003b_NPgSubComponent | Number of | NPgN | BRAW_1 | Number of electric HGVs | Bradford West | BRADFORD WEST | 1 | 1 | 1 | 1 | 2 | 3 | 5 | 7 | 11 | 16 | 23 | 33 | 48 | 69 | 99 | 141 | 199 | 271 | 351 | 474 | 625 | 788 | 963 | 1151 | 1358 | 1530 | 1645 | 1689 | 1724 | 1765 | NPgY | GSP | NG FES - Falling Short | Number of electric HGVs
NG FES - Falling Short | Lct_BB003b_NPgSubComponent | Number of | NPgN | CAMB_01 | Number of electric HGVs | Camblesforth | CAMBLESFORTH | 0 | 0 | 0 | 1 | 1 | 1 | 2 | 3 | 4 | 6 | 8 | 12 | 17 | 24 | 35 | 49 | 70 | 95 | 124 | 167 | 220 | 277 | 339 | 405 | 478 | 538 | 579 | 594 | 607 | 621 | NPgY | GSP | NG FES - Falling Short | Number of electric HGVs
NG FES - Falling Short | Lct_BB003b_NPgSubComponent | Number of | NPgN | CREB_1 | Number of electric HGVs | Creyke Beck | CREYKE BECK | 1 | 1 | 1 | 2 | 3 | 5 | 7 | 10 | 16 | 23 | 33 | 48 | 69 | 99 | 142 | 202 | 287 | 390 | 506 | 682 | 901 | 1135 | 1388 | 1657 | 1956 | 2203 | 2369 | 2433 | 2483 | 2543 | NPgY | GSP | NG FES - Falling Short | Number of electric HGVs
NG FES - Falling Short | Lct_BB003b_NPgSubComponent | Number of | NPgN | DRAX_YEDL | Number of electric HGVs | Drax | DRAX | 0 | 0 | 1 | 1 | 1 | 2 | 2 | 4 | 6 | 8 | 12 | 17 | 24 | 35 | 50 | 72 | 102 | 139 | 180 | 243 | 320 | 404 | 494 | 590 | 696 | 784 | 843 | 866 | 884 | 905 | NPgY | GSP | NG FES - Falling Short | Number of electric HGVs
NG FES - Falling Short | Lct_BB003b_NPgSubComponent | Number of | NPgN | ELLA_1 | Number of electric HGVs | Elland | ELLAND | 1 | 1 | 1 | 2 | 3 | 4 | 6 | 8 | 12 | 18 | 26 | 38 | 55 | 79 | 113 | 161 | 228 | 310 | 402 | 542 | 716 | 902 | 1103 | 1317 | 1554 | 1751 | 1882 | 1933 | 1973 | 2021 | NPgY | GSP | NG FES - Falling Short | Number of electric HGVs
NG FES - Falling Short | Lct_BB003b_NPgSubComponent | Number of | NPgN | FERRA2 | Number of electric HGVs | Ferrybridge A | FERRYBRIDGE A | 1 | 1 | 1 | 1 | 2 | 3 | 4 | 6 | 9 | 13 | 19 | 28 | 40 | 57 | 82 | 118 | 166 | 226 | 294 | 396 | 523 | 659 | 806 | 962 | 1135 | 1279 | 1375 | 1412 | 1442 | 1476 | NPgY | GSP | NG FES - Falling Short | Number of electric HGVs
NG FES - Falling Short | Lct_BB003b_NPgSubComponent | Number of | NPgN | FERRB9 | Number of electric HGVs | Ferrybridge B (_M) | FERRYBRIDGE B | 1 | 1 | 2 | 3 | 4 | 6 | 10 | 14 | 21 | 31 | 45 | 65 | 94 | 135 | 194 | 277 | 392 | 533 | 692 | 932 | 1231 | 1551 | 1897 | 2265 | 2674 | 3012 | 3238 | 3326 | 3395 | 3476 | NPgY | GSP | NG FES - Falling Short | Number of electric HGVs
NG FES - Falling Short | Lct_BB003b_NPgSubComponent | Number of | NPgN | GRIW_1 | Number of electric HGVs | Grimsby West | GRIMSBY WEST | 1 | 1 | 1 | 2 | 3 | 5 | 7 | 11 | 16 | 23 | 34 | 49 | 71 | 102 | 147 | 209 | 296 | 403 | 523 | 705 | 931 | 1174 | 1435 | 1714 | 2023 | 2278 | 2450 | 2516 | 2568 | 2629 | NPgY | GSP | NG FES - Falling Short | Number of electric HGVs
NG FES - Falling Short | Lct_BB003b_NPgSubComponent | Number of | NPgN | JORD_3 | Number of electric HGVs | Jordanthorpe | JORDANTHORPE | 0 | 0 | 0 | 0 | 0 | 0 | 0 | 0 | 0 | 0 | 0 | 0 | 0 | 1 | 1 | 1 | 2 | 3 | 3 | 4 | 6 | 7 | 9 | 11 | 13 | 14 | 16 | 16 | 16 | 17 | NPgY | GSP | NG FES - Falling Short | Number of electric HGVs
NG FES - Falling Short | Lct_BB003b_NPgSubComponent | Number of | NPgN | KEAD_YEDL | Number of electric HGVs | Keadby | KEADBY | 1 | 1 | 1 | 2 | 3 | 4 | 6 | 9 | 14 | 20 | 29 | 42 | 61 | 88 | 126 | 179 | 254 | 345 | 448 | 604 | 798 | 1005 | 1229 | 1468 | 1733 | 1952 | 2098 | 2155 | 2200 | 2252 | NPgY | GSP | NG FES - Falling Short | Number of electric HGVs
NG FES - Falling Short | Lct_BB003b_NPgSubComponent | Number of | NPgN | KIRKB1 | Number of electric HGVs | Kirkstall B | KIRKSTALL B | 1 | 0 | 1 | 1 | 2 | 2 | 3 | 5 | 8 | 11 | 16 | 24 | 34 | 49 | 70 | 100 | 142 | 193 | 250 | 337 | 445 | 561 | 686 | 820 | 967 | 1090 | 1172 | 1203 | 1228 | 1258 | NPgY | GSP | NG FES - Falling Short | Number of electric HGVs
NG FES - Falling Short | Lct_BB003b_NPgSubComponent | Number of | NPgN | NEEP_3 | Number of electric HGVs | Neepsend | NEEPSEND | 0 | 0 | 0 | 0 | 0 | 0 | 0 | 1 | 1 | 1 | 2 | 3 | 4 | 6 | 9 | 13 | 19 | 25 | 33 | 44 | 58 | 73 | 90 | 107 | 126 | 142 | 153 | 157 | 160 | 164 | NPgY | GSP | NG FES - Falling Short | Number of electric HGVs
NG FES - Falling Short | Lct_BB003b_NPgSubComponent | Number of | NPgN | NORL_3 | Number of electric HGVs | Norton Lees | NORTON LEES | 0 | 0 | 0 | 0 | 0 | 0 | 0 | 0 | 0 | 0 | 0 | 0 | 0 | 0 | 1 | 1 | 1 | 2 | 2 | 3 | 4 | 4 | 5 | 7 | 8 | 9 | 9 | 10 | 10 | 10 | NPgY | GSP | NG FES - Falling Short | Number of electric HGVs
NG FES - Falling Short | Lct_BB003b_NPgSubComponent | Number of | NPgN | PITS_BB_B | Number of electric HGVs | Pitsmoor | PITSMOOR 3/4 | 0 | 0 | 0 | 0 | 0 | 0 | 0 | 0 | 1 | 1 | 1 | 2 | 3 | 4 | 6 | 9 | 13 | 18 | 23 | 31 | 41 | 51 | 63 | 75 | 89 | 100 | 107 | 110 | 112 | 115 | NPgY | GSP | NG FES - Falling Short | Number of electric HGVs
NG FES - Falling Short | Lct_BB003b_NPgSubComponent | Number of | NPgN | SALT_1 | Number of electric HGVs | Saltend North | SALTEND NORTH | 0 | 0 | 0 | 1 | 1 | 1 | 2 | 3 | 4 | 6 | 9 | 13 | 19 | 27 | 39 | 56 | 80 | 108 | 140 | 189 | 250 | 315 | 385 | 460 | 543 | 611 | 657 | 675 | 689 | 705 | NPgY | GSP | NG FES - Falling Short | Number of electric HGVs
NG FES - Falling Short | Lct_BB003b_NPgSubComponent | Number of | NPgN | SHEC_3 | Number of electric HGVs | Sheffield City | SHEFFIELD CITY | 0 | 0 | 0 | 0 | 0 | 0 | 1 | 1 | 2 | 2 | 3 | 5 | 7 | 10 | 14 | 20 | 28 | 38 | 49 | 66 | 87 | 110 | 135 | 161 | 190 | 214 | 230 | 236 | 241 | 247 | NPgY | GSP | NG FES - Falling Short | Number of electric HGVs
NG FES - Falling Short | Lct_BB003b_NPgSubComponent | Number of | NPgN | SKLGB1 | Number of electric HGVs | Skelton Grange | SKELTON GRANGE | 2 | 2 | 3 | 4 | 7 | 10 | 14 | 21 | 32 | 46 | 67 | 97 | 140 | 202 | 290 | 414 | 586 | 797 | 1035 | 1395 | 1842 | 2321 | 2839 | 3390 | 4001 | 4507 | 4846 | 4977 | 5080 | 5201 | NPgY | GSP | NG FES - Falling Short | Number of electric HGVs
NG FES - Falling Short | Lct_BB003b_NPgSubComponent | Number of | NPgN | TEMP_3 | Number of electric HGVs | Templeborough | TEMPLEBOROUGH 275/33KV | 0 | 0 | 0 | 0 | 0 | 0 | 0 | 0 | 0 | 1 | 1 | 1 | 2 | 3 | 4 | 5 | 8 | 10 | 13 | 18 | 24 | 30 | 36 | 43 | 51 | 58 | 62 | 64 | 65 | 67 | NPgY | GSP | NG FES - Falling Short | Number of electric HGVs
NG FES - Falling Short | Lct_BB003b_NPgSubComponent | Number of | NPgN | THUR_6 | Number of electric HGVs | Thurcroft | THURCROFT | 1 | 1 | 1 | 2 | 2 | 3 | 5 | 8 | 11 | 16 | 24 | 34 | 49 | 71 | 102 | 146 | 206 | 281 | 364 | 491 | 648 | 817 | 999 | 1193 | 1408 | 1586 | 1705 | 1751 | 1788 | 1830 | NPgY | GSP | NG FES - Falling Short | Number of electric HGVs
NG FES - Falling Short | Lct_BB003b_NPgSubComponent | Number of | NPgN | WMEL_THOM | Number of electric HGVs | Thorpe Marsh | WEST MELTON / THORPE MARSH | 2 | 1 | 2 | 3 | 5 | 7 | 11 | 16 | 24 | 35 | 51 | 74 | 107 | 155 | 222 | 317 | 448 | 609 | 791 | 1067 | 1408 | 1775 | 2170 | 2591 | 3059 | 3445 | 3704 | 3805 | 3883 | 3976 | NPgY | GSP | NG FES - Falling Short | Number of electric HGVs
NG FES - Falling Short | Lct_BB003b_NPgSubComponent | Number of | NPgN | WMEL_BB3 | Number of electric HGVs | West Melton | WEST MELTON SECTION 3 | 1 | 1 | 1 | 2 | 3 | 4 | 6 | 9 | 13 | 20 | 28 | 41 | 59 | 85 | 122 | 175 | 247 | 336 | 436 | 588 | 777 | 979 | 1197 | 1429 | 1687 | 1900 | 2043 | 2099 | 2142 | 2193 | NPgY | GSP | NG FES - Falling Short | Number of electric HGVs
NG FES - Falling Short | Lct_BB003b_NPgSubComponent | Number of | NPgN | WIBA_3 | Number of electric HGVs | Wincobank | WINCOBANK | 0 | 0 | 0 | 0 | 0 | 0 | 1 | 1 | 1 | 2 | 3 | 4 | 5 | 8 | 11 | 16 | 22 | 30 | 39 | 53 | 69 | 87 | 107 | 128 | 151 | 170 | 183 | 188 | 191 | 196 | NPgY | GSP | NG FES - Falling Short | Number of electric HGVs
NG FES - Leading the Way | Lct_BB003b_NPgSubComponent | Number of | NPgN | BLYTB1 | Number of electric HGVs | Blyth 66kV | BLYTH 66kV | 0 | 1 | 1 | 2 | 4 | 8 | 13 | 20 | 30 | 44 | 66 | 97 | 142 | 205 | 290 | 389 | 497 | 615 | 741 | 875 | 1008 | 1130 | 1229 | 1261 | 1255 | 1247 | 1237 | 1225 | 1211 | 1194 | NPgN | GSP | NG FES - Leading the Way | Number of electric HGVs
NG FES - Leading the Way | Lct_BB003b_NPgSubComponent | Number of | NPgN | BLYTH132 | Number of electric HGVs | Blyth 132kV | BLYTH 132kV | 0 | 0 | 0 | 0 | 1 | 2 | 3 | 4 | 6 | 9 | 13 | 19 | 28 | 41 | 58 | 78 | 100 | 123 | 149 | 176 | 202 | 227 | 247 | 253 | 252 | 250 | 248 | 246 | 243 | 240 | NPgN | GSP | NG FES - Leading the Way | Number of electric HGVs
NG FES - Leading the Way | Lct_BB003b_NPgSubComponent | Number of | NPgN | FOUR_1 | Number of electric HGVs | Fourstones | FOURSTONES | 0 | 0 | 0 | 0 | 0 | 0 | 0 | 0 | 1 | 1 | 1 | 2 | 3 | 4 | 6 | 8 | 11 | 13 | 16 | 19 | 21 | 24 | 26 | 27 | 27 | 26 | 26 | 26 | 26 | 25 | NPgN | GSP | NG FES - Leading the Way | Number of electric HGVs
NG FES - Leading the Way | Lct_BB003b_NPgSubComponent | Number of | NPgN | HARM_6 | Number of electric HGVs | Hart Moor | HARTMOOR | 0 | 0 | 1 | 1 | 3 | 5 | 7 | 11 | 17 | 25 | 38 | 56 | 82 | 118 | 167 | 224 | 286 | 354 | 427 | 504 | 581 | 651 | 708 | 727 | 723 | 718 | 712 | 706 | 698 | 688 | NPgN | GSP | NG FES - Leading the Way | Number of electric HGVs
NG FES - Leading the Way | Lct_BB003b_NPgSubComponent | Number of | NPgN | HAWP_6 | Number of electric HGVs | Hawthorn Pit | HAWTHORN PIT GRID | 0 | 0 | 1 | 1 | 3 | 5 | 8 | 13 | 19 | 28 | 42 | 62 | 91 | 132 | 187 | 251 | 320 | 396 | 478 | 564 | 650 | 729 | 793 | 813 | 809 | 804 | 797 | 790 | 781 | 770 | NPgN | GSP | NG FES - Leading the Way | Number of electric HGVs
NG FES - Leading the Way | Lct_BB003b_NPgSubComponent | Number of | NPgN | KNARE_111 | Number of electric HGVs | Knaresborough | KNARESBOROUGH | 0 | 1 | 1 | 3 | 5 | 10 | 16 | 24 | 36 | 53 | 79 | 117 | 171 | 248 | 350 | 470 | 600 | 742 | 895 | 1056 | 1217 | 1364 | 1484 | 1523 | 1515 | 1505 | 1493 | 1478 | 1462 | 1441 | NPgN | GSP | NG FES - Leading the Way | Number of electric HGVs
NG FES - Leading the Way | Lct_BB003b_NPgSubComponent | Number of | NPgN | LACK_6 | Number of electric HGVs | Lackenby | LACKENBY | 0 | 1 | 2 | 4 | 8 | 15 | 23 | 34 | 52 | 78 | 115 | 170 | 250 | 361 | 510 | 685 | 874 | 1081 | 1304 | 1539 | 1773 | 1988 | 2162 | 2219 | 2208 | 2193 | 2175 | 2154 | 2130 | 2100 | NPgN | GSP | NG FES - Leading the Way | Number of electric HGVs
NG FES - Leading the Way | Lct_BB003b_NPgSubComponent | Number of | NPgN | NORT_1 | Number of electric HGVs | Norton | NORTON | 1 | 2 | 4 | 9 | 18 | 33 | 51 | 78 | 117 | 175 | 260 | 385 | 563 | 814 | 1150 | 1544 | 1971 | 2438 | 2940 | 3472 | 3998 | 4483 | 4877 | 5004 | 4979 | 4946 | 4906 | 4858 | 4804 | 4737 | NPgN | GSP | NG FES - Leading the Way | Number of electric HGVs
NG FES - Leading the Way | Lct_BB003b_NPgSubComponent | Number of | NPgN | OFFE_3 | Number of electric HGVs | Offerton | OFFERTON | 0 | 0 | 0 | 0 | 0 | 1 | 1 | 2 | 3 | 4 | 6 | 8 | 12 | 18 | 25 | 33 | 43 | 53 | 63 | 75 | 86 | 97 | 105 | 108 | 107 | 107 | 106 | 105 | 104 | 102 | NPgN | GSP | NG FES - Leading the Way | Number of electric HGVs
NG FES - Leading the Way | Lct_BB003b_NPgSubComponent | Number of | NPgN | OSBA_1 | Number of electric HGVs | Osbaldwick | OSBALDWICK | 0 | 1 | 1 | 2 | 5 | 9 | 13 | 20 | 31 | 46 | 68 | 100 | 147 | 213 | 300 | 403 | 515 | 637 | 768 | 907 | 1044 | 1171 | 1273 | 1307 | 1300 | 1292 | 1281 | 1269 | 1255 | 1237 | NPgN | GSP | NG FES - Leading the Way | Number of electric HGVs
NG FES - Leading the Way | Lct_BB003b_NPgSubComponent | Number of | NPgN | POPP_3 | Number of electric HGVs | Poppleton | POPPLETON | 0 | 0 | 0 | 0 | 1 | 2 | 3 | 4 | 6 | 10 | 14 | 21 | 31 | 44 | 63 | 84 | 108 | 133 | 161 | 190 | 218 | 245 | 266 | 273 | 272 | 270 | 268 | 265 | 262 | 259 | NPgN | GSP | NG FES - Leading the Way | Number of electric HGVs
NG FES - Leading the Way | Lct_BB003b_NPgSubComponent | Number of | NPgN | SALH_1 | Number of electric HGVs | Saltholme | SALTHOLME | 0 | 0 | 0 | 0 | 0 | 0 | 0 | 0 | 0 | 0 | 0 | 0 | 0 | 0 | 0 | 0 | 0 | 0 | 0 | 0 | 0 | 0 | 0 | 0 | 0 | 0 | 0 | 0 | 0 | 0 | NPgN | GSP | NG FES - Leading the Way | Number of electric HGVs
NG FES - Leading the Way | Lct_BB003b_NPgSubComponent | Number of | NPgN | SSHI_3 | Number of electric HGVs | South Shields | SOUTH SHIELDS | 0 | 0 | 0 | 1 | 1 | 2 | 4 | 5 | 8 | 12 | 18 | 26 | 39 | 56 | 79 | 106 | 136 | 168 | 202 | 239 | 275 | 308 | 335 | 344 | 342 | 340 | 337 | 334 | 330 | 326 | NPgN | GSP | NG FES - Leading the Way | Number of electric HGVs
NG FES - Leading the Way | Lct_BB003b_NPgSubComponent | Number of | NPgN | KIELD01 and SPAD20 | Number of electric HGVs | 0 | SPADEADAM | 0 | 0 | 0 | 0 | 0 | 0 | 0 | 1 | 1 | 1 | 2 | 3 | 4 | 7 | 9 | 12 | 16 | 19 | 24 | 28 | 32 | 36 | 39 | 40 | 40 | 40 | 39 | 39 | 38 | 38 | NPgN | GSP | NG FES - Leading the Way | Number of electric HGVs
NG FES - Leading the Way | Lct_BB003b_NPgSubComponent | Number of | NPgN | SPEN_1 | Number of electric HGVs | Spennymoor | SPENNYMOOR | 0 | 1 | 2 | 4 | 7 | 13 | 20 | 31 | 47 | 70 | 103 | 153 | 223 | 323 | 457 | 613 | 783 | 968 | 1167 | 1378 | 1587 | 1780 | 1936 | 1987 | 1977 | 1964 | 1948 | 1929 | 1907 | 1881 | NPgN | GSP | NG FES - Leading the Way | Number of electric HGVs
NG FES - Leading the Way | Lct_BB003b_NPgSubComponent | Number of | NPgN | STEN_1 | Number of electric HGVs | Stella North | STELLA NORTH | 0 | 1 | 1 | 2 | 4 | 8 | 12 | 18 | 28 | 41 | 61 | 91 | 133 | 192 | 271 | 364 | 464 | 574 | 693 | 818 | 942 | 1056 | 1149 | 1179 | 1173 | 1165 | 1156 | 1144 | 1132 | 1116 | NPgN | GSP | NG FES - Leading the Way | Number of electric HGVs
NG FES - Leading the Way | Lct_BB003b_NPgSubComponent | Number of | NPgN | STES_1 | Number of electric HGVs | Stella South | STELLA SOUTH | 0 | 1 | 2 | 4 | 9 | 16 | 25 | 38 | 57 | 85 | 126 | 186 | 273 | 395 | 558 | 749 | 955 | 1182 | 1425 | 1683 | 1938 | 2173 | 2364 | 2425 | 2413 | 2397 | 2378 | 2355 | 2329 | 2296 | NPgN | GSP | NG FES - Leading the Way | Number of electric HGVs
NG FES - Leading the Way | Lct_BB003b_NPgSubComponent | Number of | NPgN | TYNE_1 | Number of electric HGVs | Tynemouth 1 | TYNEMOUTH | 0 | 0 | 1 | 1 | 3 | 6 | 8 | 13 | 19 | 29 | 43 | 64 | 93 | 134 | 190 | 255 | 326 | 403 | 486 | 574 | 661 | 741 | 806 | 827 | 823 | 817 | 811 | 803 | 794 | 782 | NPgN | GSP | NG FES - Leading the Way | Number of electric HGVs
NG FES - Leading the Way | Lct_BB003b_NPgSubComponent | Number of | NPgN | WBOL_6 | Number of electric HGVs | West Boldon | WEST BOLDON | 0 | 1 | 2 | 4 | 8 | 15 | 24 | 36 | 54 | 81 | 120 | 178 | 260 | 376 | 531 | 713 | 910 | 1126 | 1358 | 1603 | 1846 | 2070 | 2252 | 2311 | 2299 | 2284 | 2265 | 2243 | 2218 | 2187 | NPgN | GSP | NG FES - Leading the Way | Number of electric HGVs
NG FES - Leading the Way | Lct_BB003b_NPgSubComponent | Number of | NPgN | BRAW_1 | Number of electric HGVs | Bradford West | BRADFORD WEST | 1 | 2 | 3 | 5 | 8 | 13 | 19 | 29 | 44 | 66 | 98 | 144 | 211 | 306 | 432 | 580 | 740 | 915 | 1104 | 1303 | 1501 | 1683 | 1830 | 1878 | 1869 | 1856 | 1841 | 1824 | 1803 | 1778 | NPgY | GSP | NG FES - Leading the Way | Number of electric HGVs
NG FES - Leading the Way | Lct_BB003b_NPgSubComponent | Number of | NPgN | CAMB_01 | Number of electric HGVs | Camblesforth | CAMBLESFORTH | 0 | 1 | 1 | 2 | 3 | 4 | 7 | 10 | 15 | 23 | 34 | 51 | 74 | 108 | 152 | 204 | 260 | 322 | 388 | 459 | 528 | 592 | 644 | 661 | 658 | 653 | 648 | 642 | 635 | 626 | NPgY | GSP | NG FES - Leading the Way | Number of electric HGVs
NG FES - Leading the Way | Lct_BB003b_NPgSubComponent | Number of | NPgN | CREB_1 | Number of electric HGVs | Creyke Beck | CREYKE BECK | 1 | 2 | 4 | 7 | 11 | 18 | 28 | 42 | 63 | 95 | 141 | 208 | 304 | 440 | 622 | 835 | 1066 | 1318 | 1589 | 1877 | 2161 | 2424 | 2636 | 2705 | 2691 | 2674 | 2652 | 2626 | 2597 | 2560 | NPgY | GSP | NG FES - Leading the Way | Number of electric HGVs
NG FES - Leading the Way | Lct_BB003b_NPgSubComponent | Number of | NPgN | DRAX_YEDL | Number of electric HGVs | Drax | DRAX | 0 | 1 | 1 | 2 | 4 | 6 | 10 | 15 | 23 | 34 | 50 | 74 | 108 | 157 | 221 | 297 | 379 | 469 | 566 | 668 | 769 | 862 | 938 | 963 | 958 | 951 | 944 | 935 | 924 | 911 | NPgY | GSP | NG FES - Leading the Way | Number of electric HGVs
NG FES - Leading the Way | Lct_BB003b_NPgSubComponent | Number of | NPgN | ELLA_1 | Number of electric HGVs | Elland | ELLAND | 1 | 2 | 3 | 5 | 9 | 14 | 22 | 33 | 50 | 75 | 112 | 165 | 242 | 350 | 494 | 663 | 847 | 1047 | 1263 | 1491 | 1718 | 1926 | 2095 | 2150 | 2139 | 2125 | 2108 | 2087 | 2064 | 2035 | NPgY | GSP | NG FES - Leading the Way | Number of electric HGVs
NG FES - Leading the Way | Lct_BB003b_NPgSubComponent | Number of | NPgN | FERRA2 | Number of electric HGVs | Ferrybridge A | FERRYBRIDGE A | 1 | 1 | 2 | 4 | 6 | 10 | 16 | 24 | 37 | 55 | 82 | 121 | 177 | 255 | 361 | 485 | 619 | 765 | 923 | 1089 | 1255 | 1407 | 1530 | 1570 | 1562 | 1552 | 1540 | 1525 | 1508 | 1486 | NPgY | GSP | NG FES - Leading the Way | Number of electric HGVs
NG FES - Leading the Way | Lct_BB003b_NPgSubComponent | Number of | NPgN | FERRB9 | Number of electric HGVs | Ferrybridge B (_M) | FERRYBRIDGE B | 1 | 3 | 5 | 9 | 15 | 25 | 38 | 57 | 87 | 129 | 192 | 284 | 416 | 601 | 850 | 1141 | 1457 | 1802 | 2173 | 2566 | 2955 | 3313 | 3604 | 3698 | 3679 | 3655 | 3625 | 3590 | 3550 | 3500 | NPgY | GSP | NG FES - Leading the Way | Number of electric HGVs
NG FES - Leading the Way | Lct_BB003b_NPgSubComponent | Number of | NPgN | GRIW_1 | Number of electric HGVs | Grimsby West | GRIMSBY WEST | 1 | 2 | 4 | 7 | 11 | 19 | 29 | 43 | 65 | 98 | 145 | 215 | 315 | 455 | 643 | 863 | 1102 | 1363 | 1644 | 1941 | 2235 | 2506 | 2726 | 2797 | 2783 | 2765 | 2743 | 2716 | 2686 | 2648 | NPgY | GSP | NG FES - Leading the Way | Number of electric HGVs
NG FES - Leading the Way | Lct_BB003b_NPgSubComponent | Number of | NPgN | JORD_3 | Number of electric HGVs | Jordanthorpe | JORDANTHORPE | 0 | 0 | 0 | 0 | 0 | 0 | 0 | 0 | 0 | 1 | 1 | 1 | 2 | 3 | 4 | 5 | 7 | 9 | 10 | 12 | 14 | 16 | 17 | 18 | 18 | 18 | 17 | 17 | 17 | 17 | NPgY | GSP | NG FES - Leading the Way | Number of electric HGVs
NG FES - Leading the Way | Lct_BB003b_NPgSubComponent | Number of | NPgN | KEAD_YEDL | Number of electric HGVs | Keadby | KEADBY | 1 | 2 | 3 | 6 | 10 | 16 | 25 | 37 | 56 | 84 | 125 | 184 | 269 | 390 | 551 | 740 | 944 | 1167 | 1408 | 1663 | 1915 | 2147 | 2335 | 2396 | 2384 | 2369 | 2349 | 2327 | 2301 | 2268 | NPgY | GSP | NG FES - Leading the Way | Number of electric HGVs
NG FES - Leading the Way | Lct_BB003b_NPgSubComponent | Number of | NPgN | KIRKB1 | Number of electric HGVs | Kirkstall B | KIRKSTALL B | 1 | 1 | 2 | 3 | 5 | 9 | 14 | 21 | 31 | 47 | 70 | 103 | 150 | 218 | 308 | 413 | 527 | 652 | 786 | 928 | 1069 | 1199 | 1304 | 1338 | 1331 | 1322 | 1312 | 1299 | 1284 | 1266 | NPgY | GSP | NG FES - Leading the Way | Number of electric HGVs
NG FES - Leading the Way | Lct_BB003b_NPgSubComponent | Number of | NPgN | NEEP_3 | Number of electric HGVs | Neepsend | NEEPSEND | 0 | 0 | 0 | 0 | 1 | 1 | 2 | 3 | 4 | 6 | 9 | 13 | 20 | 28 | 40 | 54 | 69 | 85 | 103 | 121 | 140 | 157 | 170 | 175 | 174 | 173 | 171 | 170 | 168 | 165 | NPgY | GSP | NG FES - Leading the Way | Number of electric HGVs
NG FES - Leading the Way | Lct_BB003b_NPgSubComponent | Number of | NPgN | NORL_3 | Number of electric HGVs | Norton Lees | NORTON LEES | 0 | 0 | 0 | 0 | 0 | 0 | 0 | 0 | 0 | 0 | 1 | 1 | 1 | 2 | 2 | 3 | 4 | 5 | 6 | 7 | 9 | 10 | 10 | 11 | 11 | 11 | 10 | 10 | 10 | 10 | NPgY | GSP | NG FES - Leading the Way | Number of electric HGVs
NG FES - Leading the Way | Lct_BB003b_NPgSubComponent | Number of | NPgN | PITS_BB_B | Number of electric HGVs | Pitsmoor | PITSMOOR 3/4 | 0 | 0 | 0 | 0 | 1 | 1 | 1 | 2 | 3 | 4 | 6 | 9 | 14 | 20 | 28 | 38 | 48 | 60 | 72 | 85 | 98 | 110 | 119 | 122 | 122 | 121 | 120 | 119 | 118 | 116 | NPgY | GSP | NG FES - Leading the Way | Number of electric HGVs
NG FES - Leading the Way | Lct_BB003b_NPgSubComponent | Number of | NPgN | SALT_1 | Number of electric HGVs | Saltend North | SALTEND NORTH | 0 | 1 | 1 | 2 | 3 | 5 | 8 | 12 | 18 | 26 | 39 | 58 | 84 | 122 | 173 | 232 | 296 | 366 | 441 | 521 | 600 | 672 | 731 | 751 | 747 | 742 | 736 | 729 | 721 | 710 | NPgY | GSP | NG FES - Leading the Way | Number of electric HGVs
NG FES - Leading the Way | Lct_BB003b_NPgSubComponent | Number of | NPgN | SHEC_3 | Number of electric HGVs | Sheffield City | SHEFFIELD CITY | 0 | 0 | 0 | 1 | 1 | 2 | 3 | 4 | 6 | 9 | 14 | 20 | 30 | 43 | 60 | 81 | 103 | 128 | 154 | 182 | 210 | 235 | 256 | 263 | 261 | 260 | 257 | 255 | 252 | 249 | NPgY | GSP | NG FES - Leading the Way | Number of electric HGVs
NG FES - Leading the Way | Lct_BB003b_NPgSubComponent | Number of | NPgN | SKLGB1 | Number of electric HGVs | Skelton Grange | SKELTON GRANGE | 2 | 5 | 8 | 14 | 23 | 37 | 57 | 86 | 130 | 194 | 288 | 425 | 622 | 900 | 1272 | 1708 | 2180 | 2696 | 3251 | 3839 | 4421 | 4958 | 5392 | 5533 | 5505 | 5469 | 5425 | 5372 | 5312 | 5238 | NPgY | GSP | NG FES - Leading the Way | Number of electric HGVs
NG FES - Leading the Way | Lct_BB003b_NPgSubComponent | Number of | NPgN | TEMP_3 | Number of electric HGVs | Templeborough | TEMPLEBOROUGH 275/33KV | 0 | 0 | 0 | 0 | 0 | 0 | 1 | 1 | 2 | 2 | 4 | 5 | 8 | 12 | 16 | 22 | 28 | 35 | 42 | 49 | 57 | 64 | 69 | 71 | 71 | 70 | 70 | 69 | 68 | 67 | NPgY | GSP | NG FES - Leading the Way | Number of electric HGVs
NG FES - Leading the Way | Lct_BB003b_NPgSubComponent | Number of | NPgN | THUR_6 | Number of electric HGVs | Thurcroft | THURCROFT | 1 | 2 | 3 | 5 | 8 | 13 | 20 | 30 | 46 | 68 | 101 | 150 | 219 | 317 | 448 | 601 | 767 | 949 | 1144 | 1351 | 1556 | 1745 | 1898 | 1947 | 1938 | 1925 | 1909 | 1891 | 1870 | 1843 | NPgY | GSP | NG FES - Leading the Way | Number of electric HGVs
NG FES - Leading the Way | Lct_BB003b_NPgSubComponent | Number of | NPgN | WMEL_THOM | Number of electric HGVs | Thorpe Marsh | WEST MELTON / THORPE MARSH | 2 | 4 | 6 | 10 | 17 | 28 | 43 | 66 | 99 | 148 | 220 | 325 | 476 | 688 | 972 | 1306 | 1666 | 2061 | 2485 | 2935 | 3380 | 3790 | 4122 | 4230 | 4209 | 4181 | 4147 | 4107 | 4061 | 4004 | NPgY | GSP | NG FES - Leading the Way | Number of electric HGVs
NG FES - Leading the Way | Lct_BB003b_NPgSubComponent | Number of | NPgN | WMEL_BB3 | Number of electric HGVs | West Melton | WEST MELTON SECTION 3 | 1 | 2 | 3 | 6 | 10 | 16 | 24 | 36 | 55 | 82 | 121 | 179 | 262 | 380 | 536 | 720 | 919 | 1137 | 1371 | 1619 | 1864 | 2091 | 2274 | 2333 | 2322 | 2306 | 2288 | 2265 | 2240 | 2209 | NPgY | GSP | NG FES - Leading the Way | Number of electric HGVs
NG FES - Leading the Way | Lct_BB003b_NPgSubComponent | Number of | NPgN | WIBA_3 | Number of electric HGVs | Wincobank | WINCOBANK | 0 | 0 | 0 | 1 | 1 | 1 | 2 | 3 | 5 | 7 | 11 | 16 | 23 | 34 | 48 | 64 | 82 | 102 | 122 | 145 | 167 | 187 | 203 | 208 | 207 | 206 | 204 | 202 | 200 | 197 | NPgY | GSP | NG FES - Leading the Way | Number of electric HGVs
NPg Planning Scenario | Lct_BB003b_NPgSubComponent | Number of | NPgN | BLYTB1 | Number of electric HGVs | Blyth 66kV | BLYTH 66kV | 2 | 4 | 8 | 12 | 18 | 36 | 67 | 110 | 166 | 233 | 313 | 399 | 491 | 588 | 690 | 784 | 869 | 946 | 1015 | 1075 | 1122 | 1159 | 1186 | 1204 | 1211 | 1214 | 1218 | 1221 | 1225 | 1228 | NPgN | GSP | NPg Planning Scenario | Number of electric HGVs
NPg Planning Scenario | Lct_BB003b_NPgSubComponent | Number of | NPgN | BLYTH132 | Number of electric HGVs | Blyth 132kV | BLYTH 132kV | 0 | 1 | 2 | 2 | 4 | 7 | 13 | 22 | 33 | 47 | 63 | 80 | 99 | 118 | 139 | 157 | 175 | 190 | 204 | 216 | 225 | 233 | 238 | 242 | 243 | 244 | 245 | 245 | 246 | 247 | NPgN | GSP | NPg Planning Scenario | Number of electric HGVs
NPg Planning Scenario | Lct_BB003b_NPgSubComponent | Number of | NPgN | FOUR_1 | Number of electric HGVs | Fourstones | FOURSTONES | 0 | 0 | 0 | 0 | 0 | 1 | 1 | 2 | 4 | 5 | 7 | 8 | 10 | 12 | 15 | 17 | 18 | 20 | 21 | 23 | 24 | 25 | 25 | 25 | 26 | 26 | 26 | 26 | 26 | 26 | NPgN | GSP | NPg Planning Scenario | Number of electric HGVs
NPg Planning Scenario | Lct_BB003b_NPgSubComponent | Number of | NPgN | HARM_6 | Number of electric HGVs | Hart Moor | HARTMOOR | 1 | 2 | 4 | 7 | 10 | 21 | 39 | 63 | 95 | 134 | 181 | 230 | 283 | 338 | 398 | 452 | 501 | 545 | 585 | 619 | 646 | 668 | 684 | 693 | 698 | 700 | 702 | 704 | 706 | 708 | NPgN | GSP | NPg Planning Scenario | Number of electric HGVs
NPg Planning Scenario | Lct_BB003b_NPgSubComponent | Number of | NPgN | HAWP_6 | Number of electric HGVs | Hawthorn Pit | HAWTHORN PIT GRID | 1 | 3 | 5 | 8 | 12 | 24 | 43 | 71 | 107 | 150 | 202 | 257 | 316 | 379 | 445 | 505 | 561 | 610 | 654 | 693 | 724 | 748 | 765 | 776 | 781 | 783 | 785 | 788 | 790 | 792 | NPgN | GSP | NPg Planning Scenario | Number of electric HGVs
NPg Planning Scenario | Lct_BB003b_NPgSubComponent | Number of | NPgN | KNARE_111 | Number of electric HGVs | Knaresborough | KNARESBOROUGH | 2 | 5 | 9 | 15 | 22 | 44 | 81 | 133 | 200 | 282 | 378 | 482 | 592 | 709 | 833 | 946 | 1050 | 1143 | 1225 | 1298 | 1355 | 1400 | 1432 | 1453 | 1462 | 1466 | 1470 | 1474 | 1479 | 1483 | NPgN | GSP | NPg Planning Scenario | Number of electric HGVs
NPg Planning Scenario | Lct_BB003b_NPgSubComponent | Number of | NPgN | LACK_6 | Number of electric HGVs | Lackenby | LACKENBY | 3 | 7 | 13 | 22 | 32 | 64 | 118 | 194 | 291 | 410 | 551 | 702 | 863 | 1033 | 1214 | 1379 | 1529 | 1665 | 1785 | 1891 | 1974 | 2039 | 2087 | 2117 | 2130 | 2136 | 2142 | 2148 | 2155 | 2161 | NPgN | GSP | NPg Planning Scenario | Number of electric HGVs
NPg Planning Scenario | Lct_BB003b_NPgSubComponent | Number of | NPgN | NORT_1 | Number of electric HGVs | Norton | NORTON | 6 | 16 | 30 | 49 | 72 | 145 | 267 | 437 | 657 | 925 | 1244 | 1584 | 1946 | 2331 | 2737 | 3110 | 3449 | 3755 | 4027 | 4265 | 4452 | 4599 | 4707 | 4775 | 4804 | 4818 | 4832 | 4846 | 4859 | 4873 | NPgN | GSP | NPg Planning Scenario | Number of electric HGVs
NPg Planning Scenario | Lct_BB003b_NPgSubComponent | Number of | NPgN | OFFE_3 | Number of electric HGVs | Offerton | OFFERTON | 0 | 0 | 1 | 1 | 2 | 3 | 6 | 9 | 14 | 20 | 27 | 34 | 42 | 50 | 59 | 67 | 74 | 81 | 87 | 92 | 96 | 99 | 102 | 103 | 104 | 104 | 104 | 105 | 105 | 105 | NPgN | GSP | NPg Planning Scenario | Number of electric HGVs
NPg Planning Scenario | Lct_BB003b_NPgSubComponent | Number of | NPgN | OSBA_1 | Number of electric HGVs | Osbaldwick | OSBALDWICK | 2 | 4 | 8 | 13 | 19 | 38 | 70 | 114 | 172 | 242 | 325 | 414 | 508 | 609 | 715 | 812 | 901 | 980 | 1051 | 1114 | 1162 | 1201 | 1229 | 1247 | 1254 | 1258 | 1262 | 1265 | 1269 | 1272 | NPgN | GSP | NPg Planning Scenario | Number of electric HGVs
NPg Planning Scenario | Lct_BB003b_NPgSubComponent | Number of | NPgN | POPP_3 | Number of electric HGVs | Poppleton | POPPLETON | 0 | 1 | 2 | 3 | 4 | 8 | 15 | 24 | 36 | 51 | 68 | 87 | 106 | 127 | 150 | 170 | 188 | 205 | 220 | 233 | 243 | 251 | 257 | 261 | 262 | 263 | 264 | 265 | 265 | 266 | NPgN | GSP | NPg Planning Scenario | Number of electric HGVs
NPg Planning Scenario | Lct_BB003b_NPgSubComponent | Number of | NPgN | SALH_1 | Number of electric HGVs | Saltholme | SALTHOLME | 0 | 0 | 0 | 0 | 0 | 0 | 0 | 0 | 0 | 0 | 0 | 0 | 0 | 0 | 0 | 0 | 0 | 0 | 0 | 0 | 0 | 0 | 0 | 0 | 0 | 0 | 0 | 0 | 0 | 0 | NPgN | GSP | NPg Planning Scenario | Number of electric HGVs
NPg Planning Scenario | Lct_BB003b_NPgSubComponent | Number of | NPgN | SSHI_3 | Number of electric HGVs | South Shields | SOUTH SHIELDS | 0 | 1 | 2 | 3 | 5 | 10 | 18 | 30 | 45 | 64 | 85 | 109 | 134 | 160 | 188 | 214 | 237 | 258 | 277 | 293 | 306 | 316 | 324 | 328 | 330 | 331 | 332 | 333 | 334 | 335 | NPgN | GSP | NPg Planning Scenario | Number of electric HGVs
NPg Planning Scenario | Lct_BB003b_NPgSubComponent | Number of | NPgN | KIELD01 and SPAD20 | Number of electric HGVs | 0 | SPADEADAM | 0 | 0 | 0 | 0 | 1 | 1 | 2 | 3 | 5 | 7 | 10 | 13 | 16 | 19 | 22 | 25 | 28 | 30 | 32 | 34 | 36 | 37 | 38 | 38 | 38 | 39 | 39 | 39 | 39 | 39 | NPgN | GSP | NPg Planning Scenario | Number of electric HGVs
NPg Planning Scenario | Lct_BB003b_NPgSubComponent | Number of | NPgN | SPEN_1 | Number of electric HGVs | Spennymoor | SPENNYMOOR | 3 | 6 | 12 | 19 | 28 | 57 | 106 | 174 | 261 | 367 | 494 | 629 | 773 | 925 | 1087 | 1235 | 1369 | 1491 | 1599 | 1693 | 1767 | 1826 | 1869 | 1896 | 1907 | 1913 | 1918 | 1924 | 1929 | 1935 | NPgN | GSP | NPg Planning Scenario | Number of electric HGVs
NPg Planning Scenario | Lct_BB003b_NPgSubComponent | Number of | NPgN | STEN_1 | Number of electric HGVs | Stella North | STELLA NORTH | 2 | 4 | 7 | 11 | 17 | 34 | 63 | 103 | 155 | 218 | 293 | 373 | 458 | 549 | 645 | 733 | 812 | 884 | 948 | 1005 | 1049 | 1083 | 1109 | 1125 | 1132 | 1135 | 1138 | 1141 | 1145 | 1148 | NPgN | GSP | NPg Planning Scenario | Number of electric HGVs
NPg Planning Scenario | Lct_BB003b_NPgSubComponent | Number of | NPgN | STES_1 | Number of electric HGVs | Stella South | STELLA SOUTH | 3 | 8 | 15 | 24 | 35 | 70 | 129 | 212 | 318 | 449 | 603 | 768 | 943 | 1130 | 1327 | 1507 | 1672 | 1820 | 1952 | 2067 | 2158 | 2229 | 2281 | 2314 | 2328 | 2335 | 2342 | 2349 | 2355 | 2362 | NPgN | GSP | NPg Planning Scenario | Number of electric HGVs
NPg Planning Scenario | Lct_BB003b_NPgSubComponent | Number of | NPgN | TYNE_1 | Number of electric HGVs | Tynemouth 1 | TYNEMOUTH | 1 | 3 | 5 | 8 | 12 | 24 | 44 | 72 | 109 | 153 | 205 | 262 | 322 | 385 | 452 | 514 | 570 | 620 | 665 | 705 | 735 | 760 | 778 | 789 | 794 | 796 | 798 | 800 | 803 | 805 | NPgN | GSP | NPg Planning Scenario | Number of electric HGVs
NPg Planning Scenario | Lct_BB003b_NPgSubComponent | Number of | NPgN | WBOL_6 | Number of electric HGVs | West Boldon | WEST BOLDON | 3 | 7 | 14 | 23 | 33 | 67 | 123 | 202 | 303 | 427 | 574 | 731 | 899 | 1076 | 1264 | 1436 | 1593 | 1734 | 1859 | 1969 | 2056 | 2124 | 2174 | 2205 | 2218 | 2225 | 2231 | 2238 | 2244 | 2250 | NPgN | GSP | NPg Planning Scenario | Number of electric HGVs
NPg Planning Scenario | Lct_BB003b_NPgSubComponent | Number of | NPgN | BRAW_1 | Number of electric HGVs | Bradford West | BRADFORD WEST | 3 | 9 | 16 | 26 | 39 | 78 | 143 | 235 | 353 | 498 | 669 | 852 | 1047 | 1254 | 1473 | 1673 | 1855 | 2020 | 2166 | 2294 | 2395 | 2474 | 2532 | 2569 | 2584 | 2592 | 2599 | 2607 | 2614 | 2621 | NPgY | GSP | NPg Planning Scenario | Number of electric HGVs
NPg Planning Scenario | Lct_BB003b_NPgSubComponent | Number of | NPgN | CAMB_01 | Number of electric HGVs | Camblesforth | CAMBLESFORTH | 1 | 3 | 6 | 9 | 14 | 27 | 50 | 83 | 124 | 175 | 235 | 300 | 368 | 441 | 518 | 589 | 653 | 711 | 762 | 807 | 843 | 871 | 891 | 904 | 909 | 912 | 915 | 917 | 920 | 923 | NPgY | GSP | NPg Planning Scenario | Number of electric HGVs
NPg Planning Scenario | Lct_BB003b_NPgSubComponent | Number of | NPgN | CREB_1 | Number of electric HGVs | Creyke Beck | CREYKE BECK | 5 | 13 | 23 | 38 | 55 | 112 | 206 | 339 | 509 | 717 | 963 | 1227 | 1508 | 1806 | 2121 | 2410 | 2672 | 2909 | 3120 | 3304 | 3449 | 3563 | 3647 | 3700 | 3722 | 3733 | 3743 | 3754 | 3765 | 3775 | NPgY | GSP | NPg Planning Scenario | Number of electric HGVs
NPg Planning Scenario | Lct_BB003b_NPgSubComponent | Number of | NPgN | DRAX_YEDL | Number of electric HGVs | Drax | DRAX | 2 | 4 | 8 | 13 | 20 | 40 | 73 | 121 | 181 | 255 | 343 | 437 | 537 | 643 | 755 | 857 | 951 | 1035 | 1110 | 1176 | 1227 | 1268 | 1298 | 1317 | 1324 | 1328 | 1332 | 1336 | 1340 | 1344 | NPgY | GSP | NPg Planning Scenario | Number of electric HGVs
NPg Planning Scenario | Lct_BB003b_NPgSubComponent | Number of | NPgN | ELLA_1 | Number of electric HGVs | Elland | ELLAND | 4 | 10 | 19 | 30 | 44 | 89 | 164 | 269 | 404 | 570 | 766 | 975 | 1198 | 1435 | 1685 | 1915 | 2124 | 2312 | 2479 | 2626 | 2741 | 2832 | 2898 | 2940 | 2958 | 2966 | 2975 | 2983 | 2992 | 3000 | NPgY | GSP | NPg Planning Scenario | Number of electric HGVs
NPg Planning Scenario | Lct_BB003b_NPgSubComponent | Number of | NPgN | FERRA2 | Number of electric HGVs | Ferrybridge A | FERRYBRIDGE A | 3 | 7 | 14 | 22 | 32 | 65 | 120 | 197 | 295 | 416 | 559 | 712 | 875 | 1048 | 1231 | 1399 | 1551 | 1689 | 1811 | 1918 | 2002 | 2069 | 2117 | 2148 | 2161 | 2167 | 2173 | 2179 | 2186 | 2192 | NPgY | GSP | NPg Planning Scenario | Number of electric HGVs
NPg Planning Scenario | Lct_BB003b_NPgSubComponent | Number of | NPgN | FERRB9 | Number of electric HGVs | Ferrybridge B (_M) | FERRYBRIDGE B | 7 | 17 | 32 | 52 | 76 | 153 | 282 | 463 | 696 | 980 | 1317 | 1678 | 2061 | 2469 | 2899 | 3294 | 3653 | 3977 | 4265 | 4517 | 4715 | 4871 | 4985 | 5058 | 5088 | 5103 | 5117 | 5132 | 5147 | 5161 | NPgY | GSP | NPg Planning Scenario | Number of electric HGVs
NPg Planning Scenario | Lct_BB003b_NPgSubComponent | Number of | NPgN | GRIW_1 | Number of electric HGVs | Grimsby West | GRIMSBY WEST | 5 | 13 | 24 | 39 | 57 | 116 | 214 | 350 | 526 | 741 | 996 | 1269 | 1559 | 1867 | 2193 | 2492 | 2763 | 3008 | 3226 | 3417 | 3567 | 3685 | 3771 | 3826 | 3849 | 3860 | 3871 | 3882 | 3893 | 3904 | NPgY | GSP | NPg Planning Scenario | Number of electric HGVs
NPg Planning Scenario | Lct_BB003b_NPgSubComponent | Number of | NPgN | JORD_3 | Number of electric HGVs | Jordanthorpe | JORDANTHORPE | 0 | 0 | 0 | 0 | 0 | 1 | 1 | 2 | 3 | 5 | 6 | 8 | 10 | 12 | 14 | 16 | 18 | 19 | 20 | 22 | 23 | 23 | 24 | 24 | 24 | 24 | 25 | 25 | 25 | 25 | NPgY | GSP | NPg Planning Scenario | Number of electric HGVs
NPg Planning Scenario | Lct_BB003b_NPgSubComponent | Number of | NPgN | KEAD_YEDL | Number of electric HGVs | Keadby | KEADBY | 4 | 11 | 21 | 33 | 49 | 99 | 183 | 300 | 451 | 635 | 854 | 1087 | 1336 | 1600 | 1879 | 2135 | 2367 | 2577 | 2764 | 2927 | 3056 | 3157 | 3231 | 3277 | 3297 | 3307 | 3316 | 3326 | 3335 | 3345 | NPgY | GSP | NPg Planning Scenario | Number of electric HGVs
NPg Planning Scenario | Lct_BB003b_NPgSubComponent | Number of | NPgN | KIRKB1 | Number of electric HGVs | Kirkstall B | KIRKSTALL B | 2 | 6 | 12 | 19 | 27 | 55 | 102 | 168 | 252 | 355 | 477 | 607 | 746 | 893 | 1049 | 1192 | 1322 | 1439 | 1543 | 1634 | 1706 | 1762 | 1804 | 1830 | 1841 | 1846 | 1851 | 1857 | 1862 | 1867 | NPgY | GSP | NPg Planning Scenario | Number of electric HGVs
NPg Planning Scenario | Lct_BB003b_NPgSubComponent | Number of | NPgN | NEEP_3 | Number of electric HGVs | Neepsend | NEEPSEND | 0 | 1 | 2 | 2 | 4 | 7 | 13 | 22 | 33 | 46 | 62 | 79 | 97 | 117 | 137 | 156 | 173 | 188 | 202 | 213 | 223 | 230 | 236 | 239 | 240 | 241 | 242 | 243 | 243 | 244 | NPgY | GSP | NPg Planning Scenario | Number of electric HGVs
NPg Planning Scenario | Lct_BB003b_NPgSubComponent | Number of | NPgN | NORL_3 | Number of electric HGVs | Norton Lees | NORTON LEES | 0 | 0 | 0 | 0 | 0 | 0 | 1 | 1 | 2 | 3 | 4 | 5 | 6 | 7 | 8 | 9 | 11 | 11 | 12 | 13 | 14 | 14 | 14 | 15 | 15 | 15 | 15 | 15 | 15 | 15 | NPgY | GSP | NPg Planning Scenario | Number of electric HGVs
NPg Planning Scenario | Lct_BB003b_NPgSubComponent | Number of | NPgN | PITS_BB_B | Number of electric HGVs | Pitsmoor | PITSMOOR 3/4 | 0 | 1 | 1 | 2 | 3 | 5 | 9 | 15 | 23 | 32 | 44 | 56 | 68 | 82 | 96 | 109 | 121 | 132 | 141 | 150 | 156 | 161 | 165 | 167 | 168 | 169 | 169 | 170 | 170 | 171 | NPgY | GSP | NPg Planning Scenario | Number of electric HGVs
NPg Planning Scenario | Lct_BB003b_NPgSubComponent | Number of | NPgN | SALT_1 | Number of electric HGVs | Saltend North | SALTEND NORTH | 1 | 3 | 7 | 10 | 15 | 31 | 57 | 94 | 141 | 199 | 267 | 340 | 418 | 501 | 588 | 669 | 741 | 807 | 866 | 917 | 957 | 989 | 1012 | 1027 | 1033 | 1036 | 1039 | 1042 | 1045 | 1048 | NPgY | GSP | NPg Planning Scenario | Number of electric HGVs
NPg Planning Scenario | Lct_BB003b_NPgSubComponent | Number of | NPgN | SHEC_3 | Number of electric HGVs | Sheffield City | SHEFFIELD CITY | 0 | 1 | 2 | 4 | 5 | 11 | 20 | 33 | 49 | 70 | 94 | 119 | 146 | 175 | 206 | 234 | 259 | 282 | 303 | 321 | 335 | 346 | 354 | 359 | 361 | 362 | 363 | 364 | 365 | 367 | NPgY | GSP | NPg Planning Scenario | Number of electric HGVs
NPg Planning Scenario | Lct_BB003b_NPgSubComponent | Number of | NPgN | SKLGB1 | Number of electric HGVs | Skelton Grange | SKELTON GRANGE | 10 | 26 | 48 | 77 | 113 | 229 | 422 | 693 | 1041 | 1467 | 1971 | 2510 | 3085 | 3694 | 4338 | 4929 | 5466 | 5951 | 6382 | 6759 | 7056 | 7289 | 7460 | 7568 | 7613 | 7636 | 7658 | 7680 | 7701 | 7723 | NPgY | GSP | NPg Planning Scenario | Number of electric HGVs
NPg Planning Scenario | Lct_BB003b_NPgSubComponent | Number of | NPgN | TEMP_3 | Number of electric HGVs | Templeborough | TEMPLEBOROUGH 275/33KV | 0 | 0 | 1 | 1 | 1 | 3 | 5 | 9 | 13 | 19 | 25 | 32 | 40 | 47 | 56 | 63 | 70 | 76 | 82 | 87 | 91 | 93 | 96 | 97 | 98 | 98 | 98 | 99 | 99 | 99 | NPgY | GSP | NPg Planning Scenario | Number of electric HGVs
NPg Planning Scenario | Lct_BB003b_NPgSubComponent | Number of | NPgN | THUR_6 | Number of electric HGVs | Thurcroft | THURCROFT | 4 | 9 | 17 | 27 | 40 | 81 | 149 | 244 | 366 | 516 | 694 | 883 | 1086 | 1300 | 1527 | 1735 | 1924 | 2094 | 2246 | 2379 | 2483 | 2565 | 2625 | 2663 | 2679 | 2687 | 2695 | 2703 | 2710 | 2718 | NPgY | GSP | NPg Planning Scenario | Number of electric HGVs
NPg Planning Scenario | Lct_BB003b_NPgSubComponent | Number of | NPgN | WMEL_THOM | Number of electric HGVs | Thorpe Marsh | WEST MELTON / THORPE MARSH | 8 | 20 | 37 | 59 | 87 | 175 | 323 | 530 | 796 | 1121 | 1507 | 1919 | 2358 | 2824 | 3317 | 3768 | 4179 | 4549 | 4879 | 5167 | 5394 | 5572 | 5703 | 5786 | 5820 | 5837 | 5854 | 5871 | 5887 | 5904 | NPgY | GSP | NPg Planning Scenario | Number of electric HGVs
NPg Planning Scenario | Lct_BB003b_NPgSubComponent | Number of | NPgN | WMEL_BB3 | Number of electric HGVs | West Melton | WEST MELTON SECTION 3 | 4 | 11 | 20 | 33 | 48 | 97 | 178 | 292 | 439 | 618 | 831 | 1059 | 1301 | 1558 | 1829 | 2078 | 2305 | 2509 | 2691 | 2850 | 2975 | 3074 | 3146 | 3191 | 3210 | 3220 | 3229 | 3238 | 3247 | 3257 | NPgY | GSP | NPg Planning Scenario | Number of electric HGVs
NPg Planning Scenario | Lct_BB003b_NPgSubComponent | Number of | NPgN | WIBA_3 | Number of electric HGVs | Wincobank | WINCOBANK | 0 | 1 | 2 | 3 | 4 | 9 | 16 | 26 | 39 | 55 | 74 | 95 | 116 | 139 | 163 | 186 | 206 | 224 | 240 | 255 | 266 | 275 | 281 | 285 | 287 | 288 | 289 | 289 | 290 | 291 | NPgY | GSP | NPg Planning Scenario | Number of electric HGVs
NG FES - System Transformation | Lct_BB003b_NPgSubComponent | Number of | NPgN | BLYTB1 | Number of electric HGVs | Blyth 66kV | BLYTH 66kV | 0 | 0 | 1 | 1 | 2 | 4 | 8 | 13 | 22 | 34 | 50 | 74 | 108 | 155 | 218 | 289 | 358 | 425 | 490 | 553 | 612 | 663 | 698 | 691 | 680 | 669 | 657 | 645 | 632 | 619 | NPgN | GSP | NG FES - System Transformation | Number of electric HGVs
NG FES - System Transformation | Lct_BB003b_NPgSubComponent | Number of | NPgN | BLYTH132 | Number of electric HGVs | Blyth 132kV | BLYTH 132kV | 0 | 0 | 0 | 0 | 0 | 1 | 2 | 3 | 5 | 7 | 10 | 15 | 22 | 31 | 44 | 58 | 72 | 85 | 98 | 111 | 123 | 133 | 140 | 139 | 136 | 134 | 132 | 129 | 127 | 124 | NPgN | GSP | NG FES - System Transformation | Number of electric HGVs
NG FES - System Transformation | Lct_BB003b_NPgSubComponent | Number of | NPgN | FOUR_1 | Number of electric HGVs | Fourstones | FOURSTONES | 0 | 0 | 0 | 0 | 0 | 0 | 0 | 0 | 0 | 1 | 1 | 2 | 2 | 3 | 5 | 6 | 8 | 9 | 10 | 12 | 13 | 14 | 15 | 15 | 14 | 14 | 14 | 14 | 13 | 13 | NPgN | GSP | NG FES - System Transformation | Number of electric HGVs
NG FES - System Transformation | Lct_BB003b_NPgSubComponent | Number of | NPgN | HARM_6 | Number of electric HGVs | Hart Moor | HARTMOOR | 0 | 0 | 0 | 1 | 1 | 3 | 4 | 8 | 13 | 19 | 29 | 43 | 62 | 90 | 126 | 167 | 206 | 245 | 283 | 319 | 353 | 382 | 402 | 398 | 392 | 385 | 379 | 371 | 364 | 357 | NPgN | GSP | NG FES - System Transformation | Number of electric HGVs
NG FES - System Transformation | Lct_BB003b_NPgSubComponent | Number of | NPgN | HAWP_6 | Number of electric HGVs | Hawthorn Pit | HAWTHORN PIT GRID | 0 | 0 | 0 | 1 | 2 | 3 | 5 | 8 | 14 | 22 | 32 | 48 | 70 | 100 | 141 | 187 | 231 | 274 | 316 | 357 | 395 | 428 | 450 | 446 | 438 | 431 | 424 | 416 | 407 | 399 | NPgN | GSP | NG FES - System Transformation | Number of electric HGVs
NG FES - System Transformation | Lct_BB003b_NPgSubComponent | Number of | NPgN | KNARE_111 | Number of electric HGVs | Knaresborough | KNARESBOROUGH | 0 | 1 | 1 | 2 | 3 | 5 | 9 | 16 | 27 | 41 | 60 | 89 | 131 | 188 | 264 | 349 | 432 | 513 | 592 | 668 | 739 | 801 | 842 | 834 | 820 | 808 | 793 | 778 | 763 | 748 | NPgN | GSP | NG FES - System Transformation | Number of electric HGVs
NG FES - System Transformation | Lct_BB003b_NPgSubComponent | Number of | NPgN | LACK_6 | Number of electric HGVs | Lackenby | LACKENBY | 0 | 1 | 1 | 2 | 4 | 8 | 13 | 23 | 39 | 59 | 88 | 130 | 190 | 273 | 384 | 509 | 630 | 748 | 863 | 973 | 1077 | 1167 | 1228 | 1215 | 1195 | 1177 | 1156 | 1134 | 1112 | 1090 | NPgN | GSP | NG FES - System Transformation | Number of electric HGVs
NG FES - System Transformation | Lct_BB003b_NPgSubComponent | Number of | NPgN | NORT_1 | Number of electric HGVs | Norton | NORTON | 1 | 2 | 3 | 6 | 10 | 17 | 30 | 52 | 89 | 133 | 198 | 293 | 429 | 616 | 867 | 1147 | 1420 | 1687 | 1946 | 2194 | 2428 | 2632 | 2769 | 2741 | 2696 | 2654 | 2607 | 2557 | 2507 | 2457 | NPgN | GSP | NG FES - System Transformation | Number of electric HGVs
NG FES - System Transformation | Lct_BB003b_NPgSubComponent | Number of | NPgN | OFFE_3 | Number of electric HGVs | Offerton | OFFERTON | 0 | 0 | 0 | 0 | 0 | 0 | 1 | 1 | 2 | 3 | 4 | 6 | 9 | 13 | 19 | 25 | 31 | 36 | 42 | 47 | 52 | 57 | 60 | 59 | 58 | 57 | 56 | 55 | 54 | 53 | NPgN | GSP | NG FES - System Transformation | Number of electric HGVs
NG FES - System Transformation | Lct_BB003b_NPgSubComponent | Number of | NPgN | OSBA_1 | Number of electric HGVs | Osbaldwick | OSBALDWICK | 0 | 0 | 1 | 1 | 3 | 5 | 8 | 14 | 23 | 35 | 52 | 77 | 112 | 161 | 226 | 300 | 371 | 440 | 508 | 573 | 634 | 687 | 723 | 716 | 704 | 693 | 681 | 668 | 655 | 642 | NPgN | GSP | NG FES - System Transformation | Number of electric HGVs
NG FES - System Transformation | Lct_BB003b_NPgSubComponent | Number of | NPgN | POPP_3 | Number of electric HGVs | Poppleton | POPPLETON | 0 | 0 | 0 | 0 | 1 | 1 | 2 | 3 | 5 | 7 | 11 | 16 | 23 | 34 | 47 | 63 | 78 | 92 | 106 | 120 | 133 | 144 | 151 | 150 | 147 | 145 | 142 | 140 | 137 | 134 | NPgN | GSP | NG FES - System Transformation | Number of electric HGVs
NG FES - System Transformation | Lct_BB003b_NPgSubComponent | Number of | NPgN | SALH_1 | Number of electric HGVs | Saltholme | SALTHOLME | 0 | 0 | 0 | 0 | 0 | 0 | 0 | 0 | 0 | 0 | 0 | 0 | 0 | 0 | 0 | 0 | 0 | 0 | 0 | 0 | 0 | 0 | 0 | 0 | 0 | 0 | 0 | 0 | 0 | 0 | NPgN | GSP | NG FES - System Transformation | Number of electric HGVs
NG FES - System Transformation | Lct_BB003b_NPgSubComponent | Number of | NPgN | SSHI_3 | Number of electric HGVs | South Shields | SOUTH SHIELDS | 0 | 0 | 0 | 0 | 1 | 1 | 2 | 4 | 6 | 9 | 14 | 20 | 30 | 42 | 60 | 79 | 98 | 116 | 134 | 151 | 167 | 181 | 190 | 188 | 185 | 182 | 179 | 176 | 172 | 169 | NPgN | GSP | NG FES - System Transformation | Number of electric HGVs
NG FES - System Transformation | Lct_BB003b_NPgSubComponent | Number of | NPgN | KIELD01 and SPAD20 | Number of electric HGVs | 0 | SPADEADAM | 0 | 0 | 0 | 0 | 0 | 0 | 0 | 0 | 1 | 1 | 2 | 2 | 3 | 5 | 7 | 9 | 11 | 13 | 16 | 18 | 19 | 21 | 22 | 22 | 22 | 21 | 21 | 20 | 20 | 20 | NPgN | GSP | NG FES - System Transformation | Number of electric HGVs
NG FES - System Transformation | Lct_BB003b_NPgSubComponent | Number of | NPgN | SPEN_1 | Number of electric HGVs | Spennymoor | SPENNYMOOR | 0 | 1 | 1 | 2 | 4 | 7 | 12 | 21 | 35 | 53 | 79 | 117 | 170 | 245 | 344 | 456 | 564 | 670 | 772 | 871 | 964 | 1045 | 1099 | 1088 | 1070 | 1054 | 1035 | 1015 | 995 | 976 | NPgN | GSP | NG FES - System Transformation | Number of electric HGVs
NG FES - System Transformation | Lct_BB003b_NPgSubComponent | Number of | NPgN | STEN_1 | Number of electric HGVs | Stella North | STELLA NORTH | 0 | 0 | 1 | 1 | 2 | 4 | 7 | 12 | 21 | 31 | 47 | 69 | 101 | 145 | 204 | 270 | 335 | 397 | 458 | 517 | 572 | 620 | 652 | 646 | 635 | 625 | 614 | 602 | 590 | 579 | NPgN | GSP | NG FES - System Transformation | Number of electric HGVs
NG FES - System Transformation | Lct_BB003b_NPgSubComponent | Number of | NPgN | STES_1 | Number of electric HGVs | Stella South | STELLA SOUTH | 0 | 1 | 1 | 3 | 5 | 8 | 15 | 25 | 43 | 65 | 96 | 142 | 208 | 299 | 420 | 556 | 688 | 817 | 943 | 1064 | 1177 | 1276 | 1342 | 1328 | 1307 | 1286 | 1264 | 1239 | 1215 | 1191 | NPgN | GSP | NG FES - System Transformation | Number of electric HGVs
NG FES - System Transformation | Lct_BB003b_NPgSubComponent | Number of | NPgN | TYNE_1 | Number of electric HGVs | Tynemouth 1 | TYNEMOUTH | 0 | 0 | 0 | 1 | 2 | 3 | 5 | 9 | 15 | 22 | 33 | 48 | 71 | 102 | 143 | 190 | 235 | 279 | 321 | 363 | 401 | 435 | 457 | 453 | 445 | 438 | 431 | 422 | 414 | 406 | NPgN | GSP | NG FES - System Transformation | Number of electric HGVs
NG FES - System Transformation | Lct_BB003b_NPgSubComponent | Number of | NPgN | WBOL_6 | Number of electric HGVs | West Boldon | WEST BOLDON | 0 | 1 | 1 | 3 | 5 | 8 | 14 | 24 | 41 | 62 | 92 | 136 | 198 | 285 | 400 | 530 | 656 | 779 | 898 | 1013 | 1121 | 1215 | 1278 | 1266 | 1245 | 1226 | 1204 | 1181 | 1158 | 1135 | NPgN | GSP | NG FES - System Transformation | Number of electric HGVs
NG FES - System Transformation | Lct_BB003b_NPgSubComponent | Number of | NPgN | BRAW_1 | Number of electric HGVs | Bradford West | BRADFORD WEST | 1 | 1 | 2 | 3 | 6 | 9 | 14 | 22 | 33 | 50 | 74 | 110 | 161 | 231 | 325 | 431 | 533 | 633 | 730 | 824 | 911 | 988 | 1039 | 1029 | 1012 | 996 | 979 | 960 | 941 | 922 | NPgY | GSP | NG FES - System Transformation | Number of electric HGVs
NG FES - System Transformation | Lct_BB003b_NPgSubComponent | Number of | NPgN | CAMB_01 | Number of electric HGVs | Camblesforth | CAMBLESFORTH | 0 | 0 | 1 | 1 | 2 | 3 | 5 | 8 | 12 | 18 | 26 | 39 | 57 | 81 | 114 | 152 | 188 | 223 | 257 | 290 | 321 | 348 | 366 | 362 | 356 | 351 | 344 | 338 | 331 | 325 | NPgY | GSP | NG FES - System Transformation | Number of electric HGVs
NG FES - System Transformation | Lct_BB003b_NPgSubComponent | Number of | NPgN | CREB_1 | Number of electric HGVs | Creyke Beck | CREYKE BECK | 1 | 2 | 3 | 5 | 8 | 13 | 20 | 31 | 48 | 72 | 107 | 159 | 232 | 333 | 468 | 620 | 768 | 912 | 1052 | 1186 | 1313 | 1423 | 1497 | 1482 | 1457 | 1435 | 1409 | 1382 | 1355 | 1328 | NPgY | GSP | NG FES - System Transformation | Number of electric HGVs
NG FES - System Transformation | Lct_BB003b_NPgSubComponent | Number of | NPgN | DRAX_YEDL | Number of electric HGVs | Drax | DRAX | 0 | 1 | 1 | 2 | 3 | 5 | 7 | 11 | 17 | 26 | 38 | 56 | 83 | 119 | 167 | 221 | 273 | 324 | 374 | 422 | 467 | 506 | 533 | 527 | 519 | 511 | 502 | 492 | 482 | 473 | NPgY | GSP | NG FES - System Transformation | Number of electric HGVs
NG FES - System Transformation | Lct_BB003b_NPgSubComponent | Number of | NPgN | ELLA_1 | Number of electric HGVs | Elland | ELLAND | 1 | 1 | 2 | 4 | 6 | 10 | 16 | 25 | 38 | 57 | 85 | 126 | 184 | 265 | 372 | 493 | 610 | 725 | 836 | 943 | 1043 | 1131 | 1189 | 1177 | 1158 | 1140 | 1120 | 1099 | 1077 | 1056 | NPgY | GSP | NG FES - System Transformation | Number of electric HGVs
NG FES - System Transformation | Lct_BB003b_NPgSubComponent | Number of | NPgN | FERRA2 | Number of electric HGVs | Ferrybridge A | FERRYBRIDGE A | 1 | 1 | 2 | 3 | 5 | 7 | 12 | 18 | 28 | 42 | 62 | 92 | 135 | 193 | 272 | 360 | 446 | 529 | 611 | 689 | 762 | 826 | 869 | 860 | 846 | 833 | 818 | 802 | 787 | 771 | NPgY | GSP | NG FES - System Transformation | Number of electric HGVs
NG FES - System Transformation | Lct_BB003b_NPgSubComponent | Number of | NPgN | FERRB9 | Number of electric HGVs | Ferrybridge B (_M) | FERRYBRIDGE B | 1 | 2 | 4 | 7 | 11 | 17 | 27 | 42 | 66 | 98 | 147 | 217 | 317 | 455 | 640 | 848 | 1050 | 1246 | 1438 | 1622 | 1795 | 1945 | 2046 | 2025 | 1992 | 1961 | 1927 | 1890 | 1853 | 1816 | NPgY | GSP | NG FES - System Transformation | Number of electric HGVs
NG FES - System Transformation | Lct_BB003b_NPgSubComponent | Number of | NPgN | GRIW_1 | Number of electric HGVs | Grimsby West | GRIMSBY WEST | 1 | 2 | 3 | 5 | 8 | 13 | 21 | 32 | 50 | 75 | 111 | 164 | 240 | 345 | 484 | 641 | 794 | 943 | 1088 | 1227 | 1358 | 1471 | 1548 | 1532 | 1507 | 1484 | 1458 | 1429 | 1401 | 1374 | NPgY | GSP | NG FES - System Transformation | Number of electric HGVs
NG FES - System Transformation | Lct_BB003b_NPgSubComponent | Number of | NPgN | JORD_3 | Number of electric HGVs | Jordanthorpe | JORDANTHORPE | 0 | 0 | 0 | 0 | 0 | 0 | 0 | 0 | 0 | 0 | 1 | 1 | 2 | 2 | 3 | 4 | 5 | 6 | 7 | 8 | 9 | 9 | 10 | 10 | 10 | 9 | 9 | 9 | 9 | 9 | NPgY | GSP | NG FES - System Transformation | Number of electric HGVs
NG FES - System Transformation | Lct_BB003b_NPgSubComponent | Number of | NPgN | KEAD_YEDL | Number of electric HGVs | Keadby | KEADBY | 1 | 2 | 3 | 4 | 7 | 11 | 18 | 27 | 43 | 64 | 95 | 141 | 206 | 295 | 415 | 549 | 680 | 808 | 932 | 1051 | 1163 | 1260 | 1326 | 1313 | 1291 | 1271 | 1249 | 1225 | 1200 | 1177 | NPgY | GSP | NG FES - System Transformation | Number of electric HGVs
NG FES - System Transformation | Lct_BB003b_NPgSubComponent | Number of | NPgN | KIRKB1 | Number of electric HGVs | Kirkstall B | KIRKSTALL B | 1 | 1 | 1 | 2 | 4 | 6 | 10 | 15 | 24 | 36 | 53 | 78 | 115 | 165 | 232 | 307 | 380 | 451 | 520 | 587 | 649 | 704 | 740 | 733 | 721 | 710 | 697 | 684 | 670 | 657 | NPgY | GSP | NG FES - System Transformation | Number of electric HGVs
NG FES - System Transformation | Lct_BB003b_NPgSubComponent | Number of | NPgN | NEEP_3 | Number of electric HGVs | Neepsend | NEEPSEND | 0 | 0 | 0 | 0 | 1 | 1 | 1 | 2 | 3 | 5 | 7 | 10 | 15 | 22 | 30 | 40 | 50 | 59 | 68 | 77 | 85 | 92 | 97 | 96 | 94 | 93 | 91 | 89 | 88 | 86 | NPgY | GSP | NG FES - System Transformation | Number of electric HGVs
NG FES - System Transformation | Lct_BB003b_NPgSubComponent | Number of | NPgN | NORL_3 | Number of electric HGVs | Norton Lees | NORTON LEES | 0 | 0 | 0 | 0 | 0 | 0 | 0 | 0 | 0 | 0 | 0 | 1 | 1 | 1 | 2 | 2 | 3 | 4 | 4 | 5 | 5 | 6 | 6 | 6 | 6 | 6 | 6 | 5 | 5 | 5 | NPgY | GSP | NG FES - System Transformation | Number of electric HGVs
NG FES - System Transformation | Lct_BB003b_NPgSubComponent | Number of | NPgN | PITS_BB_B | Number of electric HGVs | Pitsmoor | PITSMOOR 3/4 | 0 | 0 | 0 | 0 | 0 | 1 | 1 | 1 | 2 | 3 | 5 | 7 | 11 | 15 | 21 | 28 | 35 | 41 | 48 | 54 | 59 | 64 | 68 | 67 | 66 | 65 | 64 | 63 | 61 | 60 | NPgY | GSP | NG FES - System Transformation | Number of electric HGVs
NG FES - System Transformation | Lct_BB003b_NPgSubComponent | Number of | NPgN | SALT_1 | Number of electric HGVs | Saltend North | SALTEND NORTH | 0 | 0 | 1 | 1 | 2 | 4 | 6 | 9 | 13 | 20 | 30 | 44 | 64 | 92 | 130 | 172 | 213 | 253 | 292 | 329 | 364 | 395 | 415 | 411 | 404 | 398 | 391 | 384 | 376 | 369 | NPgY | GSP | NG FES - System Transformation | Number of electric HGVs
NG FES - System Transformation | Lct_BB003b_NPgSubComponent | Number of | NPgN | SHEC_3 | Number of electric HGVs | Sheffield City | SHEFFIELD CITY | 0 | 0 | 0 | 0 | 1 | 1 | 2 | 3 | 5 | 7 | 10 | 15 | 23 | 32 | 45 | 60 | 75 | 89 | 102 | 115 | 127 | 138 | 145 | 144 | 141 | 139 | 137 | 134 | 132 | 129 | NPgY | GSP | NG FES - System Transformation | Number of electric HGVs
NG FES - System Transformation | Lct_BB003b_NPgSubComponent | Number of | NPgN | SKLGB1 | Number of electric HGVs | Skelton Grange | SKELTON GRANGE | 2 | 4 | 6 | 10 | 16 | 26 | 41 | 63 | 98 | 147 | 219 | 324 | 475 | 682 | 958 | 1269 | 1571 | 1865 | 2151 | 2426 | 2685 | 2911 | 3062 | 3031 | 2981 | 2935 | 2883 | 2828 | 2772 | 2717 | NPgY | GSP | NG FES - System Transformation | Number of electric HGVs
NG FES - System Transformation | Lct_BB003b_NPgSubComponent | Number of | NPgN | TEMP_3 | Number of electric HGVs | Templeborough | TEMPLEBOROUGH 275/33KV | 0 | 0 | 0 | 0 | 0 | 0 | 1 | 1 | 1 | 2 | 3 | 4 | 6 | 9 | 12 | 16 | 20 | 24 | 28 | 31 | 34 | 37 | 39 | 39 | 38 | 38 | 37 | 36 | 36 | 35 | NPgY | GSP | NG FES - System Transformation | Number of electric HGVs
NG FES - System Transformation | Lct_BB003b_NPgSubComponent | Number of | NPgN | THUR_6 | Number of electric HGVs | Thurcroft | THURCROFT | 1 | 1 | 2 | 4 | 6 | 9 | 14 | 22 | 35 | 52 | 77 | 114 | 167 | 240 | 337 | 447 | 553 | 656 | 757 | 854 | 945 | 1024 | 1077 | 1067 | 1049 | 1033 | 1015 | 995 | 976 | 956 | NPgY | GSP | NG FES - System Transformation | Number of electric HGVs
NG FES - System Transformation | Lct_BB003b_NPgSubComponent | Number of | NPgN | WMEL_THOM | Number of electric HGVs | Thorpe Marsh | WEST MELTON / THORPE MARSH | 2 | 3 | 4 | 8 | 12 | 20 | 31 | 48 | 75 | 113 | 168 | 248 | 363 | 521 | 732 | 970 | 1201 | 1426 | 1645 | 1855 | 2053 | 2225 | 2340 | 2317 | 2279 | 2244 | 2204 | 2162 | 2119 | 2077 | NPgY | GSP | NG FES - System Transformation | Number of electric HGVs
NG FES - System Transformation | Lct_BB003b_NPgSubComponent | Number of | NPgN | WMEL_BB3 | Number of electric HGVs | West Melton | WEST MELTON SECTION 3 | 1 | 2 | 2 | 4 | 7 | 11 | 17 | 27 | 41 | 62 | 93 | 137 | 200 | 287 | 404 | 535 | 662 | 786 | 907 | 1023 | 1132 | 1227 | 1291 | 1278 | 1257 | 1238 | 1216 | 1192 | 1169 | 1146 | NPgY | GSP | NG FES - System Transformation | Number of electric HGVs
NG FES - System Transformation | Lct_BB003b_NPgSubComponent | Number of | NPgN | WIBA_3 | Number of electric HGVs | Wincobank | WINCOBANK | 0 | 0 | 0 | 0 | 1 | 1 | 2 | 2 | 4 | 6 | 8 | 12 | 18 | 26 | 36 | 48 | 59 | 70 | 81 | 91 | 101 | 110 | 115 | 114 | 112 | 111 | 109 | 107 | 104 | 102 | NPgY | GSP | NG FES - System Transformation | Number of electric HGVs
NG FES - Consumer Transformation | Lct_BB001 | Number of | NPgN | BLYTB1 | Number of full electric cars and vans | Blyth 66kV | BLYTH 66kV | 607 | 1202 | 2323 | 4394 | 7993 | 14039 | 19613 | 26547 | 34828 | 44298 | 55826 | 68078 | 80243 | 91338 | 101296 | 109393 | 115458 | 119789 | 122635 | 124582 | 125103 | 125132 | 124987 | 124665 | 124080 | 123210 | 122066 | 120688 | 118638 | 116247 | NPgN | GSP | NG FES - Consumer Transformation | Number of full electric cars and vans
NG FES - Consumer Transformation | Lct_BB001 | Number of | NPgN | BLYTH132 | Number of full electric cars and vans | Blyth 132kV | BLYTH 132kV | 395 | 724 | 1289 | 2233 | 3698 | 5872 | 7545 | 9600 | 12037 | 14810 | 18181 | 21757 | 25304 | 28540 | 31445 | 33813 | 35596 | 36873 | 37716 | 38297 | 38457 | 38466 | 38421 | 38322 | 38142 | 37875 | 37523 | 37100 | 36469 | 35734 | NPgN | GSP | NG FES - Consumer Transformation | Number of full electric cars and vans
NG FES - Consumer Transformation | Lct_BB001 | Number of | NPgN | FOUR_1 | Number of full electric cars and vans | Fourstones | FOURSTONES | 71 | 135 | 251 | 456 | 798 | 1347 | 1823 | 2414 | 3117 | 3921 | 4899 | 5937 | 6968 | 7908 | 8752 | 9439 | 9954 | 10322 | 10564 | 10731 | 10775 | 10778 | 10765 | 10738 | 10687 | 10612 | 10514 | 10395 | 10219 | 10013 | NPgN | GSP | NG FES - Consumer Transformation | Number of full electric cars and vans
NG FES - Consumer Transformation | Lct_BB001 | Number of | NPgN | HARM_6 | Number of full electric cars and vans | Hart Moor | HARTMOOR | 249 | 501 | 981 | 1882 | 3469 | 6171 | 8702 | 11856 | 15624 | 19934 | 25183 | 30761 | 36301 | 41353 | 45887 | 49573 | 52333 | 54304 | 55598 | 56483 | 56719 | 56732 | 56666 | 56520 | 56255 | 55861 | 55342 | 54717 | 53788 | 52704 | NPgN | GSP | NG FES - Consumer Transformation | Number of full electric cars and vans
NG FES - Consumer Transformation | Lct_BB001 | Number of | NPgN | HAWP_6 | Number of full electric cars and vans | Hawthorn Pit | HAWTHORN PIT GRID | 379 | 744 | 1426 | 2673 | 4821 | 8396 | 11653 | 15702 | 20536 | 26062 | 32789 | 39938 | 47035 | 53508 | 59318 | 64042 | 67583 | 70111 | 71773 | 72911 | 73215 | 73232 | 73148 | 72959 | 72617 | 72108 | 71438 | 70632 | 69432 | 68032 | NPgN | GSP | NG FES - Consumer Transformation | Number of full electric cars and vans
NG FES - Consumer Transformation | Lct_BB001 | Number of | NPgN | KNARE_111 | Number of full electric cars and vans | Knaresborough | KNARESBOROUGH | 734 | 1403 | 2613 | 4762 | 8343 | 14105 | 19126 | 25348 | 32764 | 41233 | 51538 | 62485 | 73350 | 83261 | 92156 | 99394 | 104824 | 108705 | 111259 | 113009 | 113481 | 113508 | 113376 | 113085 | 112553 | 111765 | 110727 | 109477 | 107617 | 105448 | NPgN | GSP | NG FES - Consumer Transformation | Number of full electric cars and vans
NG FES - Consumer Transformation | Lct_BB001 | Number of | NPgN | LACK_6 | Number of full electric cars and vans | Lackenby | LACKENBY | 364 | 760 | 1543 | 3057 | 5804 | 10614 | 15268 | 21078 | 28029 | 35985 | 45675 | 55977 | 66209 | 75539 | 83914 | 90718 | 95810 | 99444 | 101828 | 103457 | 103889 | 103913 | 103793 | 103526 | 103040 | 102318 | 101368 | 100223 | 98521 | 96535 | NPgN | GSP | NG FES - Consumer Transformation | Number of full electric cars and vans
NG FES - Consumer Transformation | Lct_BB001 | Number of | NPgN | NORT_1 | Number of full electric cars and vans | Norton | NORTON | 1359 | 2770 | 5494 | 10653 | 19841 | 35645 | 50633 | 69317 | 91653 | 117210 | 148332 | 181414 | 214265 | 244225 | 271116 | 292971 | 309332 | 321012 | 328679 | 333921 | 335317 | 335394 | 335007 | 334145 | 332575 | 330244 | 327178 | 323484 | 317990 | 311579 | NPgN | GSP | NG FES - Consumer Transformation | Number of full electric cars and vans
NG FES - Consumer Transformation | Lct_BB001 | Number of | NPgN | OFFE_3 | Number of full electric cars and vans | Offerton | OFFERTON | 167 | 334 | 652 | 1244 | 2283 | 4046 | 5689 | 7735 | 10180 | 12976 | 16380 | 19998 | 23591 | 26867 | 29808 | 32199 | 33989 | 35268 | 36108 | 36682 | 36835 | 36844 | 36801 | 36706 | 36534 | 36278 | 35941 | 35535 | 34932 | 34228 | NPgN | GSP | NG FES - Consumer Transformation | Number of full electric cars and vans
NG FES - Consumer Transformation | Lct_BB001 | Number of | NPgN | OSBA_1 | Number of full electric cars and vans | Osbaldwick | OSBALDWICK | 1370 | 2576 | 4711 | 8421 | 14447 | 23882 | 31787 | 41557 | 53185 | 66448 | 82583 | 99715 | 116716 | 132225 | 146145 | 157479 | 165990 | 172077 | 176087 | 178839 | 179586 | 179628 | 179420 | 178959 | 178118 | 176870 | 175228 | 173249 | 170306 | 166873 | NPgN | GSP | NG FES - Consumer Transformation | Number of full electric cars and vans
NG FES - Consumer Transformation | Lct_BB001 | Number of | NPgN | POPP_3 | Number of full electric cars and vans | Poppleton | POPPLETON | 237 | 444 | 810 | 1440 | 2458 | 4040 | 5351 | 6970 | 8896 | 11093 | 13765 | 16601 | 19416 | 21984 | 24289 | 26166 | 27575 | 28584 | 29249 | 29705 | 29829 | 29836 | 29801 | 29725 | 29585 | 29378 | 29105 | 28776 | 28288 | 27717 | NPgN | GSP | NG FES - Consumer Transformation | Number of full electric cars and vans
NG FES - Consumer Transformation | Lct_BB001 | Number of | NPgN | SALH_1 | Number of full electric cars and vans | Saltholme | SALTHOLME | 5 | 11 | 22 | 42 | 78 | 141 | 201 | 276 | 365 | 468 | 592 | 724 | 856 | 976 | 1083 | 1170 | 1236 | 1283 | 1313 | 1334 | 1340 | 1340 | 1339 | 1335 | 1329 | 1320 | 1307 | 1293 | 1271 | 1245 | NPgN | GSP | NG FES - Consumer Transformation | Number of full electric cars and vans
NG FES - Consumer Transformation | Lct_BB001 | Number of | NPgN | SSHI_3 | Number of full electric cars and vans | South Shields | SOUTH SHIELDS | 159 | 314 | 608 | 1149 | 2090 | 3670 | 5127 | 6939 | 9104 | 11579 | 14592 | 17794 | 20973 | 23873 | 26476 | 28592 | 30177 | 31309 | 32053 | 32562 | 32698 | 32705 | 32668 | 32584 | 32430 | 32203 | 31904 | 31544 | 31008 | 30383 | NPgN | GSP | NG FES - Consumer Transformation | Number of full electric cars and vans
NG FES - Consumer Transformation | Lct_BB001 | Number of | NPgN | KIELD01 and SPAD20 | Number of full electric cars and vans | 0 | SPADEADAM | 20 | 40 | 79 | 152 | 281 | 500 | 705 | 961 | 1267 | 1617 | 2043 | 2496 | 2945 | 3355 | 3723 | 4022 | 4246 | 4406 | 4511 | 4583 | 4602 | 4603 | 4598 | 4586 | 4564 | 4532 | 4490 | 4440 | 4364 | 4276 | NPgN | GSP | NG FES - Consumer Transformation | Number of full electric cars and vans
NG FES - Consumer Transformation | Lct_BB001 | Number of | NPgN | SPEN_1 | Number of full electric cars and vans | Spennymoor | SPENNYMOOR | 912 | 1783 | 3400 | 6348 | 11397 | 19764 | 27341 | 36758 | 47997 | 60842 | 76479 | 93094 | 109590 | 124635 | 138139 | 149121 | 157351 | 163231 | 167095 | 169741 | 170450 | 170489 | 170292 | 169854 | 169056 | 167871 | 166313 | 164435 | 161642 | 158384 | NPgN | GSP | NG FES - Consumer Transformation | Number of full electric cars and vans
NG FES - Consumer Transformation | Lct_BB001 | Number of | NPgN | STEN_1 | Number of full electric cars and vans | Stella North | STELLA NORTH | 580 | 1137 | 2170 | 4057 | 7293 | 12662 | 17532 | 23585 | 30811 | 39070 | 49123 | 59806 | 70412 | 80085 | 88767 | 95828 | 101119 | 104899 | 107383 | 109084 | 109540 | 109565 | 109438 | 109157 | 108644 | 107882 | 106881 | 105674 | 103879 | 101785 | NPgN | GSP | NG FES - Consumer Transformation | Number of full electric cars and vans
NG FES - Consumer Transformation | Lct_BB001 | Number of | NPgN | STES_1 | Number of full electric cars and vans | Stella South | STELLA SOUTH | 568 | 1096 | 2064 | 3803 | 6737 | 11525 | 15776 | 21050 | 27341 | 34527 | 43274 | 52566 | 61790 | 70204 | 77755 | 83899 | 88505 | 91796 | 93961 | 95444 | 95842 | 95865 | 95754 | 95508 | 95059 | 94393 | 93516 | 92460 | 90890 | 89058 | NPgN | GSP | NG FES - Consumer Transformation | Number of full electric cars and vans
NG FES - Consumer Transformation | Lct_BB001 | Number of | NPgN | TYNE_1 | Number of full electric cars and vans | Tynemouth 1 | TYNEMOUTH | 466 | 933 | 1821 | 3478 | 6386 | 11319 | 15920 | 21649 | 28494 | 36323 | 45856 | 55987 | 66047 | 75222 | 83457 | 90152 | 95165 | 98745 | 101096 | 102704 | 103134 | 103157 | 103038 | 102773 | 102290 | 101573 | 100630 | 99494 | 97804 | 95833 | NPgN | GSP | NG FES - Consumer Transformation | Number of full electric cars and vans
NG FES - Consumer Transformation | Lct_BB001 | Number of | NPgN | WBOL_6 | Number of full electric cars and vans | West Boldon | WEST BOLDON | 673 | 1328 | 2553 | 4805 | 8697 | 15204 | 21162 | 28573 | 37422 | 47539 | 59855 | 72942 | 85937 | 97788 | 108425 | 117075 | 123555 | 128184 | 131225 | 133307 | 133864 | 133895 | 133740 | 133396 | 132769 | 131839 | 130615 | 129140 | 126947 | 124387 | NPgN | GSP | NG FES - Consumer Transformation | Number of full electric cars and vans
NG FES - Consumer Transformation | Lct_BB001 | Number of | NPgN | BRAW_1 | Number of full electric cars and vans | Bradford West | BRADFORD WEST | 1210 | 3305 | 6069 | 10610 | 17630 | 28258 | 41154 | 57271 | 76563 | 98657 | 125568 | 154184 | 182605 | 208524 | 231787 | 250684 | 264818 | 274903 | 281516 | 286033 | 287228 | 287294 | 286963 | 286224 | 284879 | 282883 | 280257 | 277092 | 272386 | 266895 | NPgY | GSP | NG FES - Consumer Transformation | Number of full electric cars and vans
NG FES - Consumer Transformation | Lct_BB001 | Number of | NPgN | CAMB_01 | Number of full electric cars and vans | Camblesforth | CAMBLESFORTH | 154 | 392 | 675 | 1113 | 1754 | 2680 | 3772 | 5132 | 6757 | 8616 | 10880 | 13285 | 15674 | 17852 | 19808 | 21397 | 22587 | 23437 | 23996 | 24377 | 24479 | 24485 | 24457 | 24394 | 24279 | 24109 | 23885 | 23615 | 23214 | 22746 | NPgY | GSP | NG FES - Consumer Transformation | Number of full electric cars and vans
NG FES - Consumer Transformation | Lct_BB001 | Number of | NPgN | CREB_1 | Number of full electric cars and vans | Creyke Beck | CREYKE BECK | 2280 | 5601 | 9332 | 14908 | 22774 | 33731 | 46370 | 62063 | 80786 | 102178 | 128217 | 155883 | 183347 | 208398 | 230881 | 249170 | 262879 | 272675 | 279115 | 283526 | 284711 | 284776 | 284447 | 283715 | 282382 | 280404 | 277800 | 274664 | 269999 | 264556 | NPgY | GSP | NG FES - Consumer Transformation | Number of full electric cars and vans
NG FES - Consumer Transformation | Lct_BB001 | Number of | NPgN | DRAX_YEDL | Number of full electric cars and vans | Drax | DRAX | 195 | 501 | 873 | 1457 | 2321 | 3583 | 5081 | 6948 | 9180 | 11734 | 14844 | 18149 | 21432 | 24425 | 27112 | 29296 | 30931 | 32098 | 32864 | 33388 | 33528 | 33535 | 33497 | 33410 | 33253 | 33020 | 32714 | 32344 | 31795 | 31154 | NPgY | GSP | NG FES - Consumer Transformation | Number of full electric cars and vans
NG FES - Consumer Transformation | Lct_BB001 | Number of | NPgN | ELLA_1 | Number of full electric cars and vans | Elland | ELLAND | 1131 | 2997 | 5363 | 9169 | 14941 | 23539 | 33877 | 46780 | 62217 | 79888 | 101410 | 124291 | 147016 | 167739 | 186339 | 201452 | 212761 | 220831 | 226126 | 229745 | 230704 | 230758 | 230491 | 229898 | 228818 | 227215 | 225105 | 222563 | 218783 | 214373 | NPgY | GSP | NG FES - Consumer Transformation | Number of full electric cars and vans
NG FES - Consumer Transformation | Lct_BB001 | Number of | NPgN | FERRA2 | Number of full electric cars and vans | Ferrybridge A | FERRYBRIDGE A | 542 | 1356 | 2297 | 3734 | 5802 | 8742 | 12177 | 16450 | 21552 | 27386 | 34487 | 42034 | 49527 | 56361 | 62495 | 67482 | 71219 | 73888 | 75641 | 76841 | 77162 | 77180 | 77091 | 76893 | 76531 | 75995 | 75289 | 74439 | 73175 | 71700 | NPgY | GSP | NG FES - Consumer Transformation | Number of full electric cars and vans
NG FES - Consumer Transformation | Lct_BB001 | Number of | NPgN | FERRB9 | Number of full electric cars and vans | Ferrybridge B (_M) | FERRYBRIDGE B | 1088 | 2781 | 4815 | 7988 | 12664 | 19451 | 27486 | 37496 | 49460 | 63147 | 79812 | 97525 | 115115 | 131156 | 145555 | 157258 | 166021 | 172277 | 176385 | 179195 | 179943 | 179985 | 179777 | 179314 | 178472 | 177221 | 175576 | 173594 | 170645 | 167205 | NPgY | GSP | NG FES - Consumer Transformation | Number of full electric cars and vans
NG FES - Consumer Transformation | Lct_BB001 | Number of | NPgN | GRIW_1 | Number of full electric cars and vans | Grimsby West | GRIMSBY WEST | 708 | 1761 | 2971 | 4806 | 7435 | 11153 | 15484 | 20867 | 27295 | 34642 | 43586 | 53090 | 62527 | 71133 | 78858 | 85139 | 89846 | 93208 | 95418 | 96930 | 97335 | 97358 | 97245 | 96995 | 96539 | 95863 | 94973 | 93900 | 92306 | 90445 | NPgY | GSP | NG FES - Consumer Transformation | Number of full electric cars and vans
NG FES - Consumer Transformation | Lct_BB001 | Number of | NPgN | JORD_3 | Number of full electric cars and vans | Jordanthorpe | JORDANTHORPE | 407 | 987 | 1625 | 2564 | 3867 | 5653 | 7690 | 10216 | 13227 | 16666 | 20852 | 25298 | 29711 | 33736 | 37349 | 40289 | 42494 | 44069 | 45106 | 45816 | 46008 | 46019 | 45965 | 45847 | 45632 | 45312 | 44891 | 44384 | 43631 | 42751 | NPgY | GSP | NG FES - Consumer Transformation | Number of full electric cars and vans
NG FES - Consumer Transformation | Lct_BB001 | Number of | NPgN | KEAD_YEDL | Number of full electric cars and vans | Keadby | KEADBY | 2052 | 4837 | 7711 | 11755 | 17081 | 23977 | 31536 | 40860 | 51944 | 64578 | 79944 | 96256 | 112440 | 127205 | 140457 | 151251 | 159363 | 165167 | 168995 | 171623 | 172340 | 172380 | 172181 | 171738 | 170931 | 169733 | 168157 | 166258 | 163435 | 160140 | NPgY | GSP | NG FES - Consumer Transformation | Number of full electric cars and vans
NG FES - Consumer Transformation | Lct_BB001 | Number of | NPgN | KIRKB1 | Number of full electric cars and vans | Kirkstall B | KIRKSTALL B | 901 | 2333 | 4090 | 6863 | 10997 | 17061 | 24286 | 33295 | 44065 | 56389 | 71398 | 87352 | 103195 | 117644 | 130612 | 141152 | 149041 | 154673 | 158369 | 160896 | 161569 | 161606 | 161419 | 161004 | 160248 | 159125 | 157647 | 155867 | 153220 | 150131 | NPgY | GSP | NG FES - Consumer Transformation | Number of full electric cars and vans
NG FES - Consumer Transformation | Lct_BB001 | Number of | NPgN | NEEP_3 | Number of full electric cars and vans | Neepsend | NEEPSEND | 417 | 1035 | 1742 | 2812 | 4340 | 6497 | 9004 | 12121 | 15841 | 20094 | 25271 | 30772 | 36233 | 41215 | 45686 | 49321 | 52046 | 53992 | 55271 | 56147 | 56381 | 56394 | 56329 | 56184 | 55920 | 55528 | 55013 | 54392 | 53468 | 52390 | NPgY | GSP | NG FES - Consumer Transformation | Number of full electric cars and vans
NG FES - Consumer Transformation | Lct_BB001 | Number of | NPgN | NORL_3 | Number of full electric cars and vans | Norton Lees | NORTON LEES | 511 | 1239 | 2038 | 3212 | 4839 | 7065 | 9603 | 12749 | 16499 | 20782 | 25994 | 31531 | 37026 | 42039 | 46538 | 50199 | 52945 | 54907 | 56198 | 57083 | 57322 | 57335 | 57269 | 57121 | 56853 | 56455 | 55931 | 55299 | 54360 | 53264 | NPgY | GSP | NG FES - Consumer Transformation | Number of full electric cars and vans
NG FES - Consumer Transformation | Lct_BB001 | Number of | NPgN | PITS_BB_B | Number of full electric cars and vans | Pitsmoor | PITSMOOR 3/4 | 168 | 421 | 713 | 1160 | 1805 | 2721 | 3793 | 5125 | 6717 | 8536 | 10751 | 13105 | 15443 | 17574 | 19488 | 21043 | 22209 | 23041 | 23588 | 23963 | 24063 | 24068 | 24040 | 23979 | 23866 | 23699 | 23479 | 23214 | 22819 | 22359 | NPgY | GSP | NG FES - Consumer Transformation | Number of full electric cars and vans
NG FES - Consumer Transformation | Lct_BB001 | Number of | NPgN | SALT_1 | Number of full electric cars and vans | Saltend North | SALTEND NORTH | 307 | 752 | 1248 | 1985 | 3020 | 4455 | 6104 | 8150 | 10592 | 13380 | 16775 | 20381 | 23961 | 27227 | 30158 | 32542 | 34329 | 35607 | 36447 | 37022 | 37177 | 37185 | 37142 | 37047 | 36873 | 36614 | 36274 | 35865 | 35256 | 34545 | NPgY | GSP | NG FES - Consumer Transformation | Number of full electric cars and vans
NG FES - Consumer Transformation | Lct_BB001 | Number of | NPgN | SHEC_3 | Number of full electric cars and vans | Sheffield City | SHEFFIELD CITY | 223 | 553 | 928 | 1495 | 2303 | 3440 | 4760 | 6400 | 8358 | 10596 | 13320 | 16215 | 19089 | 21710 | 24062 | 25975 | 27409 | 28433 | 29107 | 29567 | 29691 | 29698 | 29664 | 29587 | 29448 | 29242 | 28970 | 28643 | 28157 | 27589 | NPgY | GSP | NG FES - Consumer Transformation | Number of full electric cars and vans
NG FES - Consumer Transformation | Lct_BB001 | Number of | NPgN | SKLGB1 | Number of full electric cars and vans | Skelton Grange | SKELTON GRANGE | 1908 | 5016 | 8914 | 15145 | 24543 | 38474 | 55174 | 76012 | 100937 | 129466 | 164210 | 201147 | 237830 | 271283 | 301310 | 325708 | 343966 | 356998 | 365549 | 371393 | 372945 | 373031 | 372600 | 371641 | 369895 | 367303 | 363893 | 359784 | 353674 | 346544 | NPgY | GSP | NG FES - Consumer Transformation | Number of full electric cars and vans
NG FES - Consumer Transformation | Lct_BB001 | Number of | NPgN | TEMP_3 | Number of full electric cars and vans | Templeborough | TEMPLEBOROUGH 275/33KV | 39 | 94 | 156 | 247 | 375 | 551 | 754 | 1005 | 1305 | 1647 | 2064 | 2507 | 2946 | 3347 | 3707 | 4000 | 4219 | 4376 | 4479 | 4550 | 4569 | 4570 | 4564 | 4553 | 4531 | 4500 | 4458 | 4407 | 4333 | 4245 | NPgY | GSP | NG FES - Consumer Transformation | Number of full electric cars and vans
NG FES - Consumer Transformation | Lct_BB001 | Number of | NPgN | THUR_6 | Number of full electric cars and vans | Thurcroft | THURCROFT | 1924 | 4464 | 6991 | 10444 | 14828 | 20263 | 26026 | 33101 | 41491 | 51038 | 62643 | 74955 | 87165 | 98307 | 108306 | 116460 | 122598 | 126994 | 129898 | 131897 | 132448 | 132478 | 132325 | 131985 | 131365 | 130444 | 129233 | 127774 | 125604 | 123072 | NPgY | GSP | NG FES - Consumer Transformation | Number of full electric cars and vans
NG FES - Consumer Transformation | Lct_BB001 | Number of | NPgN | WMEL_THOM | Number of full electric cars and vans | Thorpe Marsh | WEST MELTON / THORPE MARSH | 2442 | 5832 | 9432 | 14603 | 21587 | 30884 | 41284 | 54146 | 69458 | 86928 | 108183 | 130754 | 153154 | 173587 | 191926 | 206857 | 218065 | 226080 | 231359 | 234981 | 235962 | 236017 | 235744 | 235138 | 234033 | 232393 | 230235 | 227636 | 223769 | 219258 | NPgY | GSP | NG FES - Consumer Transformation | Number of full electric cars and vans
NG FES - Consumer Transformation | Lct_BB001 | Number of | NPgN | WMEL_BB3 | Number of full electric cars and vans | West Melton | WEST MELTON SECTION 3 | 2109 | 5082 | 8299 | 12984 | 19410 | 28107 | 37948 | 50136 | 64659 | 81237 | 101411 | 122838 | 144105 | 163504 | 180915 | 195085 | 205717 | 213317 | 218320 | 221749 | 222676 | 222727 | 222470 | 221897 | 220855 | 219307 | 217271 | 214818 | 211169 | 206912 | NPgY | GSP | NG FES - Consumer Transformation | Number of full electric cars and vans
NG FES - Consumer Transformation | Lct_BB001 | Number of | NPgN | WIBA_3 | Number of full electric cars and vans | Wincobank | WINCOBANK | 48 | 127 | 225 | 382 | 619 | 970 | 1391 | 1916 | 2544 | 3263 | 4138 | 5068 | 5993 | 6835 | 7592 | 8206 | 8666 | 8995 | 9210 | 9357 | 9396 | 9399 | 9388 | 9364 | 9320 | 9254 | 9168 | 9065 | 8911 | 8731 | NPgY | GSP | NG FES - Consumer Transformation | Number of full electric cars and vans
NG FES - Falling Short | Lct_BB001 | Number of | NPgN | BLYTB1 | Number of full electric cars and vans | Blyth 66kV | BLYTH 66kV | 607 | 835 | 1241 | 1869 | 2819 | 4239 | 6315 | 9300 | 13512 | 17056 | 21266 | 26198 | 31866 | 38199 | 45070 | 53293 | 61962 | 70839 | 79505 | 88494 | 96889 | 104340 | 110869 | 116431 | 121017 | 122870 | 124665 | 126451 | 128226 | 129976 | NPgN | GSP | NG FES - Falling Short | Number of full electric cars and vans
NG FES - Falling Short | Lct_BB001 | Number of | NPgN | BLYTH132 | Number of full electric cars and vans | Blyth 132kV | BLYTH 132kV | 395 | 503 | 688 | 950 | 1304 | 1773 | 2407 | 3304 | 4556 | 5603 | 6842 | 8289 | 9949 | 11802 | 13808 | 16210 | 18740 | 21329 | 23855 | 26483 | 28939 | 31119 | 33029 | 34657 | 36001 | 36547 | 37077 | 37605 | 38129 | 38647 | NPgN | GSP | NG FES - Falling Short | Number of full electric cars and vans
NG FES - Falling Short | Lct_BB001 | Number of | NPgN | FOUR_1 | Number of full electric cars and vans | Fourstones | FOURSTONES | 71 | 94 | 134 | 194 | 281 | 407 | 585 | 840 | 1199 | 1501 | 1859 | 2277 | 2758 | 3295 | 3878 | 4575 | 5310 | 6062 | 6796 | 7559 | 8271 | 8903 | 9456 | 9928 | 10317 | 10475 | 10628 | 10780 | 10931 | 11080 | NPgN | GSP | NG FES - Falling Short | Number of full electric cars and vans
NG FES - Falling Short | Lct_BB001 | Number of | NPgN | HARM_6 | Number of full electric cars and vans | Hart Moor | HARTMOOR | 249 | 348 | 524 | 801 | 1223 | 1863 | 2805 | 4161 | 6076 | 7688 | 9604 | 11848 | 14428 | 17311 | 20440 | 24184 | 28131 | 32173 | 36119 | 40211 | 44033 | 47425 | 50397 | 52929 | 55016 | 55859 | 56676 | 57488 | 58296 | 59091 | NPgN | GSP | NG FES - Falling Short | Number of full electric cars and vans
NG FES - Falling Short | Lct_BB001 | Number of | NPgN | HAWP_6 | Number of full electric cars and vans | Hawthorn Pit | HAWTHORN PIT GRID | 379 | 517 | 762 | 1137 | 1700 | 2535 | 3750 | 5494 | 7954 | 10023 | 12481 | 15360 | 18667 | 22363 | 26372 | 31170 | 36228 | 41406 | 46462 | 51707 | 56606 | 60954 | 64764 | 68010 | 70686 | 71768 | 72816 | 73859 | 74895 | 75916 | NPgN | GSP | NG FES - Falling Short | Number of full electric cars and vans
NG FES - Falling Short | Lct_BB001 | Number of | NPgN | KNARE_111 | Number of full electric cars and vans | Knaresborough | KNARESBOROUGH | 734 | 975 | 1396 | 2026 | 2942 | 4259 | 6139 | 8828 | 12611 | 15788 | 19559 | 23972 | 29041 | 34703 | 40843 | 48191 | 55936 | 63865 | 71605 | 79639 | 87145 | 93806 | 99644 | 104618 | 108719 | 110379 | 111988 | 113590 | 115182 | 116750 | NPgN | GSP | NG FES - Falling Short | Number of full electric cars and vans
NG FES - Falling Short | Lct_BB001 | Number of | NPgN | LACK_6 | Number of full electric cars and vans | Lackenby | LACKENBY | 364 | 528 | 824 | 1300 | 2047 | 3205 | 4932 | 7424 | 10950 | 13922 | 17456 | 21598 | 26360 | 31682 | 37459 | 44372 | 51662 | 59127 | 66416 | 73971 | 81027 | 87289 | 92776 | 97450 | 101302 | 102857 | 104363 | 105860 | 107348 | 108814 | NPgN | GSP | NG FES - Falling Short | Number of full electric cars and vans
NG FES - Falling Short | Lct_BB001 | Number of | NPgN | NORT_1 | Number of full electric cars and vans | Norton | NORTON | 1359 | 1925 | 2934 | 4531 | 6997 | 10763 | 16333 | 24360 | 35702 | 45255 | 56612 | 69920 | 85216 | 102312 | 120863 | 143064 | 166472 | 190442 | 213845 | 238110 | 260771 | 280884 | 298509 | 313521 | 325897 | 330893 | 335734 | 340548 | 345332 | 350047 | NPgN | GSP | NG FES - Falling Short | Number of full electric cars and vans
NG FES - Falling Short | Lct_BB001 | Number of | NPgN | OFFE_3 | Number of full electric cars and vans | Offerton | OFFERTON | 167 | 232 | 348 | 529 | 805 | 1222 | 1833 | 2713 | 3956 | 5002 | 6244 | 7701 | 9374 | 11244 | 13273 | 15701 | 18262 | 20883 | 23442 | 26097 | 28575 | 30776 | 32704 | 34346 | 35700 | 36247 | 36777 | 37304 | 37828 | 38344 | NPgN | GSP | NG FES - Falling Short | Number of full electric cars and vans
NG FES - Falling Short | Lct_BB001 | Number of | NPgN | OSBA_1 | Number of full electric cars and vans | Osbaldwick | OSBALDWICK | 1370 | 1790 | 2516 | 3582 | 5095 | 7211 | 10182 | 14417 | 20362 | 25346 | 31257 | 38173 | 46113 | 54977 | 64587 | 76090 | 88211 | 100619 | 112729 | 125309 | 137062 | 147492 | 156633 | 164422 | 170847 | 173450 | 175975 | 178488 | 180986 | 183449 | NPgN | GSP | NG FES - Falling Short | Number of full electric cars and vans
NG FES - Falling Short | Lct_BB001 | Number of | NPgN | POPP_3 | Number of full electric cars and vans | Poppleton | POPPLETON | 237 | 309 | 432 | 613 | 867 | 1220 | 1713 | 2416 | 3401 | 4227 | 5206 | 6352 | 7666 | 9134 | 10726 | 12630 | 14637 | 16692 | 18697 | 20780 | 22726 | 24453 | 25967 | 27257 | 28321 | 28752 | 29171 | 29587 | 30001 | 30409 | NPgN | GSP | NG FES - Falling Short | Number of full electric cars and vans
NG FES - Falling Short | Lct_BB001 | Number of | NPgN | SALH_1 | Number of full electric cars and vans | Saltholme | SALTHOLME | 5 | 8 | 12 | 18 | 28 | 43 | 65 | 97 | 142 | 181 | 226 | 279 | 340 | 409 | 483 | 572 | 665 | 761 | 855 | 952 | 1042 | 1123 | 1193 | 1253 | 1303 | 1323 | 1342 | 1362 | 1381 | 1399 | NPgN | GSP | NG FES - Falling Short | Number of full electric cars and vans
NG FES - Falling Short | Lct_BB001 | Number of | NPgN | SSHI_3 | Number of full electric cars and vans | South Shields | SOUTH SHIELDS | 159 | 219 | 325 | 489 | 737 | 1108 | 1651 | 2431 | 3532 | 4458 | 5558 | 6848 | 8329 | 9984 | 11780 | 13929 | 16195 | 18515 | 20780 | 23129 | 25323 | 27270 | 28977 | 30431 | 31629 | 32113 | 32583 | 33050 | 33513 | 33971 | NPgN | GSP | NG FES - Falling Short | Number of full electric cars and vans
NG FES - Falling Short | Lct_BB001 | Number of | NPgN | KIELD01 and SPAD20 | Number of full electric cars and vans | 0 | SPADEADAM | 20 | 28 | 42 | 65 | 99 | 151 | 227 | 337 | 493 | 624 | 779 | 961 | 1171 | 1405 | 1658 | 1962 | 2283 | 2611 | 2931 | 3263 | 3573 | 3848 | 4089 | 4295 | 4464 | 4533 | 4599 | 4665 | 4730 | 4795 | NPgN | GSP | NG FES - Falling Short | Number of full electric cars and vans
NG FES - Falling Short | Lct_BB001 | Number of | NPgN | SPEN_1 | Number of full electric cars and vans | Spennymoor | SPENNYMOOR | 912 | 1239 | 1816 | 2700 | 4020 | 5968 | 8795 | 12853 | 18574 | 23385 | 29099 | 35791 | 43480 | 52070 | 61388 | 72541 | 84297 | 96334 | 108085 | 120276 | 131664 | 141770 | 150627 | 158172 | 164393 | 166908 | 169345 | 171770 | 174180 | 176555 | NPgN | GSP | NG FES - Falling Short | Number of full electric cars and vans
NG FES - Falling Short | Lct_BB001 | Number of | NPgN | STEN_1 | Number of full electric cars and vans | Stella North | STELLA NORTH | 580 | 790 | 1159 | 1725 | 2572 | 3823 | 5640 | 8249 | 11926 | 15019 | 18693 | 22995 | 27938 | 33461 | 39452 | 46623 | 54181 | 61920 | 69476 | 77314 | 84635 | 91133 | 96827 | 101678 | 105678 | 107295 | 108862 | 110420 | 111970 | 113496 | NPgN | GSP | NG FES - Falling Short | Number of full electric cars and vans
NG FES - Falling Short | Lct_BB001 | Number of | NPgN | STES_1 | Number of full electric cars and vans | Stella South | STELLA SOUTH | 568 | 762 | 1102 | 1618 | 2376 | 3480 | 5069 | 7345 | 10551 | 13244 | 16443 | 20188 | 24489 | 29294 | 34506 | 40743 | 47318 | 54049 | 60620 | 67440 | 73810 | 79463 | 84418 | 88638 | 92119 | 93527 | 94891 | 96249 | 97599 | 98929 | NPgN | GSP | NG FES - Falling Short | Number of full electric cars and vans
NG FES - Falling Short | Lct_BB001 | Number of | NPgN | TYNE_1 | Number of full electric cars and vans | Tynemouth 1 | TYNEMOUTH | 466 | 648 | 973 | 1479 | 2252 | 3418 | 5130 | 7594 | 11073 | 14002 | 17482 | 21559 | 26245 | 31482 | 37163 | 43963 | 51132 | 58472 | 65639 | 73071 | 80012 | 86173 | 91572 | 96171 | 99962 | 101493 | 102977 | 104453 | 105919 | 107365 | NPgN | GSP | NG FES - Falling Short | Number of full electric cars and vans
NG FES - Falling Short | Lct_BB001 | Number of | NPgN | WBOL_6 | Number of full electric cars and vans | West Boldon | WEST BOLDON | 673 | 923 | 1363 | 2044 | 3067 | 4591 | 6812 | 10003 | 14505 | 18292 | 22791 | 28061 | 34116 | 40881 | 48221 | 57005 | 66266 | 75748 | 85005 | 94607 | 103576 | 111536 | 118511 | 124453 | 129353 | 131332 | 133251 | 135159 | 137056 | 138926 | NPgN | GSP | NG FES - Falling Short | Number of full electric cars and vans
NG FES - Falling Short | Lct_BB001 | Number of | NPgN | BRAW_1 | Number of full electric cars and vans | Bradford West | BRADFORD WEST | 1210 | 2449 | 3681 | 5476 | 8013 | 11435 | 15893 | 21676 | 29078 | 37302 | 47091 | 58573 | 71781 | 86550 | 102585 | 121775 | 142014 | 162742 | 182983 | 203949 | 223523 | 240899 | 256124 | 269088 | 279772 | 284077 | 288245 | 292388 | 296505 | 300560 | NPgY | GSP | NG FES - Falling Short | Number of full electric cars and vans
NG FES - Falling Short | Lct_BB001 | Number of | NPgN | CAMB_01 | Number of full electric cars and vans | Camblesforth | CAMBLESFORTH | 154 | 290 | 409 | 574 | 797 | 1092 | 1474 | 1968 | 2599 | 3293 | 4119 | 5086 | 6199 | 7441 | 8790 | 10404 | 12106 | 13849 | 15550 | 17314 | 18962 | 20424 | 21706 | 22797 | 23697 | 24060 | 24412 | 24762 | 25110 | 25453 | NPgY | GSP | NG FES - Falling Short | Number of full electric cars and vans
NG FES - Falling Short | Lct_BB001 | Number of | NPgN | CREB_1 | Number of full electric cars and vans | Creyke Beck | CREYKE BECK | 2280 | 4150 | 5661 | 7695 | 10350 | 13812 | 18279 | 24033 | 31360 | 39379 | 48901 | 60050 | 72858 | 87165 | 102682 | 121254 | 140830 | 160873 | 180439 | 200744 | 219710 | 236543 | 251294 | 263862 | 274225 | 278415 | 282478 | 286520 | 290538 | 294498 | NPgY | GSP | NG FES - Falling Short | Number of full electric cars and vans
NG FES - Falling Short | Lct_BB001 | Number of | NPgN | DRAX_YEDL | Number of full electric cars and vans | Drax | DRAX | 195 | 372 | 530 | 752 | 1055 | 1458 | 1981 | 2657 | 3520 | 4474 | 5607 | 6936 | 8464 | 10171 | 12024 | 14242 | 16580 | 18975 | 21312 | 23736 | 25999 | 28008 | 29768 | 31268 | 32503 | 33002 | 33485 | 33966 | 34443 | 34913 | NPgY | GSP | NG FES - Falling Short | Number of full electric cars and vans
NG FES - Falling Short | Lct_BB001 | Number of | NPgN | ELLA_1 | Number of full electric cars and vans | Elland | ELLAND | 1131 | 2221 | 3253 | 4732 | 6790 | 9550 | 13137 | 17786 | 23729 | 30315 | 38151 | 47340 | 57906 | 69720 | 82544 | 97891 | 114076 | 130651 | 146836 | 163605 | 179263 | 193162 | 205341 | 215712 | 224260 | 227707 | 231044 | 234363 | 237660 | 240908 | NPgY | GSP | NG FES - Falling Short | Number of full electric cars and vans
NG FES - Falling Short | Lct_BB001 | Number of | NPgN | FERRA2 | Number of full electric cars and vans | Ferrybridge A | FERRYBRIDGE A | 542 | 1004 | 1394 | 1927 | 2637 | 3570 | 4778 | 6335 | 8322 | 10504 | 13098 | 16136 | 19627 | 23527 | 27759 | 32824 | 38164 | 43631 | 48968 | 54505 | 59675 | 64265 | 68286 | 71712 | 74537 | 75678 | 76784 | 77884 | 78977 | 80054 | NPgY | GSP | NG FES - Falling Short | Number of full electric cars and vans
NG FES - Falling Short | Lct_BB001 | Number of | NPgN | FERRB9 | Number of full electric cars and vans | Ferrybridge B (_M) | FERRYBRIDGE B | 1088 | 2061 | 2921 | 4123 | 5755 | 7921 | 10728 | 14358 | 18992 | 24103 | 30181 | 37303 | 45491 | 54642 | 64572 | 76457 | 88988 | 101820 | 114349 | 127337 | 139467 | 150233 | 159668 | 167703 | 174327 | 177001 | 179591 | 182167 | 184726 | 187249 | NPgY | GSP | NG FES - Falling Short | Number of full electric cars and vans
NG FES - Falling Short | Lct_BB001 | Number of | NPgN | GRIW_1 | Number of full electric cars and vans | Grimsby West | GRIMSBY WEST | 708 | 1305 | 1802 | 2481 | 3379 | 4558 | 6082 | 8048 | 10553 | 13303 | 16571 | 20398 | 24795 | 29708 | 35038 | 41417 | 48142 | 55028 | 61750 | 68723 | 75236 | 81016 | 86082 | 90397 | 93955 | 95393 | 96786 | 98173 | 99550 | 100908 | NPgY | GSP | NG FES - Falling Short | Number of full electric cars and vans
NG FES - Falling Short | Lct_BB001 | Number of | NPgN | JORD_3 | Number of full electric cars and vans | Jordanthorpe | JORDANTHORPE | 407 | 731 | 986 | 1323 | 1758 | 2319 | 3043 | 3973 | 5157 | 6448 | 7981 | 9774 | 11834 | 14134 | 16628 | 19613 | 22760 | 25981 | 29125 | 32389 | 35439 | 38145 | 40517 | 42538 | 44204 | 44879 | 45533 | 46184 | 46831 | 47469 | NPgY | GSP | NG FES - Falling Short | Number of full electric cars and vans
NG FES - Falling Short | Lct_BB001 | Number of | NPgN | KEAD_YEDL | Number of full electric cars and vans | Keadby | KEADBY | 2052 | 3584 | 4678 | 6067 | 7763 | 9901 | 12636 | 16131 | 20560 | 25332 | 30983 | 37587 | 45163 | 53616 | 62775 | 73737 | 85285 | 97104 | 108638 | 120632 | 131841 | 141788 | 150505 | 157936 | 164068 | 166557 | 168973 | 171380 | 173774 | 176133 | NPgY | GSP | NG FES - Falling Short | Number of full electric cars and vans
NG FES - Falling Short | Lct_BB001 | Number of | NPgN | KIRKB1 | Number of full electric cars and vans | Kirkstall B | KIRKSTALL B | 901 | 1729 | 2481 | 3542 | 4998 | 6937 | 9455 | 12712 | 16874 | 21473 | 26942 | 33354 | 40725 | 48965 | 57908 | 68611 | 79897 | 91454 | 102738 | 114434 | 125356 | 135050 | 143545 | 150780 | 156744 | 159150 | 161480 | 163798 | 166101 | 168370 | NPgY | GSP | NG FES - Falling Short | Number of full electric cars and vans
NG FES - Falling Short | Lct_BB001 | Number of | NPgN | NEEP_3 | Number of full electric cars and vans | Neepsend | NEEPSEND | 417 | 767 | 1057 | 1451 | 1973 | 2656 | 3539 | 4678 | 6129 | 7721 | 9613 | 11828 | 14373 | 17217 | 20302 | 23995 | 27887 | 31872 | 35763 | 39799 | 43569 | 46915 | 49847 | 52344 | 54404 | 55236 | 56043 | 56846 | 57643 | 58429 | NPgY | GSP | NG FES - Falling Short | Number of full electric cars and vans
NG FES - Falling Short | Lct_BB001 | Number of | NPgN | NORL_3 | Number of full electric cars and vans | Norton Lees | NORTON LEES | 511 | 918 | 1236 | 1658 | 2199 | 2899 | 3801 | 4961 | 6435 | 8043 | 9952 | 12185 | 14750 | 17615 | 20721 | 24439 | 28357 | 32368 | 36283 | 40349 | 44146 | 47517 | 50470 | 52987 | 55062 | 55902 | 56717 | 57528 | 58334 | 59128 | NPgY | GSP | NG FES - Falling Short | Number of full electric cars and vans
NG FES - Falling Short | Lct_BB001 | Number of | NPgN | PITS_BB_B | Number of full electric cars and vans | Pitsmoor | PITSMOOR 3/4 | 168 | 312 | 433 | 599 | 820 | 1111 | 1488 | 1973 | 2593 | 3274 | 4083 | 5030 | 6119 | 7336 | 8656 | 10236 | 11901 | 13606 | 15271 | 16998 | 18611 | 20043 | 21297 | 22366 | 23247 | 23603 | 23948 | 24291 | 24632 | 24968 | NPgY | GSP | NG FES - Falling Short | Number of full electric cars and vans
NG FES - Falling Short | Lct_BB001 | Number of | NPgN | SALT_1 | Number of full electric cars and vans | Saltend North | SALTEND NORTH | 307 | 557 | 757 | 1025 | 1373 | 1825 | 2409 | 3160 | 4117 | 5163 | 6405 | 7859 | 9529 | 11394 | 13417 | 15838 | 18390 | 21003 | 23553 | 26200 | 28673 | 30868 | 32791 | 34429 | 35780 | 36327 | 36857 | 37384 | 37908 | 38425 | NPgY | GSP | NG FES - Falling Short | Number of full electric cars and vans
NG FES - Falling Short | Lct_BB001 | Number of | NPgN | SHEC_3 | Number of full electric cars and vans | Sheffield City | SHEFFIELD CITY | 223 | 409 | 563 | 772 | 1047 | 1407 | 1872 | 2472 | 3236 | 4074 | 5070 | 6235 | 7575 | 9071 | 10695 | 12638 | 14686 | 16783 | 18830 | 20954 | 22938 | 24698 | 26241 | 27556 | 28640 | 29078 | 29502 | 29925 | 30344 | 30758 | NPgY | GSP | NG FES - Falling Short | Number of full electric cars and vans
NG FES - Falling Short | Lct_BB001 | Number of | NPgN | SKLGB1 | Number of full electric cars and vans | Skelton Grange | SKELTON GRANGE | 1908 | 3717 | 5407 | 7817 | 11154 | 15620 | 21423 | 28939 | 38546 | 49183 | 61837 | 76673 | 93734 | 112807 | 133510 | 158286 | 184414 | 211171 | 237298 | 264371 | 289651 | 312090 | 331752 | 348498 | 362299 | 367865 | 373256 | 378615 | 383940 | 389187 | NPgY | GSP | NG FES - Falling Short | Number of full electric cars and vans
NG FES - Falling Short | Lct_BB001 | Number of | NPgN | TEMP_3 | Number of full electric cars and vans | Templeborough | TEMPLEBOROUGH 275/33KV | 39 | 70 | 94 | 128 | 170 | 226 | 298 | 390 | 508 | 636 | 789 | 967 | 1172 | 1401 | 1649 | 1947 | 2260 | 2581 | 2894 | 3219 | 3522 | 3792 | 4028 | 4229 | 4395 | 4462 | 4527 | 4592 | 4656 | 4720 | NPgY | GSP | NG FES - Falling Short | Number of full electric cars and vans
NG FES - Falling Short | Lct_BB001 | Number of | NPgN | THUR_6 | Number of full electric cars and vans | Thurcroft | THURCROFT | 1924 | 3307 | 4241 | 5391 | 6739 | 8405 | 10522 | 13215 | 16615 | 20240 | 24525 | 29526 | 35257 | 41646 | 48564 | 56844 | 65564 | 74485 | 83189 | 92254 | 100728 | 108247 | 114838 | 120457 | 125097 | 126985 | 128820 | 130649 | 132469 | 134262 | NPgY | GSP | NG FES - Falling Short | Number of full electric cars and vans
NG FES - Falling Short | Lct_BB001 | Number of | NPgN | WMEL_THOM | Number of full electric cars and vans | Thorpe Marsh | WEST MELTON / THORPE MARSH | 2442 | 4321 | 5721 | 7537 | 9811 | 12715 | 16442 | 21221 | 27289 | 33867 | 41666 | 50787 | 61257 | 72943 | 85611 | 100773 | 116749 | 133102 | 149063 | 165647 | 181143 | 194893 | 206945 | 217215 | 225688 | 229122 | 232454 | 235771 | 239069 | 242320 | NPgY | GSP | NG FES - Falling Short | Number of full electric cars and vans
NG FES - Falling Short | Lct_BB001 | Number of | NPgN | WMEL_BB3 | Number of full electric cars and vans | West Melton | WEST MELTON SECTION 3 | 2109 | 3765 | 5034 | 6702 | 8821 | 11550 | 15058 | 19564 | 25292 | 31523 | 38916 | 47566 | 57498 | 68587 | 80609 | 94999 | 110164 | 125688 | 140840 | 156577 | 171279 | 184327 | 195761 | 205505 | 213541 | 216796 | 219953 | 223095 | 226219 | 229297 | NPgY | GSP | NG FES - Falling Short | Number of full electric cars and vans
NG FES - Falling Short | Lct_BB001 | Number of | NPgN | WIBA_3 | Number of full electric cars and vans | Wincobank | WINCOBANK | 48 | 94 | 137 | 197 | 281 | 394 | 540 | 729 | 972 | 1240 | 1558 | 1932 | 2362 | 2842 | 3364 | 3988 | 4646 | 5320 | 5979 | 6661 | 7298 | 7863 | 8358 | 8780 | 9128 | 9268 | 9404 | 9539 | 9673 | 9805 | NPgY | GSP | NG FES - Falling Short | Number of full electric cars and vans
NG FES - Leading the Way | Lct_BB001 | Number of | NPgN | BLYTB1 | Number of full electric cars and vans | Blyth 66kV | BLYTH 66kV | 607 | 1152 | 2243 | 4207 | 7669 | 13570 | 19180 | 26759 | 36111 | 47163 | 59462 | 72949 | 85863 | 97313 | 106524 | 113444 | 118163 | 121279 | 122853 | 122531 | 121841 | 120697 | 119178 | 116958 | 113918 | 110374 | 106276 | 101573 | 96209 | 90128 | NPgN | GSP | NG FES - Leading the Way | Number of full electric cars and vans
NG FES - Leading the Way | Lct_BB001 | Number of | NPgN | BLYTH132 | Number of full electric cars and vans | Blyth 132kV | BLYTH 132kV | 395 | 694 | 1244 | 2138 | 3548 | 5676 | 7366 | 9624 | 12385 | 15630 | 19230 | 23179 | 26947 | 30285 | 32973 | 34997 | 36379 | 37295 | 37759 | 37660 | 37448 | 37096 | 36629 | 35947 | 35012 | 33923 | 32664 | 31218 | 29570 | 27701 | NPgN | GSP | NG FES - Leading the Way | Number of full electric cars and vans
NG FES - Leading the Way | Lct_BB001 | Number of | NPgN | FOUR_1 | Number of full electric cars and vans | Fourstones | FOURSTONES | 71 | 129 | 242 | 437 | 766 | 1302 | 1782 | 2428 | 3224 | 4162 | 5206 | 6350 | 7444 | 8415 | 9195 | 9782 | 10183 | 10447 | 10581 | 10553 | 10494 | 10395 | 10264 | 10073 | 9811 | 9506 | 9153 | 8748 | 8286 | 7762 | NPgN | GSP | NG FES - Leading the Way | Number of full electric cars and vans
NG FES - Leading the Way | Lct_BB001 | Number of | NPgN | HARM_6 | Number of full electric cars and vans | Hart Moor | HARTMOOR | 249 | 480 | 947 | 1802 | 3328 | 5964 | 8512 | 11957 | 16211 | 21241 | 26840 | 32979 | 38859 | 44073 | 48267 | 51417 | 53565 | 54983 | 55699 | 55553 | 55241 | 54722 | 54033 | 53027 | 51648 | 50042 | 48184 | 46051 | 43620 | 40862 | NPgN | GSP | NG FES - Leading the Way | Number of full electric cars and vans
NG FES - Leading the Way | Lct_BB001 | Number of | NPgN | HAWP_6 | Number of full electric cars and vans | Hawthorn Pit | HAWTHORN PIT GRID | 379 | 713 | 1376 | 2560 | 4625 | 8115 | 11394 | 15821 | 21282 | 27732 | 34909 | 42780 | 50314 | 56994 | 62368 | 66406 | 69160 | 70979 | 71898 | 71709 | 71306 | 70636 | 69747 | 68448 | 66669 | 64595 | 62196 | 59444 | 56305 | 52746 | NPgN | GSP | NG FES - Leading the Way | Number of full electric cars and vans
NG FES - Leading the Way | Lct_BB001 | Number of | NPgN | KNARE_111 | Number of full electric cars and vans | Knaresborough | KNARESBOROUGH | 734 | 1344 | 2523 | 4560 | 8004 | 13634 | 18692 | 25504 | 33887 | 43779 | 54776 | 66836 | 78373 | 88599 | 96829 | 103015 | 107235 | 110025 | 111435 | 111143 | 110517 | 109479 | 108101 | 106088 | 103330 | 100115 | 96399 | 92132 | 87267 | 81751 | NPgN | GSP | NG FES - Leading the Way | Number of full electric cars and vans
NG FES - Leading the Way | Lct_BB001 | Number of | NPgN | LACK_6 | Number of full electric cars and vans | Lackenby | LACKENBY | 364 | 728 | 1490 | 2927 | 5569 | 10259 | 14940 | 21282 | 29125 | 38405 | 48741 | 60072 | 70932 | 80562 | 88308 | 94124 | 98088 | 100705 | 102025 | 101758 | 101185 | 100235 | 98973 | 97129 | 94605 | 91662 | 88259 | 84353 | 79898 | 74848 | NPgN | GSP | NG FES - Leading the Way | Number of full electric cars and vans
NG FES - Leading the Way | Lct_BB001 | Number of | NPgN | NORT_1 | Number of full electric cars and vans | Norton | NORTON | 1359 | 2654 | 5303 | 10199 | 19035 | 34453 | 49531 | 69938 | 95149 | 124967 | 158166 | 194564 | 229436 | 260357 | 285228 | 303909 | 316644 | 325050 | 329295 | 328432 | 326583 | 323516 | 319444 | 313493 | 305345 | 295845 | 284862 | 272255 | 257878 | 241578 | NPgN | GSP | NG FES - Leading the Way | Number of full electric cars and vans
NG FES - Leading the Way | Lct_BB001 | Number of | NPgN | OFFE_3 | Number of full electric cars and vans | Offerton | OFFERTON | 167 | 320 | 629 | 1191 | 2191 | 3911 | 5564 | 7800 | 10560 | 13823 | 17454 | 21436 | 25250 | 28632 | 31352 | 33395 | 34789 | 35709 | 36173 | 36078 | 35875 | 35538 | 35091 | 34437 | 33542 | 32499 | 31292 | 29907 | 28328 | 26537 | NPgN | GSP | NG FES - Leading the Way | Number of full electric cars and vans
NG FES - Leading the Way | Lct_BB001 | Number of | NPgN | OSBA_1 | Number of full electric cars and vans | Osbaldwick | OSBALDWICK | 1370 | 2468 | 4548 | 8063 | 13860 | 23083 | 31056 | 41763 | 54915 | 70416 | 87637 | 106525 | 124582 | 140582 | 153462 | 163148 | 169758 | 174130 | 176341 | 175879 | 174889 | 173246 | 171066 | 167879 | 163516 | 158429 | 152547 | 145796 | 138097 | 129368 | NPgN | GSP | NG FES - Leading the Way | Number of full electric cars and vans
NG FES - Leading the Way | Lct_BB001 | Number of | NPgN | POPP_3 | Number of full electric cars and vans | Poppleton | POPPLETON | 237 | 426 | 781 | 1379 | 2358 | 3905 | 5227 | 7002 | 9182 | 11749 | 14601 | 17729 | 20719 | 23368 | 25500 | 27104 | 28199 | 28923 | 29290 | 29213 | 29048 | 28776 | 28413 | 27884 | 27159 | 26314 | 25337 | 24216 | 22937 | 21487 | NPgN | GSP | NG FES - Leading the Way | Number of full electric cars and vans
NG FES - Leading the Way | Lct_BB001 | Number of | NPgN | SALH_1 | Number of full electric cars and vans | Saltholme | SALTHOLME | 5 | 10 | 21 | 40 | 75 | 137 | 197 | 279 | 379 | 499 | 631 | 777 | 916 | 1040 | 1140 | 1214 | 1265 | 1299 | 1316 | 1312 | 1305 | 1293 | 1276 | 1253 | 1220 | 1182 | 1138 | 1088 | 1030 | 965 | NPgN | GSP | NG FES - Leading the Way | Number of full electric cars and vans
NG FES - Leading the Way | Lct_BB001 | Number of | NPgN | SSHI_3 | Number of full electric cars and vans | South Shields | SOUTH SHIELDS | 159 | 301 | 586 | 1100 | 2005 | 3548 | 5014 | 6995 | 9439 | 12328 | 15542 | 19067 | 22442 | 25435 | 27842 | 29651 | 30884 | 31698 | 32110 | 32026 | 31845 | 31546 | 31149 | 30569 | 29774 | 28848 | 27777 | 26548 | 25146 | 23556 | NPgN | GSP | NG FES - Leading the Way | Number of full electric cars and vans
NG FES - Leading the Way | Lct_BB001 | Number of | NPgN | KIELD01 and SPAD20 | Number of full electric cars and vans | 0 | SPADEADAM | 20 | 39 | 77 | 146 | 270 | 483 | 690 | 970 | 1315 | 1723 | 2177 | 2675 | 3153 | 3576 | 3916 | 4172 | 4346 | 4461 | 4519 | 4507 | 4482 | 4440 | 4384 | 4302 | 4191 | 4060 | 3909 | 3736 | 3539 | 3315 | NPgN | GSP | NG FES - Leading the Way | Number of full electric cars and vans
NG FES - Leading the Way | Lct_BB001 | Number of | NPgN | SPEN_1 | Number of full electric cars and vans | Spennymoor | SPENNYMOOR | 912 | 1708 | 3282 | 6077 | 10935 | 19104 | 26733 | 37030 | 49725 | 64721 | 81405 | 99699 | 117213 | 132738 | 145229 | 154616 | 161017 | 165245 | 167382 | 166943 | 166004 | 164444 | 162375 | 159350 | 155208 | 150379 | 144796 | 138388 | 131081 | 122795 | NPgN | GSP | NG FES - Leading the Way | Number of full electric cars and vans
NG FES - Leading the Way | Lct_BB001 | Number of | NPgN | STEN_1 | Number of full electric cars and vans | Stella North | STELLA NORTH | 580 | 1089 | 2095 | 3884 | 6997 | 12238 | 17142 | 23761 | 31923 | 41564 | 52290 | 64052 | 75312 | 85295 | 93326 | 99361 | 103476 | 106195 | 107568 | 107286 | 106682 | 105680 | 104350 | 102406 | 99745 | 96641 | 93054 | 88935 | 84239 | 78914 | NPgN | GSP | NG FES - Leading the Way | Number of full electric cars and vans
NG FES - Leading the Way | Lct_BB001 | Number of | NPgN | STES_1 | Number of full electric cars and vans | Stella South | STELLA SOUTH | 568 | 1051 | 1993 | 3641 | 6464 | 11140 | 15421 | 21192 | 28300 | 36692 | 46025 | 56260 | 66054 | 74736 | 81722 | 86972 | 90553 | 92920 | 94116 | 93869 | 93341 | 92464 | 91300 | 89599 | 87271 | 84556 | 81416 | 77813 | 73704 | 69045 | NPgN | GSP | NG FES - Leading the Way | Number of full electric cars and vans
NG FES - Leading the Way | Lct_BB001 | Number of | NPgN | TYNE_1 | Number of full electric cars and vans | Tynemouth 1 | TYNEMOUTH | 466 | 894 | 1758 | 3330 | 6127 | 10941 | 15571 | 21831 | 29559 | 38695 | 48865 | 60015 | 70694 | 80163 | 87780 | 93502 | 97403 | 99979 | 101280 | 101014 | 100446 | 99502 | 98250 | 96420 | 93914 | 90992 | 87614 | 83736 | 79315 | 74301 | NPgN | GSP | NG FES - Leading the Way | Number of full electric cars and vans
NG FES - Leading the Way | Lct_BB001 | Number of | NPgN | WBOL_6 | Number of full electric cars and vans | West Boldon | WEST BOLDON | 673 | 1272 | 2464 | 4600 | 8344 | 14695 | 20694 | 28795 | 38789 | 50597 | 63737 | 78145 | 91940 | 104171 | 114010 | 121403 | 126444 | 129774 | 131456 | 131111 | 130373 | 129149 | 127523 | 125147 | 121895 | 118102 | 113718 | 108685 | 102946 | 96439 | NPgN | GSP | NG FES - Leading the Way | Number of full electric cars and vans
NG FES - Leading the Way | Lct_BB001 | Number of | NPgN | BRAW_1 | Number of full electric cars and vans | Bradford West | BRADFORD WEST | 1210 | 3090 | 5685 | 9819 | 16358 | 26480 | 39173 | 56643 | 78315 | 103998 | 132403 | 165233 | 196521 | 224464 | 246196 | 262376 | 273186 | 280577 | 284403 | 283802 | 282446 | 279942 | 276615 | 271317 | 263569 | 254699 | 244563 | 233218 | 220903 | 206939 | NPgY | GSP | NG FES - Leading the Way | Number of full electric cars and vans
NG FES - Leading the Way | Lct_BB001 | Number of | NPgN | CAMB_01 | Number of full electric cars and vans | Camblesforth | CAMBLESFORTH | 154 | 367 | 632 | 1030 | 1627 | 2511 | 3588 | 5066 | 6895 | 9058 | 11448 | 14213 | 16845 | 19195 | 21022 | 22383 | 23292 | 23915 | 24237 | 24186 | 24071 | 23857 | 23574 | 23122 | 22462 | 21706 | 20842 | 19875 | 18826 | 17636 | NPgY | GSP | NG FES - Leading the Way | Number of full electric cars and vans
NG FES - Leading the Way | Lct_BB001 | Number of | NPgN | CREB_1 | Number of full electric cars and vans | Creyke Beck | CREYKE BECK | 2280 | 5238 | 8742 | 13796 | 21131 | 31609 | 44088 | 61180 | 82275 | 107196 | 134694 | 166552 | 196839 | 223872 | 244884 | 260537 | 270999 | 278168 | 281887 | 281290 | 279947 | 277465 | 274167 | 268916 | 261237 | 252445 | 242399 | 231154 | 218948 | 205108 | NPgY | GSP | NG FES - Leading the Way | Number of full electric cars and vans
NG FES - Leading the Way | Lct_BB001 | Number of | NPgN | DRAX_YEDL | Number of full electric cars and vans | Drax | DRAX | 195 | 469 | 818 | 1348 | 2154 | 3358 | 4834 | 6862 | 9373 | 12344 | 15627 | 19425 | 23041 | 26270 | 28780 | 30650 | 31899 | 32754 | 33197 | 33126 | 32968 | 32676 | 32288 | 31669 | 30765 | 29729 | 28546 | 27222 | 25785 | 24155 | NPgY | GSP | NG FES - Leading the Way | Number of full electric cars and vans
NG FES - Leading the Way | Lct_BB001 | Number of | NPgN | ELLA_1 | Number of full electric cars and vans | Elland | ELLAND | 1131 | 2803 | 5024 | 8485 | 13863 | 22059 | 32238 | 46238 | 63588 | 84137 | 106856 | 133124 | 158148 | 180494 | 197872 | 210811 | 219456 | 225370 | 228432 | 227949 | 226860 | 224849 | 222177 | 217921 | 211698 | 204574 | 196432 | 187320 | 177429 | 166213 | NPgY | GSP | NG FES - Leading the Way | Number of full electric cars and vans
NG FES - Leading the Way | Lct_BB001 | Number of | NPgN | FERRA2 | Number of full electric cars and vans | Ferrybridge A | FERRYBRIDGE A | 542 | 1268 | 2152 | 3455 | 5383 | 8192 | 11581 | 16229 | 21973 | 28765 | 36263 | 44945 | 53205 | 60578 | 66309 | 70579 | 73432 | 75386 | 76399 | 76237 | 75873 | 75200 | 74306 | 72883 | 70802 | 68419 | 65696 | 62649 | 59341 | 55590 | NPgY | GSP | NG FES - Leading the Way | Number of full electric cars and vans
NG FES - Leading the Way | Lct_BB001 | Number of | NPgN | FERRB9 | Number of full electric cars and vans | Ferrybridge B (_M) | FERRYBRIDGE B | 1088 | 2600 | 4511 | 7393 | 11750 | 18227 | 26147 | 37024 | 50482 | 66408 | 84002 | 104361 | 123740 | 141043 | 154496 | 164515 | 171210 | 175792 | 178167 | 177790 | 176940 | 175372 | 173287 | 169968 | 165115 | 159558 | 153208 | 146101 | 138386 | 129639 | NPgY | GSP | NG FES - Leading the Way | Number of full electric cars and vans
NG FES - Leading the Way | Lct_BB001 | Number of | NPgN | GRIW_1 | Number of full electric cars and vans | Grimsby West | GRIMSBY WEST | 708 | 1647 | 2783 | 4448 | 6899 | 10452 | 14725 | 20583 | 27820 | 36375 | 45820 | 56757 | 67159 | 76445 | 83663 | 89040 | 92634 | 95095 | 96371 | 96168 | 95708 | 94860 | 93732 | 91937 | 89312 | 86306 | 82871 | 79027 | 74854 | 70122 | NPgY | GSP | NG FES - Leading the Way | Number of full electric cars and vans
NG FES - Leading the Way | Lct_BB001 | Number of | NPgN | JORD_3 | Number of full electric cars and vans | Jordanthorpe | JORDANTHORPE | 407 | 923 | 1522 | 2373 | 3588 | 5297 | 7310 | 10064 | 13459 | 17467 | 21888 | 27012 | 31880 | 36225 | 39602 | 42118 | 43800 | 44952 | 45551 | 45454 | 45237 | 44836 | 44303 | 43455 | 42214 | 40793 | 39170 | 37353 | 35380 | 33144 | NPgY | GSP | NG FES - Leading the Way | Number of full electric cars and vans
NG FES - Leading the Way | Lct_BB001 | Number of | NPgN | KEAD_YEDL | Number of full electric cars and vans | Keadby | KEADBY | 2052 | 4523 | 7224 | 10879 | 15849 | 22468 | 29958 | 40164 | 52692 | 67443 | 83679 | 102538 | 120419 | 136369 | 148758 | 157994 | 164169 | 168411 | 170616 | 170255 | 169442 | 167939 | 165944 | 162765 | 158117 | 152796 | 146715 | 139909 | 132521 | 124145 | NPgY | GSP | NG FES - Leading the Way | Number of full electric cars and vans
NG FES - Leading the Way | Lct_BB001 | Number of | NPgN | KIRKB1 | Number of full electric cars and vans | Kirkstall B | KIRKSTALL B | 901 | 2182 | 3831 | 6351 | 10204 | 15988 | 23107 | 32888 | 45000 | 59337 | 75181 | 93509 | 110961 | 126544 | 138660 | 147683 | 153712 | 157838 | 159975 | 159637 | 158874 | 157465 | 155594 | 152614 | 148256 | 143267 | 137565 | 131184 | 124256 | 116402 | NPgY | GSP | NG FES - Leading the Way | Number of full electric cars and vans
NG FES - Leading the Way | Lct_BB001 | Number of | NPgN | NEEP_3 | Number of full electric cars and vans | Neepsend | NEEPSEND | 417 | 968 | 1632 | 2602 | 4027 | 6088 | 8562 | 11954 | 16144 | 21096 | 26563 | 32894 | 38915 | 44290 | 48467 | 51580 | 53659 | 55084 | 55823 | 55705 | 55439 | 54947 | 54294 | 53254 | 51734 | 49993 | 48003 | 45776 | 43359 | 40618 | NPgY | GSP | NG FES - Leading the Way | Number of full electric cars and vans
NG FES - Leading the Way | Lct_BB001 | Number of | NPgN | NORL_3 | Number of full electric cars and vans | Norton Lees | NORTON LEES | 511 | 1159 | 1909 | 2972 | 4490 | 6621 | 9128 | 12559 | 16787 | 21779 | 27284 | 33665 | 39728 | 45139 | 49344 | 52477 | 54571 | 56007 | 56752 | 56632 | 56362 | 55862 | 55198 | 54141 | 52595 | 50825 | 48802 | 46538 | 44081 | 41294 | NPgY | GSP | NG FES - Leading the Way | Number of full electric cars and vans
NG FES - Leading the Way | Lct_BB001 | Number of | NPgN | PITS_BB_B | Number of full electric cars and vans | Pitsmoor | PITSMOOR 3/4 | 168 | 393 | 668 | 1074 | 1674 | 2550 | 3607 | 5057 | 6848 | 8967 | 11306 | 14014 | 16590 | 18890 | 20678 | 22009 | 22899 | 23509 | 23825 | 23774 | 23661 | 23451 | 23172 | 22728 | 22079 | 21336 | 20487 | 19537 | 18505 | 17335 | NPgY | GSP | NG FES - Leading the Way | Number of full electric cars and vans
NG FES - Leading the Way | Lct_BB001 | Number of | NPgN | SALT_1 | Number of full electric cars and vans | Saltend North | SALTEND NORTH | 307 | 703 | 1169 | 1837 | 2802 | 4174 | 5803 | 8033 | 10784 | 14033 | 17618 | 21772 | 25721 | 29245 | 31984 | 34024 | 35388 | 36323 | 36808 | 36730 | 36554 | 36230 | 35800 | 35114 | 34111 | 32963 | 31652 | 30183 | 28589 | 26782 | NPgY | GSP | NG FES - Leading the Way | Number of full electric cars and vans
NG FES - Leading the Way | Lct_BB001 | Number of | NPgN | SHEC_3 | Number of full electric cars and vans | Sheffield City | SHEFFIELD CITY | 223 | 517 | 870 | 1384 | 2137 | 3224 | 4526 | 6312 | 8517 | 11123 | 14000 | 17331 | 20500 | 23328 | 25526 | 27164 | 28258 | 29008 | 29397 | 29335 | 29195 | 28936 | 28592 | 28044 | 27243 | 26327 | 25279 | 24106 | 22833 | 21390 | NPgY | GSP | NG FES - Leading the Way | Number of full electric cars and vans
NG FES - Leading the Way | Lct_BB001 | Number of | NPgN | SKLGB1 | Number of full electric cars and vans | Skelton Grange | SKELTON GRANGE | 1908 | 4691 | 8350 | 14015 | 22773 | 36054 | 52502 | 75116 | 103135 | 136314 | 172991 | 215405 | 255804 | 291879 | 319931 | 340820 | 354777 | 364325 | 369270 | 368489 | 366728 | 363477 | 359157 | 352278 | 342219 | 330702 | 317541 | 302811 | 286820 | 268691 | NPgY | GSP | NG FES - Leading the Way | Number of full electric cars and vans
NG FES - Leading the Way | Lct_BB001 | Number of | NPgN | TEMP_3 | Number of full electric cars and vans | Templeborough | TEMPLEBOROUGH 275/33KV | 39 | 88 | 146 | 229 | 348 | 517 | 717 | 991 | 1329 | 1727 | 2168 | 2678 | 3162 | 3595 | 3931 | 4182 | 4349 | 4464 | 4523 | 4514 | 4492 | 4452 | 4399 | 4315 | 4192 | 4051 | 3890 | 3709 | 3513 | 3291 | NPgY | GSP | NG FES - Leading the Way | Number of full electric cars and vans
NG FES - Leading the Way | Lct_BB001 | Number of | NPgN | THUR_6 | Number of full electric cars and vans | Thurcroft | THURCROFT | 1924 | 4174 | 6549 | 9665 | 13758 | 18988 | 24711 | 32483 | 41986 | 53151 | 65418 | 79691 | 93200 | 105245 | 114596 | 121571 | 126235 | 129445 | 131115 | 130838 | 130213 | 129058 | 127525 | 125082 | 121510 | 117421 | 112748 | 107518 | 101840 | 95403 | NPgY | GSP | NG FES - Leading the Way | Number of full electric cars and vans
NG FES - Leading the Way | Lct_BB001 | Number of | NPgN | WMEL_THOM | Number of full electric cars and vans | Thorpe Marsh | WEST MELTON / THORPE MARSH | 2442 | 5454 | 8835 | 13514 | 20030 | 28941 | 39231 | 53281 | 70565 | 90945 | 113398 | 139451 | 164180 | 186245 | 203387 | 216164 | 224705 | 230566 | 233610 | 233116 | 232002 | 229945 | 227213 | 222861 | 216497 | 209211 | 200885 | 191566 | 181450 | 169981 | NPgY | GSP | NG FES - Leading the Way | Number of full electric cars and vans
NG FES - Leading the Way | Lct_BB001 | Number of | NPgN | WMEL_BB3 | Number of full electric cars and vans | West Melton | WEST MELTON SECTION 3 | 2109 | 4752 | 7774 | 12016 | 18009 | 26339 | 36067 | 49368 | 65749 | 85078 | 106387 | 131097 | 154565 | 175508 | 191781 | 203909 | 212015 | 217574 | 220460 | 219994 | 218943 | 217002 | 214423 | 210316 | 204310 | 197434 | 189577 | 180783 | 171237 | 160413 | NPgY | GSP | NG FES - Leading the Way | Number of full electric cars and vans
NG FES - Leading the Way | Lct_BB001 | Number of | NPgN | WIBA_3 | Number of full electric cars and vans | Wincobank | WINCOBANK | 48 | 118 | 211 | 354 | 574 | 909 | 1324 | 1893 | 2599 | 3435 | 4359 | 5428 | 6445 | 7354 | 8061 | 8587 | 8939 | 9179 | 9304 | 9284 | 9240 | 9158 | 9049 | 8876 | 8622 | 8332 | 8001 | 7629 | 7227 | 6770 | NPgY | GSP | NG FES - Leading the Way | Number of full electric cars and vans
NPg Planning Scenario | Lct_BB001 | Number of | NPgN | BLYTB1 | Number of full electric cars and vans | Blyth 66kV | BLYTH 66kV | 429 | 1145 | 3119 | 5834 | 9290 | 13483 | 18554 | 24594 | 31517 | 42424 | 53084 | 63546 | 73714 | 83465 | 92714 | 101311 | 109196 | 116332 | 122690 | 128257 | 131865 | 134755 | 136991 | 138673 | 139875 | 140713 | 141291 | 141661 | 141905 | 142055 | NPgN | GSP | NPg Planning Scenario | Number of full electric cars and vans
NPg Planning Scenario | Lct_BB001 | Number of | NPgN | BLYTH132 | Number of full electric cars and vans | Blyth 132kV | BLYTH 132kV | 279 | 690 | 1730 | 2964 | 4298 | 5639 | 7200 | 9019 | 11093 | 14400 | 17610 | 20748 | 23766 | 26652 | 29302 | 31785 | 34110 | 36216 | 38101 | 39752 | 40824 | 41684 | 42352 | 42857 | 43220 | 43479 | 43658 | 43772 | 43848 | 43894 | NPgN | GSP | NPg Planning Scenario | Number of full electric cars and vans
NPg Planning Scenario | Lct_BB001 | Number of | NPgN | FOUR_1 | Number of full electric cars and vans | Fourstones | FOURSTONES | 50 | 128 | 337 | 606 | 928 | 1293 | 1730 | 2247 | 2839 | 3774 | 4686 | 5581 | 6447 | 7277 | 8056 | 8783 | 9453 | 10060 | 10602 | 11076 | 11383 | 11630 | 11821 | 11964 | 12067 | 12140 | 12190 | 12222 | 12243 | 12255 | NPgN | GSP | NPg Planning Scenario | Number of full electric cars and vans
NPg Planning Scenario | Lct_BB001 | Number of | NPgN | HARM_6 | Number of full electric cars and vans | Hart Moor | HARTMOOR | 176 | 477 | 1318 | 2498 | 4032 | 5926 | 8225 | 10968 | 14113 | 19065 | 23906 | 28658 | 33282 | 37717 | 41934 | 45852 | 49439 | 52686 | 55577 | 58108 | 59748 | 61062 | 62079 | 62843 | 63388 | 63768 | 64030 | 64198 | 64308 | 64376 | NPgN | GSP | NPg Planning Scenario | Number of full electric cars and vans
NPg Planning Scenario | Lct_BB001 | Number of | NPgN | HAWP_6 | Number of full electric cars and vans | Hawthorn Pit | HAWTHORN PIT GRID | 268 | 709 | 1915 | 3549 | 5603 | 8063 | 11031 | 14561 | 18607 | 24985 | 31216 | 37330 | 43268 | 48962 | 54352 | 59366 | 63969 | 68135 | 71848 | 75099 | 77206 | 78894 | 80201 | 81184 | 81886 | 82377 | 82715 | 82932 | 83075 | 83163 | NPgN | GSP | NPg Planning Scenario | Number of full electric cars and vans
NPg Planning Scenario | Lct_BB001 | Number of | NPgN | KNARE_111 | Number of full electric cars and vans | Knaresborough | KNARESBOROUGH | 519 | 1336 | 3509 | 6322 | 9697 | 13545 | 18148 | 23593 | 29826 | 39679 | 49290 | 58712 | 67841 | 76587 | 84807 | 92465 | 99531 | 105926 | 111633 | 116629 | 119869 | 122466 | 124478 | 125992 | 127077 | 127839 | 128364 | 128700 | 128922 | 129058 | NPgN | GSP | NPg Planning Scenario | Number of full electric cars and vans
NPg Planning Scenario | Lct_BB001 | Number of | NPgN | LACK_6 | Number of full electric cars and vans | Lackenby | LACKENBY | 257 | 724 | 2072 | 4058 | 6746 | 10193 | 14403 | 19444 | 25229 | 34318 | 43215 | 51955 | 60471 | 68643 | 76454 | 83701 | 90315 | 96300 | 101626 | 106291 | 109311 | 111730 | 113600 | 115005 | 116007 | 116702 | 117181 | 117489 | 117691 | 117815 | NPgN | GSP | NPg Planning Scenario | Number of full electric cars and vans
NPg Planning Scenario | Lct_BB001 | Number of | NPgN | NORT_1 | Number of full electric cars and vans | Norton | NORTON | 961 | 2639 | 7377 | 14142 | 23061 | 34231 | 47822 | 64058 | 82682 | 111978 | 140634 | 168774 | 196166 | 222443 | 247480 | 270729 | 291989 | 311228 | 328357 | 343357 | 353073 | 360857 | 366875 | 371398 | 374627 | 376872 | 378419 | 379412 | 380065 | 380466 | NPgN | GSP | NPg Planning Scenario | Number of full electric cars and vans
NPg Planning Scenario | Lct_BB001 | Number of | NPgN | OFFE_3 | Number of full electric cars and vans | Offerton | OFFERTON | 118 | 318 | 875 | 1652 | 2654 | 3885 | 5379 | 7159 | 9200 | 12415 | 15557 | 18642 | 21642 | 24519 | 27253 | 29794 | 32121 | 34227 | 36103 | 37746 | 38810 | 39663 | 40322 | 40818 | 41172 | 41419 | 41589 | 41698 | 41770 | 41814 | NPgN | GSP | NPg Planning Scenario | Number of full electric cars and vans
NPg Planning Scenario | Lct_BB001 | Number of | NPgN | OSBA_1 | Number of full electric cars and vans | Osbaldwick | OSBALDWICK | 969 | 2454 | 6326 | 11179 | 16792 | 22934 | 30220 | 38800 | 48609 | 64155 | 79298 | 94130 | 108469 | 122198 | 135012 | 146971 | 158054 | 168087 | 177048 | 184894 | 189984 | 194066 | 197231 | 199614 | 201325 | 202532 | 203363 | 203897 | 204248 | 204463 | NPgN | GSP | NPg Planning Scenario | Number of full electric cars and vans
NPg Planning Scenario | Lct_BB001 | Number of | NPgN | POPP_3 | Number of full electric cars and vans | Poppleton | POPPLETON | 168 | 423 | 1087 | 1912 | 2857 | 3879 | 5090 | 6513 | 8140 | 10720 | 13232 | 15692 | 18068 | 20343 | 22463 | 24442 | 26278 | 27940 | 29425 | 30726 | 31569 | 32246 | 32771 | 33166 | 33450 | 33651 | 33789 | 33877 | 33936 | 33972 | NPgN | GSP | NPg Planning Scenario | Number of full electric cars and vans
NPg Planning Scenario | Lct_BB001 | Number of | NPgN | SALH_1 | Number of full electric cars and vans | Saltholme | SALTHOLME | 4 | 10 | 29 | 56 | 91 | 136 | 190 | 255 | 329 | 447 | 561 | 674 | 783 | 888 | 988 | 1081 | 1166 | 1243 | 1312 | 1372 | 1411 | 1442 | 1466 | 1484 | 1497 | 1506 | 1512 | 1516 | 1518 | 1520 | NPgN | GSP | NPg Planning Scenario | Number of full electric cars and vans
NPg Planning Scenario | Lct_BB001 | Number of | NPgN | SSHI_3 | Number of full electric cars and vans | South Shields | SOUTH SHIELDS | 112 | 300 | 816 | 1525 | 2429 | 3525 | 4850 | 6429 | 8238 | 11089 | 13875 | 16610 | 19267 | 21816 | 24233 | 26480 | 28541 | 30406 | 32067 | 33523 | 34465 | 35221 | 35805 | 36245 | 36559 | 36778 | 36929 | 37026 | 37090 | 37129 | NPgN | GSP | NPg Planning Scenario | Number of full electric cars and vans
NPg Planning Scenario | Lct_BB001 | Number of | NPgN | KIELD01 and SPAD20 | Number of full electric cars and vans | 0 | SPADEADAM | 14 | 39 | 107 | 202 | 327 | 480 | 667 | 889 | 1145 | 1546 | 1939 | 2325 | 2700 | 3060 | 3402 | 3720 | 4011 | 4275 | 4509 | 4715 | 4848 | 4954 | 5037 | 5099 | 5143 | 5174 | 5195 | 5209 | 5218 | 5223 | NPgN | GSP | NPg Planning Scenario | Number of full electric cars and vans
NPg Planning Scenario | Lct_BB001 | Number of | NPgN | SPEN_1 | Number of full electric cars and vans | Spennymoor | SPENNYMOOR | 644 | 1698 | 4565 | 8427 | 13247 | 18980 | 25891 | 34105 | 43515 | 58358 | 72854 | 87076 | 100886 | 114125 | 126648 | 138297 | 149000 | 158686 | 167320 | 174881 | 179781 | 183708 | 186747 | 189033 | 190667 | 191810 | 192598 | 193103 | 193435 | 193640 | NPgN | GSP | NPg Planning Scenario | Number of full electric cars and vans
NPg Planning Scenario | Lct_BB001 | Number of | NPgN | STEN_1 | Number of full electric cars and vans | Stella North | STELLA NORTH | 410 | 1083 | 2914 | 5385 | 8476 | 12159 | 16601 | 21880 | 27929 | 37469 | 46786 | 55928 | 64806 | 73317 | 81370 | 88860 | 95741 | 101968 | 107518 | 112379 | 115529 | 118053 | 120006 | 121476 | 122527 | 123261 | 123767 | 124092 | 124305 | 124437 | NPgN | GSP | NPg Planning Scenario | Number of full electric cars and vans
NPg Planning Scenario | Lct_BB001 | Number of | NPgN | STES_1 | Number of full electric cars and vans | Stella South | STELLA SOUTH | 401 | 1045 | 2771 | 5048 | 7831 | 11068 | 14955 | 19563 | 24840 | 33174 | 41307 | 49284 | 57021 | 64435 | 71426 | 77933 | 83925 | 89349 | 94185 | 98420 | 101166 | 103366 | 105070 | 106352 | 107270 | 107913 | 108356 | 108640 | 108827 | 108942 | NPgN | GSP | NPg Planning Scenario | Number of full electric cars and vans
NPg Planning Scenario | Lct_BB001 | Number of | NPgN | TYNE_1 | Number of full electric cars and vans | Tynemouth 1 | TYNEMOUTH | 329 | 889 | 2445 | 4618 | 7423 | 10870 | 15051 | 20036 | 25752 | 34752 | 43551 | 52188 | 60588 | 68645 | 76301 | 83415 | 89932 | 95829 | 101081 | 105681 | 108661 | 111048 | 112895 | 114284 | 115275 | 115966 | 116442 | 116748 | 116948 | 117072 | NPgN | GSP | NPg Planning Scenario | Number of full electric cars and vans
NPg Planning Scenario | Lct_BB001 | Number of | NPgN | WBOL_6 | Number of full electric cars and vans | West Boldon | WEST BOLDON | 476 | 1265 | 3428 | 6378 | 10109 | 14601 | 20028 | 26486 | 33887 | 45554 | 56952 | 68137 | 79005 | 89425 | 99300 | 108481 | 116907 | 124532 | 131327 | 137277 | 141133 | 144223 | 146613 | 148411 | 149696 | 150593 | 151212 | 151608 | 151869 | 152030 | NPgN | GSP | NPg Planning Scenario | Number of full electric cars and vans
NPg Planning Scenario | Lct_BB001 | Number of | NPgN | BRAW_1 | Number of full electric cars and vans | Bradford West | BRADFORD WEST | 856 | 2030 | 5452 | 10595 | 17727 | 27019 | 38313 | 51819 | 67278 | 91288 | 114758 | 137813 | 160291 | 181858 | 202526 | 221657 | 239060 | 254790 | 268769 | 281004 | 288921 | 295257 | 300153 | 303833 | 306452 | 308270 | 309523 | 310329 | 310856 | 311181 | NPgY | GSP | NPg Planning Scenario | Number of full electric cars and vans
NPg Planning Scenario | Lct_BB001 | Number of | NPgN | CAMB_01 | Number of full electric cars and vans | Camblesforth | CAMBLESFORTH | 109 | 241 | 606 | 1111 | 1764 | 2562 | 3526 | 4671 | 5980 | 8019 | 10009 | 11961 | 13860 | 15679 | 17408 | 19012 | 20479 | 21806 | 22986 | 24019 | 24688 | 25223 | 25637 | 25949 | 26172 | 26327 | 26434 | 26503 | 26548 | 26576 | NPgY | GSP | NPg Planning Scenario | Number of full electric cars and vans
NPg Planning Scenario | Lct_BB001 | Number of | NPgN | CREB_1 | Number of full electric cars and vans | Creyke Beck | CREYKE BECK | 1612 | 3440 | 8384 | 14888 | 22899 | 32253 | 43471 | 56739 | 71886 | 95528 | 118571 | 141161 | 163071 | 184063 | 203868 | 222269 | 239181 | 254473 | 268095 | 280016 | 287738 | 293925 | 298714 | 302322 | 304905 | 306714 | 307961 | 308763 | 309287 | 309610 | NPgY | GSP | NPg Planning Scenario | Number of full electric cars and vans
NPg Planning Scenario | Lct_BB001 | Number of | NPgN | DRAX_YEDL | Number of full electric cars and vans | Drax | DRAX | 138 | 308 | 785 | 1455 | 2334 | 3426 | 4745 | 6316 | 8112 | 10906 | 13635 | 16313 | 18918 | 21417 | 23795 | 26001 | 28015 | 29836 | 31456 | 32874 | 33792 | 34527 | 35095 | 35523 | 35828 | 36041 | 36187 | 36281 | 36343 | 36381 | NPgY | GSP | NPg Planning Scenario | Number of full electric cars and vans
NPg Planning Scenario | Lct_BB001 | Number of | NPgN | ELLA_1 | Number of full electric cars and vans | Elland | ELLAND | 800 | 1841 | 4818 | 9156 | 15023 | 22507 | 31582 | 42413 | 54804 | 74066 | 92885 | 111364 | 129363 | 146629 | 163130 | 178413 | 192342 | 204932 | 216126 | 225923 | 232263 | 237339 | 241261 | 244212 | 246313 | 247774 | 248782 | 249430 | 249853 | 250114 | NPgY | GSP | NPg Planning Scenario | Number of full electric cars and vans
NPg Planning Scenario | Lct_BB001 | Number of | NPgN | FERRA2 | Number of full electric cars and vans | Ferrybridge A | FERRYBRIDGE A | 383 | 833 | 2064 | 3728 | 5834 | 8359 | 11398 | 15002 | 19119 | 25538 | 31798 | 37939 | 43903 | 49619 | 55034 | 60061 | 64668 | 68833 | 72542 | 75787 | 77888 | 79572 | 80874 | 81855 | 82556 | 83045 | 83383 | 83600 | 83742 | 83830 | NPgY | GSP | NPg Planning Scenario | Number of full electric cars and vans
NPg Planning Scenario | Lct_BB001 | Number of | NPgN | FERRB9 | Number of full electric cars and vans | Ferrybridge B (_M) | FERRYBRIDGE B | 769 | 1708 | 4326 | 7977 | 12733 | 18598 | 25681 | 34105 | 43736 | 58730 | 73366 | 87729 | 101698 | 115091 | 127831 | 139645 | 150444 | 160207 | 168893 | 176495 | 181416 | 185357 | 188405 | 190698 | 192335 | 193476 | 194262 | 194769 | 195099 | 195303 | NPgY | GSP | NPg Planning Scenario | Number of full electric cars and vans
NPg Planning Scenario | Lct_BB001 | Number of | NPgN | GRIW_1 | Number of full electric cars and vans | Grimsby West | GRIMSBY WEST | 501 | 1082 | 2669 | 4800 | 7476 | 10664 | 14498 | 19042 | 24232 | 32325 | 40217 | 47958 | 55473 | 62675 | 69491 | 75819 | 81623 | 86871 | 91544 | 95633 | 98281 | 100402 | 102044 | 103280 | 104164 | 104782 | 105208 | 105482 | 105661 | 105771 | NPgY | GSP | NPg Planning Scenario | Number of full electric cars and vans
NPg Planning Scenario | Lct_BB001 | Number of | NPgN | JORD_3 | Number of full electric cars and vans | Jordanthorpe | JORDANTHORPE | 287 | 606 | 1460 | 2561 | 3888 | 5405 | 7219 | 9358 | 11800 | 15615 | 19330 | 22972 | 26499 | 29878 | 33054 | 36008 | 38729 | 41189 | 43382 | 45301 | 46545 | 47541 | 48313 | 48894 | 49311 | 49604 | 49806 | 49935 | 50020 | 50072 | NPgY | GSP | NPg Planning Scenario | Number of full electric cars and vans
NPg Planning Scenario | Lct_BB001 | Number of | NPgN | KEAD_YEDL | Number of full electric cars and vans | Keadby | KEADBY | 1451 | 2971 | 6928 | 11739 | 17174 | 22925 | 29731 | 37688 | 46746 | 60960 | 74769 | 88281 | 101313 | 113779 | 125343 | 136133 | 146159 | 155228 | 163329 | 170415 | 175012 | 178699 | 181558 | 183716 | 185273 | 186372 | 187130 | 187617 | 187935 | 188132 | NPgY | GSP | NPg Planning Scenario | Number of full electric cars and vans
NPg Planning Scenario | Lct_BB001 | Number of | NPgN | KIRKB1 | Number of full electric cars and vans | Kirkstall B | KIRKSTALL B | 637 | 1433 | 3674 | 6854 | 11057 | 16313 | 22671 | 30244 | 38904 | 52378 | 65535 | 78450 | 91018 | 103071 | 114558 | 125205 | 134925 | 143713 | 151528 | 158368 | 162796 | 166341 | 169082 | 171144 | 172614 | 173638 | 174345 | 174799 | 175095 | 175278 | NPgY | GSP | NPg Planning Scenario | Number of full electric cars and vans
NPg Planning Scenario | Lct_BB001 | Number of | NPgN | NEEP_3 | Number of full electric cars and vans | Neepsend | NEEPSEND | 295 | 636 | 1565 | 2808 | 4364 | 6212 | 8433 | 11064 | 14069 | 18756 | 23326 | 27808 | 32159 | 36328 | 40272 | 43934 | 47294 | 50332 | 53037 | 55405 | 56938 | 58166 | 59116 | 59832 | 60344 | 60702 | 60949 | 61108 | 61211 | 61275 | NPgY | GSP | NPg Planning Scenario | Number of full electric cars and vans
NPg Planning Scenario | Lct_BB001 | Number of | NPgN | NORL_3 | Number of full electric cars and vans | Norton Lees | NORTON LEES | 361 | 761 | 1831 | 3207 | 4865 | 6755 | 9015 | 11681 | 14722 | 19474 | 24103 | 28639 | 33032 | 37240 | 41195 | 44873 | 48261 | 51326 | 54057 | 56447 | 57996 | 59237 | 60198 | 60923 | 61442 | 61807 | 62058 | 62220 | 62325 | 62390 | NPgY | GSP | NPg Planning Scenario | Number of full electric cars and vans
NPg Planning Scenario | Lct_BB001 | Number of | NPgN | PITS_BB_B | Number of full electric cars and vans | Pitsmoor | PITSMOOR 3/4 | 119 | 258 | 641 | 1159 | 1814 | 2602 | 3549 | 4673 | 5958 | 7959 | 9912 | 11827 | 13687 | 15470 | 17159 | 18727 | 20164 | 21464 | 22620 | 23632 | 24288 | 24813 | 25219 | 25525 | 25744 | 25896 | 26002 | 26069 | 26114 | 26141 | NPgY | GSP | NPg Planning Scenario | Number of full electric cars and vans
NPg Planning Scenario | Lct_BB001 | Number of | NPgN | SALT_1 | Number of full electric cars and vans | Saltend North | SALTEND NORTH | 217 | 462 | 1121 | 1982 | 3037 | 4259 | 5724 | 7456 | 9432 | 12518 | 15525 | 18472 | 21330 | 24068 | 26648 | 29046 | 31251 | 33245 | 35022 | 36577 | 37584 | 38391 | 39016 | 39486 | 39824 | 40060 | 40223 | 40328 | 40396 | 40438 | NPgY | GSP | NPg Planning Scenario | Number of full electric cars and vans
NPg Planning Scenario | Lct_BB001 | Number of | NPgN | SHEC_3 | Number of full electric cars and vans | Sheffield City | SHEFFIELD CITY | 158 | 339 | 834 | 1493 | 2316 | 3289 | 4459 | 5844 | 7426 | 9894 | 12300 | 14659 | 16949 | 19143 | 21218 | 23145 | 24913 | 26512 | 27936 | 29181 | 29988 | 30635 | 31135 | 31512 | 31782 | 31970 | 32100 | 32184 | 32238 | 32272 | NPgY | GSP | NPg Planning Scenario | Number of full electric cars and vans
NPg Planning Scenario | Lct_BB001 | Number of | NPgN | SKLGB1 | Number of full electric cars and vans | Skelton Grange | SKELTON GRANGE | 1349 | 3081 | 8008 | 15124 | 24677 | 36787 | 51459 | 68959 | 88976 | 120102 | 150507 | 180360 | 209430 | 237313 | 263937 | 288602 | 311093 | 331424 | 349501 | 365323 | 375563 | 383762 | 390098 | 394865 | 398260 | 400623 | 402252 | 403300 | 403985 | 404406 | NPgY | GSP | NPg Planning Scenario | Number of full electric cars and vans
NPg Planning Scenario | Lct_BB001 | Number of | NPgN | TEMP_3 | Number of full electric cars and vans | Templeborough | TEMPLEBOROUGH 275/33KV | 27 | 58 | 140 | 247 | 377 | 527 | 707 | 920 | 1163 | 1542 | 1911 | 2273 | 2624 | 2960 | 3277 | 3571 | 3842 | 4087 | 4305 | 4496 | 4620 | 4719 | 4795 | 4853 | 4895 | 4924 | 4944 | 4957 | 4965 | 4970 | NPgY | GSP | NPg Planning Scenario | Number of full electric cars and vans
NPg Planning Scenario | Lct_BB001 | Number of | NPgN | THUR_6 | Number of full electric cars and vans | Thurcroft | THURCROFT | 1360 | 2741 | 6281 | 10430 | 14909 | 19375 | 24613 | 30689 | 37594 | 48467 | 59009 | 69308 | 79205 | 88661 | 97330 | 105442 | 113039 | 119912 | 126062 | 131442 | 134935 | 137738 | 139915 | 141560 | 142753 | 143599 | 144183 | 144559 | 144804 | 144956 | NPgY | GSP | NPg Planning Scenario | Number of full electric cars and vans
NPg Planning Scenario | Lct_BB001 | Number of | NPgN | WMEL_THOM | Number of full electric cars and vans | Thorpe Marsh | WEST MELTON / THORPE MARSH | 1727 | 3582 | 8473 | 14583 | 21705 | 29530 | 38840 | 49775 | 62238 | 81752 | 100735 | 119323 | 137292 | 154492 | 170557 | 185520 | 199364 | 211883 | 223053 | 232826 | 239163 | 244242 | 248179 | 251147 | 253282 | 254785 | 255821 | 256487 | 256923 | 257191 | NPgY | GSP | NPg Planning Scenario | Number of full electric cars and vans
NPg Planning Scenario | Lct_BB001 | Number of | NPgN | WMEL_BB3 | Number of full electric cars and vans | West Melton | WEST MELTON SECTION 3 | 1491 | 3121 | 7456 | 12966 | 19516 | 26875 | 35656 | 45997 | 57790 | 76234 | 94188 | 111777 | 128802 | 145103 | 160388 | 174610 | 187735 | 199604 | 210188 | 219449 | 225451 | 230261 | 233988 | 236797 | 238814 | 240230 | 241207 | 241836 | 242246 | 242499 | NPgY | GSP | NPg Planning Scenario | Number of full electric cars and vans
NPg Planning Scenario | Lct_BB001 | Number of | NPgN | WIBA_3 | Number of full electric cars and vans | Wincobank | WINCOBANK | 34 | 78 | 202 | 382 | 622 | 928 | 1297 | 1738 | 2242 | 3027 | 3793 | 4545 | 5277 | 5980 | 6650 | 7272 | 7838 | 8351 | 8806 | 9205 | 9463 | 9669 | 9829 | 9949 | 10034 | 10094 | 10135 | 10161 | 10179 | 10189 | NPgY | GSP | NPg Planning Scenario | Number of full electric cars and vans
NG FES - System Transformation | Lct_BB001 | Number of | NPgN | BLYTB1 | Number of full electric cars and vans | Blyth 66kV | BLYTH 66kV | 607 | 870 | 1352 | 2107 | 3287 | 5111 | 7874 | 11970 | 17908 | 23209 | 29942 | 37957 | 47208 | 57424 | 68537 | 79770 | 90463 | 100218 | 108347 | 114964 | 120220 | 124118 | 125702 | 125715 | 125370 | 124589 | 123348 | 121668 | 119650 | 117379 | NPgN | GSP | NG FES - System Transformation | Number of full electric cars and vans
NG FES - System Transformation | Lct_BB001 | Number of | NPgN | BLYTH132 | Number of full electric cars and vans | Blyth 132kV | BLYTH 132kV | 395 | 524 | 750 | 1071 | 1521 | 2138 | 2981 | 4209 | 5970 | 7530 | 9507 | 11854 | 14557 | 17539 | 20787 | 24066 | 27187 | 30036 | 32411 | 34346 | 35884 | 37026 | 37495 | 37499 | 37396 | 37163 | 36793 | 36292 | 35690 | 35012 | NPgN | GSP | NG FES - System Transformation | Number of full electric cars and vans
NG FES - System Transformation | Lct_BB001 | Number of | NPgN | FOUR_1 | Number of full electric cars and vans | Fourstones | FOURSTONES | 71 | 98 | 146 | 219 | 328 | 490 | 728 | 1078 | 1584 | 2034 | 2606 | 3286 | 4070 | 4936 | 5878 | 6831 | 7737 | 8564 | 9253 | 9814 | 10260 | 10591 | 10726 | 10727 | 10697 | 10631 | 10525 | 10382 | 10209 | 10016 | NPgN | GSP | NG FES - System Transformation | Number of full electric cars and vans
NG FES - System Transformation | Lct_BB001 | Number of | NPgN | HARM_6 | Number of full electric cars and vans | Hart Moor | HARTMOOR | 249 | 362 | 571 | 902 | 1427 | 2247 | 3500 | 5361 | 8061 | 10473 | 13537 | 17185 | 21397 | 26049 | 31108 | 36223 | 41091 | 45533 | 49234 | 52246 | 54639 | 56413 | 57134 | 57139 | 56983 | 56628 | 56064 | 55300 | 54383 | 53351 | NPgN | GSP | NG FES - System Transformation | Number of full electric cars and vans
NG FES - System Transformation | Lct_BB001 | Number of | NPgN | HAWP_6 | Number of full electric cars and vans | Hawthorn Pit | HAWTHORN PIT GRID | 379 | 539 | 830 | 1282 | 1983 | 3057 | 4673 | 7066 | 10534 | 13628 | 17558 | 22235 | 27633 | 33594 | 40078 | 46632 | 52871 | 58563 | 63306 | 67167 | 70234 | 72509 | 73434 | 73441 | 73240 | 72784 | 72059 | 71077 | 69899 | 68572 | NPgN | GSP | NG FES - System Transformation | Number of full electric cars and vans
NG FES - System Transformation | Lct_BB001 | Number of | NPgN | KNARE_111 | Number of full electric cars and vans | Knaresborough | KNARESBOROUGH | 734 | 1015 | 1520 | 2283 | 3431 | 5135 | 7636 | 11324 | 16654 | 21401 | 27428 | 34595 | 42863 | 51990 | 61922 | 71959 | 81512 | 90230 | 97495 | 103409 | 108108 | 111596 | 113016 | 113028 | 112718 | 112015 | 110900 | 109389 | 107575 | 105534 | NPgN | GSP | NG FES - System Transformation | Number of full electric cars and vans
NG FES - System Transformation | Lct_BB001 | Number of | NPgN | LACK_6 | Number of full electric cars and vans | Lackenby | LACKENBY | 364 | 550 | 898 | 1466 | 2387 | 3864 | 6162 | 9585 | 14559 | 19008 | 24661 | 31395 | 39172 | 47763 | 57104 | 66549 | 75541 | 83742 | 90576 | 96138 | 100554 | 103829 | 105156 | 105167 | 104879 | 104225 | 103187 | 101782 | 100094 | 98194 | NPgN | GSP | NG FES - System Transformation | Number of full electric cars and vans
NG FES - System Transformation | Lct_BB001 | Number of | NPgN | NORT_1 | Number of full electric cars and vans | Norton | NORTON | 1359 | 2004 | 3197 | 5108 | 8159 | 12977 | 20389 | 31409 | 47407 | 61702 | 79868 | 101499 | 126473 | 154059 | 184061 | 214390 | 243263 | 269601 | 291549 | 309411 | 323597 | 334117 | 338385 | 338420 | 337492 | 335388 | 332049 | 327526 | 322094 | 315981 | NPgN | GSP | NG FES - System Transformation | Number of full electric cars and vans
NG FES - System Transformation | Lct_BB001 | Number of | NPgN | OFFE_3 | Number of full electric cars and vans | Offerton | OFFERTON | 167 | 242 | 379 | 597 | 939 | 1473 | 2287 | 3495 | 5247 | 6811 | 8799 | 11165 | 13897 | 16914 | 20196 | 23513 | 26671 | 29552 | 31952 | 33906 | 35458 | 36609 | 37076 | 37080 | 36978 | 36748 | 36382 | 35886 | 35291 | 34622 | NPgN | GSP | NG FES - System Transformation | Number of full electric cars and vans
NG FES - System Transformation | Lct_BB001 | Number of | NPgN | OSBA_1 | Number of full electric cars and vans | Osbaldwick | OSBALDWICK | 1370 | 1863 | 2741 | 4038 | 5941 | 8695 | 12645 | 18451 | 26821 | 34264 | 43709 | 54933 | 67877 | 82162 | 97711 | 113420 | 128371 | 142017 | 153390 | 162650 | 170008 | 175471 | 177701 | 177719 | 177232 | 176127 | 174374 | 171999 | 169146 | 165936 | NPgN | GSP | NG FES - System Transformation | Number of full electric cars and vans
NG FES - System Transformation | Lct_BB001 | Number of | NPgN | POPP_3 | Number of full electric cars and vans | Poppleton | POPPLETON | 237 | 322 | 471 | 691 | 1011 | 1471 | 2127 | 3090 | 4477 | 5710 | 7274 | 9133 | 11276 | 13642 | 16216 | 18817 | 21293 | 23553 | 25436 | 26969 | 28188 | 29092 | 29462 | 29465 | 29384 | 29201 | 28910 | 28517 | 28044 | 27511 | NPgN | GSP | NG FES - System Transformation | Number of full electric cars and vans
NG FES - System Transformation | Lct_BB001 | Number of | NPgN | SALH_1 | Number of full electric cars and vans | Saltholme | SALTHOLME | 5 | 8 | 13 | 20 | 32 | 51 | 81 | 125 | 189 | 246 | 319 | 405 | 505 | 616 | 736 | 857 | 972 | 1078 | 1165 | 1237 | 1294 | 1336 | 1353 | 1353 | 1349 | 1341 | 1327 | 1309 | 1288 | 1263 | NPgN | GSP | NG FES - System Transformation | Number of full electric cars and vans
NG FES - System Transformation | Lct_BB001 | Number of | NPgN | SSHI_3 | Number of full electric cars and vans | South Shields | SOUTH SHIELDS | 159 | 227 | 354 | 551 | 859 | 1336 | 2058 | 3129 | 4681 | 6066 | 7826 | 9921 | 12339 | 15009 | 17913 | 20849 | 23644 | 26193 | 28318 | 30047 | 31421 | 32440 | 32854 | 32857 | 32767 | 32563 | 32239 | 31799 | 31272 | 30679 | NPgN | GSP | NG FES - System Transformation | Number of full electric cars and vans
NG FES - System Transformation | Lct_BB001 | Number of | NPgN | KIELD01 and SPAD20 | Number of full electric cars and vans | 0 | SPADEADAM | 20 | 29 | 46 | 73 | 116 | 182 | 284 | 435 | 654 | 850 | 1098 | 1394 | 1736 | 2114 | 2524 | 2939 | 3334 | 3695 | 3995 | 4239 | 4434 | 4578 | 4636 | 4637 | 4624 | 4595 | 4549 | 4487 | 4413 | 4329 | NPgN | GSP | NG FES - System Transformation | Number of full electric cars and vans
NG FES - System Transformation | Lct_BB001 | Number of | NPgN | SPEN_1 | Number of full electric cars and vans | Spennymoor | SPENNYMOOR | 912 | 1290 | 1978 | 3043 | 4687 | 7196 | 10957 | 16525 | 24590 | 31783 | 40919 | 51791 | 64338 | 78193 | 93265 | 108499 | 122999 | 136230 | 147255 | 156230 | 163359 | 168648 | 170798 | 170815 | 170347 | 169285 | 167600 | 165317 | 162575 | 159490 | NPgN | GSP | NG FES - System Transformation | Number of full electric cars and vans
NG FES - System Transformation | Lct_BB001 | Number of | NPgN | STEN_1 | Number of full electric cars and vans | Stella North | STELLA NORTH | 580 | 822 | 1263 | 1945 | 2999 | 4610 | 7027 | 10606 | 15791 | 20415 | 26289 | 33279 | 41346 | 50254 | 59944 | 69738 | 79062 | 87568 | 94657 | 100427 | 105010 | 108410 | 109793 | 109804 | 109503 | 108820 | 107737 | 106269 | 104507 | 102524 | NPgN | GSP | NG FES - System Transformation | Number of full electric cars and vans
NG FES - System Transformation | Lct_BB001 | Number of | NPgN | STES_1 | Number of full electric cars and vans | Stella South | STELLA SOUTH | 568 | 793 | 1201 | 1823 | 2771 | 4196 | 6309 | 9432 | 13950 | 17976 | 23089 | 29171 | 36189 | 43937 | 52368 | 60887 | 68997 | 76397 | 82563 | 87583 | 91571 | 94530 | 95735 | 95745 | 95482 | 94887 | 93942 | 92663 | 91126 | 89396 | NPgN | GSP | NG FES - System Transformation | Number of full electric cars and vans
NG FES - System Transformation | Lct_BB001 | Number of | NPgN | TYNE_1 | Number of full electric cars and vans | Tynemouth 1 | TYNEMOUTH | 466 | 675 | 1060 | 1668 | 2626 | 4121 | 6399 | 9782 | 14687 | 19068 | 24634 | 31261 | 38910 | 47358 | 56547 | 65836 | 74678 | 82745 | 89467 | 94938 | 99283 | 102506 | 103815 | 103826 | 103541 | 102896 | 101871 | 100484 | 98817 | 96942 | NPgN | GSP | NG FES - System Transformation | Number of full electric cars and vans
NG FES - System Transformation | Lct_BB001 | Number of | NPgN | WBOL_6 | Number of full electric cars and vans | West Boldon | WEST BOLDON | 673 | 960 | 1485 | 2304 | 3577 | 5535 | 8490 | 12870 | 19217 | 24880 | 32074 | 40636 | 50519 | 61432 | 73304 | 85303 | 96725 | 107147 | 115831 | 122899 | 128514 | 132679 | 134371 | 134385 | 134017 | 133182 | 131855 | 130059 | 127903 | 125475 | NPgN | GSP | NG FES - System Transformation | Number of full electric cars and vans
NG FES - System Transformation | Lct_BB001 | Number of | NPgN | BRAW_1 | Number of full electric cars and vans | Bradford West | BRADFORD WEST | 1210 | 2549 | 4010 | 6173 | 9343 | 13865 | 19974 | 28157 | 38910 | 51233 | 66906 | 85586 | 107170 | 131021 | 156949 | 183169 | 208134 | 230899 | 249868 | 265304 | 277557 | 286639 | 290311 | 290341 | 289545 | 287741 | 284875 | 280995 | 276335 | 271091 | NPgY | GSP | NG FES - System Transformation | Number of full electric cars and vans
NG FES - System Transformation | Lct_BB001 | Number of | NPgN | CAMB_01 | Number of full electric cars and vans | Camblesforth | CAMBLESFORTH | 154 | 302 | 446 | 647 | 930 | 1319 | 1842 | 2539 | 3453 | 4492 | 5813 | 7386 | 9202 | 11207 | 13389 | 15594 | 17693 | 19608 | 21204 | 22502 | 23534 | 24299 | 24609 | 24611 | 24544 | 24391 | 24148 | 23819 | 23424 | 22980 | NPgY | GSP | NG FES - System Transformation | Number of full electric cars and vans
NG FES - System Transformation | Lct_BB001 | Number of | NPgN | CREB_1 | Number of full electric cars and vans | Creyke Beck | CREYKE BECK | 2280 | 4320 | 6167 | 8674 | 12069 | 16640 | 22745 | 30855 | 41453 | 53440 | 68662 | 86771 | 107666 | 130737 | 155837 | 181205 | 205351 | 227384 | 245745 | 260692 | 272565 | 281375 | 284960 | 284990 | 284208 | 282437 | 279625 | 275816 | 271242 | 266094 | NPgY | GSP | NG FES - System Transformation | Number of full electric cars and vans
NG FES - System Transformation | Lct_BB001 | Number of | NPgN | DRAX_YEDL | Number of full electric cars and vans | Drax | DRAX | 195 | 387 | 577 | 848 | 1230 | 1762 | 2478 | 3433 | 4685 | 6112 | 7926 | 10086 | 12581 | 15337 | 18333 | 21363 | 24247 | 26878 | 29070 | 30855 | 32271 | 33322 | 33748 | 33751 | 33659 | 33449 | 33116 | 32665 | 32123 | 31514 | NPgY | GSP | NG FES - System Transformation | Number of full electric cars and vans
NG FES - System Transformation | Lct_BB001 | Number of | NPgN | ELLA_1 | Number of full electric cars and vans | Elland | ELLAND | 1131 | 2312 | 3544 | 5334 | 7918 | 11563 | 16477 | 23050 | 31678 | 41542 | 54084 | 69029 | 86291 | 105365 | 126102 | 147071 | 167034 | 185241 | 200412 | 212758 | 222560 | 229826 | 232768 | 232792 | 232153 | 230707 | 228409 | 225298 | 221562 | 217357 | NPgY | GSP | NG FES - System Transformation | Number of full electric cars and vans
NG FES - System Transformation | Lct_BB001 | Number of | NPgN | FERRA2 | Number of full electric cars and vans | Ferrybridge A | FERRYBRIDGE A | 542 | 1046 | 1518 | 2172 | 3075 | 4307 | 5958 | 8156 | 11033 | 14298 | 18445 | 23381 | 29079 | 35372 | 42217 | 49135 | 55721 | 61730 | 66737 | 70812 | 74049 | 76451 | 77426 | 77434 | 77222 | 76740 | 75976 | 74942 | 73699 | 72300 | NPgY | GSP | NG FES - System Transformation | Number of full electric cars and vans
NG FES - System Transformation | Lct_BB001 | Number of | NPgN | FERRB9 | Number of full electric cars and vans | Ferrybridge B (_M) | FERRYBRIDGE B | 1088 | 2145 | 3182 | 4648 | 6711 | 9571 | 13413 | 18539 | 25257 | 32908 | 42631 | 54209 | 67579 | 82346 | 98407 | 114643 | 130099 | 144199 | 155948 | 165510 | 173103 | 178734 | 181018 | 181036 | 180540 | 179415 | 177628 | 175209 | 172303 | 169033 | NPgY | GSP | NG FES - System Transformation | Number of full electric cars and vans
NG FES - System Transformation | Lct_BB001 | Number of | NPgN | GRIW_1 | Number of full electric cars and vans | Grimsby West | GRIMSBY WEST | 708 | 1358 | 1963 | 2796 | 3940 | 5497 | 7581 | 10354 | 13981 | 18094 | 23319 | 29537 | 36713 | 44638 | 53259 | 61973 | 70268 | 77835 | 84142 | 89275 | 93352 | 96377 | 97606 | 97616 | 97349 | 96742 | 95779 | 94474 | 92907 | 91144 | NPgY | GSP | NG FES - System Transformation | Number of full electric cars and vans
NG FES - System Transformation | Lct_BB001 | Number of | NPgN | JORD_3 | Number of full electric cars and vans | Jordanthorpe | JORDANTHORPE | 407 | 761 | 1074 | 1492 | 2049 | 2791 | 3779 | 5090 | 6800 | 8729 | 11178 | 14090 | 17449 | 21157 | 25192 | 29269 | 33150 | 36692 | 39643 | 42046 | 43955 | 45372 | 45949 | 45954 | 45828 | 45542 | 45089 | 44475 | 43737 | 42907 | NPgY | GSP | NG FES - System Transformation | Number of full electric cars and vans
NG FES - System Transformation | Lct_BB001 | Number of | NPgN | KEAD_YEDL | Number of full electric cars and vans | Keadby | KEADBY | 2052 | 3731 | 5096 | 6839 | 9052 | 11874 | 15600 | 20508 | 26885 | 33999 | 43019 | 53727 | 66064 | 79674 | 94495 | 109463 | 123707 | 136712 | 147552 | 156379 | 163397 | 168610 | 170746 | 170763 | 170295 | 169234 | 167549 | 165267 | 162526 | 159441 | NPgY | GSP | NG FES - System Transformation | Number of full electric cars and vans
NG FES - System Transformation | Lct_BB001 | Number of | NPgN | KIRKB1 | Number of full electric cars and vans | Kirkstall B | KIRKSTALL B | 901 | 1800 | 2703 | 3993 | 5828 | 8390 | 11836 | 16439 | 22475 | 29361 | 38113 | 48538 | 60577 | 73877 | 88339 | 102961 | 116882 | 129579 | 140159 | 148770 | 155607 | 160677 | 162731 | 162748 | 162302 | 161290 | 159684 | 157509 | 154897 | 151957 | NPgY | GSP | NG FES - System Transformation | Number of full electric cars and vans
NG FES - System Transformation | Lct_BB001 | Number of | NPgN | NEEP_3 | Number of full electric cars and vans | Neepsend | NEEPSEND | 417 | 798 | 1151 | 1636 | 2300 | 3203 | 4410 | 6016 | 8117 | 10498 | 13522 | 17121 | 21275 | 25862 | 30852 | 35896 | 40696 | 45077 | 48727 | 51698 | 54058 | 55809 | 56521 | 56527 | 56371 | 56020 | 55462 | 54707 | 53800 | 52779 | NPgY | GSP | NG FES - System Transformation | Number of full electric cars and vans
NG FES - System Transformation | Lct_BB001 | Number of | NPgN | NORL_3 | Number of full electric cars and vans | Norton Lees | NORTON LEES | 511 | 956 | 1346 | 1869 | 2564 | 3489 | 4720 | 6353 | 8484 | 10886 | 13936 | 17562 | 21745 | 26363 | 31388 | 36465 | 41298 | 45709 | 49384 | 52376 | 54754 | 56519 | 57238 | 57244 | 57087 | 56731 | 56166 | 55401 | 54482 | 53448 | NPgY | GSP | NG FES - System Transformation | Number of full electric cars and vans
NG FES - System Transformation | Lct_BB001 | Number of | NPgN | PITS_BB_B | Number of full electric cars and vans | Pitsmoor | PITSMOOR 3/4 | 168 | 324 | 471 | 675 | 956 | 1341 | 1856 | 2541 | 3438 | 4456 | 5750 | 7290 | 9067 | 11030 | 13165 | 15323 | 17377 | 19251 | 20813 | 22085 | 23094 | 23843 | 24147 | 24150 | 24084 | 23934 | 23695 | 23373 | 22985 | 22549 | NPgY | GSP | NG FES - System Transformation | Number of full electric cars and vans
NG FES - System Transformation | Lct_BB001 | Number of | NPgN | SALT_1 | Number of full electric cars and vans | Saltend North | SALTEND NORTH | 307 | 580 | 824 | 1155 | 1601 | 2198 | 2996 | 4055 | 5438 | 7001 | 8986 | 11347 | 14071 | 17079 | 20351 | 23658 | 26806 | 29678 | 32072 | 34020 | 35568 | 36717 | 37185 | 37189 | 37087 | 36856 | 36489 | 35992 | 35395 | 34723 | NPgY | GSP | NG FES - System Transformation | Number of full electric cars and vans
NG FES - System Transformation | Lct_BB001 | Number of | NPgN | SHEC_3 | Number of full electric cars and vans | Sheffield City | SHEFFIELD CITY | 223 | 426 | 613 | 870 | 1221 | 1696 | 2332 | 3178 | 4284 | 5537 | 7129 | 9023 | 11208 | 13622 | 16248 | 18902 | 21428 | 23733 | 25654 | 27217 | 28459 | 29381 | 29755 | 29758 | 29677 | 29492 | 29198 | 28800 | 28323 | 27785 | NPgY | GSP | NG FES - System Transformation | Number of full electric cars and vans
NG FES - System Transformation | Lct_BB001 | Number of | NPgN | SKLGB1 | Number of full electric cars and vans | Skelton Grange | SKELTON GRANGE | 1908 | 3869 | 5890 | 8812 | 13007 | 18906 | 26854 | 37478 | 51421 | 67351 | 87603 | 111731 | 139600 | 170391 | 203869 | 237720 | 269948 | 299340 | 323833 | 343765 | 359590 | 371322 | 376073 | 376112 | 375081 | 372743 | 369032 | 364005 | 357969 | 351175 | NPgY | GSP | NG FES - System Transformation | Number of full electric cars and vans
NG FES - System Transformation | Lct_BB001 | Number of | NPgN | TEMP_3 | Number of full electric cars and vans | Templeborough | TEMPLEBOROUGH 275/33KV | 39 | 73 | 103 | 144 | 199 | 272 | 370 | 500 | 670 | 862 | 1106 | 1396 | 1730 | 2099 | 2501 | 2907 | 3293 | 3646 | 3940 | 4179 | 4369 | 4510 | 4568 | 4568 | 4556 | 4527 | 4482 | 4421 | 4348 | 4265 | NPgY | GSP | NG FES - System Transformation | Number of full electric cars and vans
NG FES - System Transformation | Lct_BB001 | Number of | NPgN | THUR_6 | Number of full electric cars and vans | Thurcroft | THURCROFT | 1924 | 3443 | 4620 | 6076 | 7858 | 10055 | 12935 | 16706 | 21588 | 26982 | 33813 | 41912 | 51233 | 61509 | 72707 | 84010 | 94764 | 104588 | 112777 | 119447 | 124753 | 128698 | 130322 | 130335 | 129978 | 129168 | 127882 | 126140 | 124048 | 121694 | NPgY | GSP | NG FES - System Transformation | Number of full electric cars and vans
NG FES - System Transformation | Lct_BB001 | Number of | NPgN | WMEL_THOM | Number of full electric cars and vans | Thorpe Marsh | WEST MELTON / THORPE MARSH | 2442 | 4499 | 6232 | 8496 | 11440 | 15274 | 20358 | 27079 | 35831 | 45649 | 58105 | 72904 | 89966 | 108794 | 129290 | 149995 | 169700 | 187688 | 202679 | 214885 | 224587 | 231790 | 234733 | 234757 | 234113 | 232654 | 230338 | 227200 | 223433 | 219192 | NPgY | GSP | NG FES - System Transformation | Number of full electric cars and vans
NG FES - System Transformation | Lct_BB001 | Number of | NPgN | WMEL_BB3 | Number of full electric cars and vans | West Melton | WEST MELTON SECTION 3 | 2109 | 3920 | 5484 | 7554 | 10286 | 13888 | 18677 | 25020 | 33290 | 42596 | 54408 | 68448 | 84639 | 102511 | 121962 | 141615 | 160319 | 177390 | 191618 | 203201 | 212405 | 219238 | 222025 | 222048 | 221439 | 220059 | 217868 | 214900 | 211336 | 207325 | NPgY | GSP | NG FES - System Transformation | Number of full electric cars and vans
NG FES - System Transformation | Lct_BB001 | Number of | NPgN | WIBA_3 | Number of full electric cars and vans | Wincobank | WINCOBANK | 48 | 98 | 149 | 222 | 328 | 477 | 677 | 945 | 1296 | 1697 | 2207 | 2815 | 3517 | 4293 | 5137 | 5989 | 6801 | 7542 | 8159 | 8661 | 9060 | 9355 | 9475 | 9476 | 9450 | 9391 | 9297 | 9171 | 9019 | 8848 | NPgY | GSP | NG FES - System Transformation | Number of full electric cars and vans
NG FES - Consumer Transformation | Lct_BB002 | Number of | NPgN | BLYTB1 | Number of hybrid electric cars and vans | Blyth 66kV | BLYTH 66kV | 438 | 551 | 747 | 1032 | 1434 | 1991 | 2266 | 2564 | 2879 | 3214 | 3492 | 3766 | 4044 | 4319 | 4167 | 3893 | 3541 | 3297 | 3032 | 2737 | 2420 | 2071 | 1698 | 1301 | 959 | 622 | 274 | 0 | 0 | 0 | NPgN | GSP | NG FES - Consumer Transformation | Number of hybrid electric cars and vans
NG FES - Consumer Transformation | Lct_BB002 | Number of | NPgN | BLYTH132 | Number of hybrid electric cars and vans | Blyth 132kV | BLYTH 132kV | 285 | 332 | 414 | 524 | 663 | 833 | 872 | 927 | 995 | 1074 | 1137 | 1203 | 1275 | 1349 | 1294 | 1203 | 1092 | 1015 | 932 | 841 | 744 | 637 | 522 | 400 | 295 | 191 | 84 | 0 | 0 | 0 | NPgN | GSP | NG FES - Consumer Transformation | Number of hybrid electric cars and vans
NG FES - Consumer Transformation | Lct_BB002 | Number of | NPgN | FOUR_1 | Number of hybrid electric cars and vans | Fourstones | FOURSTONES | 51 | 62 | 81 | 107 | 143 | 191 | 211 | 233 | 258 | 284 | 306 | 328 | 351 | 374 | 360 | 336 | 305 | 284 | 261 | 236 | 208 | 178 | 146 | 112 | 83 | 54 | 24 | 0 | 0 | 0 | NPgN | GSP | NG FES - Consumer Transformation | Number of hybrid electric cars and vans
NG FES - Consumer Transformation | Lct_BB002 | Number of | NPgN | HARM_6 | Number of hybrid electric cars and vans | Hart Moor | HARTMOOR | 180 | 230 | 316 | 442 | 622 | 875 | 1005 | 1145 | 1292 | 1446 | 1575 | 1702 | 1830 | 1955 | 1888 | 1764 | 1605 | 1494 | 1375 | 1241 | 1097 | 939 | 770 | 590 | 435 | 282 | 124 | 0 | 0 | 0 | NPgN | GSP | NG FES - Consumer Transformation | Number of hybrid electric cars and vans
NG FES - Consumer Transformation | Lct_BB002 | Number of | NPgN | HAWP_6 | Number of hybrid electric cars and vans | Hawthorn Pit | HAWTHORN PIT GRID | 273 | 341 | 458 | 628 | 865 | 1191 | 1346 | 1516 | 1698 | 1891 | 2051 | 2209 | 2371 | 2530 | 2440 | 2279 | 2073 | 1929 | 1774 | 1602 | 1416 | 1212 | 994 | 761 | 561 | 364 | 160 | 0 | 0 | 0 | NPgN | GSP | NG FES - Consumer Transformation | Number of hybrid electric cars and vans
NG FES - Consumer Transformation | Lct_BB002 | Number of | NPgN | KNARE_111 | Number of hybrid electric cars and vans | Knaresborough | KNARESBOROUGH | 529 | 643 | 840 | 1118 | 1496 | 2000 | 2209 | 2448 | 2709 | 2991 | 3224 | 3456 | 3697 | 3937 | 3791 | 3537 | 3215 | 2991 | 2751 | 2483 | 2195 | 1878 | 1540 | 1180 | 870 | 564 | 248 | 0 | 0 | 0 | NPgN | GSP | NG FES - Consumer Transformation | Number of hybrid electric cars and vans
NG FES - Consumer Transformation | Lct_BB002 | Number of | NPgN | LACK_6 | Number of hybrid electric cars and vans | Lackenby | LACKENBY | 262 | 349 | 496 | 718 | 1041 | 1505 | 1764 | 2035 | 2317 | 2611 | 2857 | 3096 | 3337 | 3572 | 3452 | 3229 | 2939 | 2737 | 2517 | 2273 | 2009 | 1720 | 1410 | 1080 | 796 | 517 | 227 | 0 | 0 | 0 | NPgN | GSP | NG FES - Consumer Transformation | Number of hybrid electric cars and vans
NG FES - Consumer Transformation | Lct_BB002 | Number of | NPgN | NORT_1 | Number of hybrid electric cars and vans | Norton | NORTON | 981 | 1270 | 1766 | 2502 | 3559 | 5055 | 5849 | 6694 | 7578 | 8503 | 9279 | 10035 | 10799 | 11547 | 11153 | 10427 | 9487 | 8834 | 8126 | 7336 | 6486 | 5550 | 4550 | 3487 | 2570 | 1668 | 733 | 0 | 0 | 0 | NPgN | GSP | NG FES - Consumer Transformation | Number of hybrid electric cars and vans
NG FES - Consumer Transformation | Lct_BB002 | Number of | NPgN | OFFE_3 | Number of hybrid electric cars and vans | Offerton | OFFERTON | 120 | 153 | 210 | 292 | 410 | 574 | 657 | 747 | 842 | 941 | 1025 | 1106 | 1189 | 1270 | 1226 | 1146 | 1042 | 971 | 893 | 806 | 712 | 610 | 500 | 383 | 282 | 183 | 81 | 0 | 0 | 0 | NPgN | GSP | NG FES - Consumer Transformation | Number of hybrid electric cars and vans
NG FES - Consumer Transformation | Lct_BB002 | Number of | NPgN | OSBA_1 | Number of hybrid electric cars and vans | Osbaldwick | OSBALDWICK | 989 | 1181 | 1515 | 1978 | 2591 | 3387 | 3672 | 4013 | 4397 | 4821 | 5166 | 5516 | 5882 | 6252 | 6012 | 5605 | 5091 | 4735 | 4353 | 3929 | 3474 | 2972 | 2437 | 1868 | 1376 | 893 | 393 | 0 | 0 | 0 | NPgN | GSP | NG FES - Consumer Transformation | Number of hybrid electric cars and vans
NG FES - Consumer Transformation | Lct_BB002 | Number of | NPgN | POPP_3 | Number of hybrid electric cars and vans | Poppleton | POPPLETON | 171 | 204 | 260 | 338 | 441 | 573 | 618 | 673 | 736 | 805 | 861 | 918 | 979 | 1039 | 999 | 931 | 846 | 787 | 723 | 653 | 577 | 494 | 405 | 310 | 229 | 148 | 65 | 0 | 0 | 0 | NPgN | GSP | NG FES - Consumer Transformation | Number of hybrid electric cars and vans
NG FES - Consumer Transformation | Lct_BB002 | Number of | NPgN | SALH_1 | Number of hybrid electric cars and vans | Saltholme | SALTHOLME | 4 | 5 | 7 | 10 | 14 | 20 | 23 | 27 | 30 | 34 | 37 | 40 | 43 | 46 | 45 | 42 | 38 | 35 | 32 | 29 | 26 | 22 | 18 | 14 | 10 | 7 | 3 | 0 | 0 | 0 | NPgN | GSP | NG FES - Consumer Transformation | Number of hybrid electric cars and vans
NG FES - Consumer Transformation | Lct_BB002 | Number of | NPgN | SSHI_3 | Number of hybrid electric cars and vans | South Shields | SOUTH SHIELDS | 114 | 144 | 195 | 270 | 375 | 521 | 592 | 670 | 753 | 840 | 913 | 984 | 1057 | 1129 | 1089 | 1018 | 926 | 862 | 792 | 715 | 632 | 541 | 444 | 340 | 251 | 163 | 72 | 0 | 0 | 0 | NPgN | GSP | NG FES - Consumer Transformation | Number of hybrid electric cars and vans
NG FES - Consumer Transformation | Lct_BB002 | Number of | NPgN | KIELD01 and SPAD20 | Number of hybrid electric cars and vans | 0 | SPADEADAM | 15 | 19 | 26 | 36 | 50 | 71 | 81 | 93 | 105 | 117 | 128 | 138 | 148 | 159 | 153 | 143 | 130 | 121 | 112 | 101 | 89 | 76 | 62 | 48 | 35 | 23 | 10 | 0 | 0 | 0 | NPgN | GSP | NG FES - Consumer Transformation | Number of hybrid electric cars and vans
NG FES - Consumer Transformation | Lct_BB002 | Number of | NPgN | SPEN_1 | Number of hybrid electric cars and vans | Spennymoor | SPENNYMOOR | 658 | 818 | 1093 | 1491 | 2044 | 2803 | 3158 | 3550 | 3968 | 4414 | 4784 | 5149 | 5523 | 5893 | 5683 | 5307 | 4826 | 4492 | 4131 | 3729 | 3297 | 2821 | 2313 | 1773 | 1306 | 848 | 373 | 0 | 0 | 0 | NPgN | GSP | NG FES - Consumer Transformation | Number of hybrid electric cars and vans
NG FES - Consumer Transformation | Lct_BB002 | Number of | NPgN | STEN_1 | Number of hybrid electric cars and vans | Stella North | STELLA NORTH | 419 | 521 | 698 | 953 | 1308 | 1796 | 2025 | 2278 | 2547 | 2834 | 3073 | 3308 | 3549 | 3787 | 3652 | 3410 | 3101 | 2887 | 2655 | 2397 | 2119 | 1813 | 1486 | 1139 | 840 | 545 | 240 | 0 | 0 | 0 | NPgN | GSP | NG FES - Consumer Transformation | Number of hybrid electric cars and vans
NG FES - Consumer Transformation | Lct_BB002 | Number of | NPgN | STES_1 | Number of hybrid electric cars and vans | Stella South | STELLA SOUTH | 410 | 503 | 664 | 893 | 1209 | 1635 | 1822 | 2033 | 2260 | 2505 | 2707 | 2908 | 3114 | 3319 | 3199 | 2986 | 2715 | 2526 | 2323 | 2097 | 1854 | 1586 | 1301 | 997 | 735 | 477 | 210 | 0 | 0 | 0 | NPgN | GSP | NG FES - Consumer Transformation | Number of hybrid electric cars and vans
NG FES - Consumer Transformation | Lct_BB002 | Number of | NPgN | TYNE_1 | Number of hybrid electric cars and vans | Tynemouth 1 | TYNEMOUTH | 336 | 428 | 586 | 817 | 1146 | 1605 | 1839 | 2091 | 2356 | 2635 | 2869 | 3097 | 3329 | 3557 | 3433 | 3208 | 2919 | 2717 | 2499 | 2256 | 1995 | 1707 | 1400 | 1073 | 790 | 513 | 226 | 0 | 0 | 0 | NPgN | GSP | NG FES - Consumer Transformation | Number of hybrid electric cars and vans
NG FES - Consumer Transformation | Lct_BB002 | Number of | NPgN | WBOL_6 | Number of hybrid electric cars and vans | West Boldon | WEST BOLDON | 486 | 609 | 821 | 1128 | 1560 | 2156 | 2445 | 2759 | 3094 | 3449 | 3744 | 4035 | 4331 | 4624 | 4460 | 4167 | 3790 | 3528 | 3244 | 2929 | 2589 | 2216 | 1817 | 1392 | 1026 | 666 | 293 | 0 | 0 | 0 | NPgN | GSP | NG FES - Consumer Transformation | Number of hybrid electric cars and vans
NG FES - Consumer Transformation | Lct_BB002 | Number of | NPgN | BRAW_1 | Number of hybrid electric cars and vans | Bradford West | BRADFORD WEST | 1117 | 1516 | 1951 | 2492 | 3162 | 4008 | 4754 | 5531 | 6330 | 7157 | 7855 | 8528 | 9203 | 9859 | 9535 | 8922 | 8122 | 7565 | 6960 | 6284 | 5556 | 4754 | 3898 | 2987 | 2201 | 1428 | 628 | 0 | 0 | 0 | NPgY | GSP | NG FES - Consumer Transformation | Number of hybrid electric cars and vans
NG FES - Consumer Transformation | Lct_BB002 | Number of | NPgN | CAMB_01 | Number of hybrid electric cars and vans | Camblesforth | CAMBLESFORTH | 142 | 180 | 217 | 261 | 315 | 380 | 436 | 496 | 559 | 625 | 681 | 735 | 790 | 844 | 815 | 762 | 693 | 645 | 593 | 536 | 473 | 405 | 332 | 255 | 188 | 122 | 54 | 0 | 0 | 0 | NPgY | GSP | NG FES - Consumer Transformation | Number of hybrid electric cars and vans
NG FES - Consumer Transformation | Lct_BB002 | Number of | NPgN | CREB_1 | Number of hybrid electric cars and vans | Creyke Beck | CREYKE BECK | 2103 | 2569 | 3001 | 3501 | 4085 | 4784 | 5356 | 5993 | 6679 | 7413 | 8021 | 8622 | 9241 | 9853 | 9498 | 8868 | 8063 | 7504 | 6901 | 6229 | 5507 | 4712 | 3864 | 2961 | 2182 | 1416 | 623 | 0 | 0 | 0 | NPgY | GSP | NG FES - Consumer Transformation | Number of hybrid electric cars and vans
NG FES - Consumer Transformation | Lct_BB002 | Number of | NPgN | DRAX_YEDL | Number of hybrid electric cars and vans | Drax | DRAX | 180 | 230 | 281 | 342 | 416 | 508 | 587 | 671 | 759 | 851 | 929 | 1004 | 1080 | 1155 | 1115 | 1043 | 949 | 883 | 812 | 734 | 648 | 555 | 455 | 349 | 257 | 167 | 73 | 0 | 0 | 0 | NPgY | GSP | NG FES - Consumer Transformation | Number of hybrid electric cars and vans
NG FES - Consumer Transformation | Lct_BB002 | Number of | NPgN | ELLA_1 | Number of hybrid electric cars and vans | Elland | ELLAND | 1044 | 1375 | 1724 | 2153 | 2680 | 3339 | 3913 | 4517 | 5144 | 5796 | 6344 | 6875 | 7410 | 7931 | 7666 | 7169 | 6526 | 6077 | 5590 | 5047 | 4462 | 3818 | 3131 | 2399 | 1768 | 1147 | 505 | 0 | 0 | 0 | NPgY | GSP | NG FES - Consumer Transformation | Number of hybrid electric cars and vans
NG FES - Consumer Transformation | Lct_BB002 | Number of | NPgN | FERRA2 | Number of hybrid electric cars and vans | Ferrybridge A | FERRYBRIDGE A | 500 | 622 | 739 | 877 | 1041 | 1240 | 1407 | 1589 | 1782 | 1987 | 2157 | 2325 | 2496 | 2665 | 2571 | 2402 | 2184 | 2033 | 1870 | 1688 | 1492 | 1277 | 1047 | 802 | 591 | 384 | 169 | 0 | 0 | 0 | NPgY | GSP | NG FES - Consumer Transformation | Number of hybrid electric cars and vans
NG FES - Consumer Transformation | Lct_BB002 | Number of | NPgN | FERRB9 | Number of hybrid electric cars and vans | Ferrybridge B (_M) | FERRYBRIDGE B | 1004 | 1275 | 1548 | 1876 | 2272 | 2759 | 3175 | 3621 | 4089 | 4581 | 4993 | 5394 | 5802 | 6201 | 5988 | 5597 | 5092 | 4741 | 4361 | 3937 | 3480 | 2978 | 2442 | 1871 | 1379 | 895 | 394 | 0 | 0 | 0 | NPgY | GSP | NG FES - Consumer Transformation | Number of hybrid electric cars and vans
NG FES - Consumer Transformation | Lct_BB002 | Number of | NPgN | GRIW_1 | Number of hybrid electric cars and vans | Grimsby West | GRIMSBY WEST | 653 | 808 | 955 | 1129 | 1334 | 1582 | 1789 | 2015 | 2257 | 2513 | 2727 | 2937 | 3151 | 3363 | 3244 | 3030 | 2756 | 2565 | 2359 | 2130 | 1883 | 1611 | 1321 | 1012 | 746 | 484 | 213 | 0 | 0 | 0 | NPgY | GSP | NG FES - Consumer Transformation | Number of hybrid electric cars and vans
NG FES - Consumer Transformation | Lct_BB002 | Number of | NPgN | JORD_3 | Number of hybrid electric cars and vans | Jordanthorpe | JORDANTHORPE | 375 | 453 | 522 | 602 | 694 | 802 | 888 | 987 | 1094 | 1209 | 1304 | 1399 | 1497 | 1595 | 1536 | 1434 | 1303 | 1213 | 1115 | 1007 | 890 | 761 | 624 | 478 | 353 | 229 | 101 | 0 | 0 | 0 | NPgY | GSP | NG FES - Consumer Transformation | Number of hybrid electric cars and vans
NG FES - Consumer Transformation | Lct_BB002 | Number of | NPgN | KEAD_YEDL | Number of hybrid electric cars and vans | Keadby | KEADBY | 1893 | 2218 | 2479 | 2761 | 3064 | 3401 | 3643 | 3946 | 4295 | 4685 | 5001 | 5324 | 5667 | 6014 | 5778 | 5383 | 4888 | 4545 | 4178 | 3771 | 3333 | 2852 | 2339 | 1792 | 1321 | 857 | 377 | 0 | 0 | 0 | NPgY | GSP | NG FES - Consumer Transformation | Number of hybrid electric cars and vans
NG FES - Consumer Transformation | Lct_BB002 | Number of | NPgN | KIRKB1 | Number of hybrid electric cars and vans | Kirkstall B | KIRKSTALL B | 831 | 1070 | 1315 | 1612 | 1973 | 2420 | 2805 | 3215 | 3643 | 4091 | 4467 | 4832 | 5201 | 5562 | 5373 | 5023 | 4571 | 4256 | 3915 | 3535 | 3125 | 2674 | 2193 | 1680 | 1238 | 804 | 353 | 0 | 0 | 0 | NPgY | GSP | NG FES - Consumer Transformation | Number of hybrid electric cars and vans
NG FES - Consumer Transformation | Lct_BB002 | Number of | NPgN | NEEP_3 | Number of hybrid electric cars and vans | Neepsend | NEEPSEND | 385 | 475 | 560 | 660 | 779 | 921 | 1040 | 1170 | 1310 | 1458 | 1581 | 1702 | 1826 | 1949 | 1879 | 1755 | 1596 | 1486 | 1366 | 1234 | 1091 | 933 | 765 | 586 | 432 | 280 | 123 | 0 | 0 | 0 | NPgY | GSP | NG FES - Consumer Transformation | Number of hybrid electric cars and vans
NG FES - Consumer Transformation | Lct_BB002 | Number of | NPgN | NORL_3 | Number of hybrid electric cars and vans | Norton Lees | NORTON LEES | 471 | 568 | 655 | 754 | 868 | 1002 | 1109 | 1231 | 1364 | 1508 | 1626 | 1744 | 1866 | 1988 | 1915 | 1787 | 1624 | 1511 | 1389 | 1254 | 1109 | 949 | 778 | 596 | 439 | 285 | 125 | 0 | 0 | 0 | NPgY | GSP | NG FES - Consumer Transformation | Number of hybrid electric cars and vans
NG FES - Consumer Transformation | Lct_BB002 | Number of | NPgN | PITS_BB_B | Number of hybrid electric cars and vans | Pitsmoor | PITSMOOR 3/4 | 155 | 193 | 229 | 273 | 324 | 386 | 438 | 495 | 555 | 619 | 673 | 725 | 778 | 831 | 802 | 749 | 681 | 634 | 583 | 526 | 465 | 398 | 327 | 250 | 184 | 120 | 53 | 0 | 0 | 0 | NPgY | GSP | NG FES - Consumer Transformation | Number of hybrid electric cars and vans
NG FES - Consumer Transformation | Lct_BB002 | Number of | NPgN | SALT_1 | Number of hybrid electric cars and vans | Saltend North | SALTEND NORTH | 283 | 345 | 401 | 466 | 542 | 632 | 705 | 787 | 876 | 971 | 1049 | 1127 | 1208 | 1287 | 1241 | 1158 | 1053 | 980 | 901 | 813 | 719 | 615 | 504 | 387 | 285 | 185 | 81 | 0 | 0 | 0 | NPgY | GSP | NG FES - Consumer Transformation | Number of hybrid electric cars and vans
NG FES - Consumer Transformation | Lct_BB002 | Number of | NPgN | SHEC_3 | Number of hybrid electric cars and vans | Sheffield City | SHEFFIELD CITY | 206 | 253 | 298 | 351 | 413 | 488 | 550 | 618 | 691 | 769 | 833 | 897 | 962 | 1026 | 990 | 924 | 841 | 782 | 720 | 650 | 574 | 491 | 403 | 309 | 228 | 148 | 65 | 0 | 0 | 0 | NPgY | GSP | NG FES - Consumer Transformation | Number of hybrid electric cars and vans
NG FES - Consumer Transformation | Lct_BB002 | Number of | NPgN | SKLGB1 | Number of hybrid electric cars and vans | Skelton Grange | SKELTON GRANGE | 1760 | 2301 | 2866 | 3557 | 4402 | 5457 | 6373 | 7340 | 8345 | 9393 | 10273 | 11126 | 11987 | 12827 | 12395 | 11592 | 10550 | 9824 | 9037 | 8160 | 7214 | 6173 | 5061 | 3879 | 2858 | 1855 | 816 | 0 | 0 | 0 | NPgY | GSP | NG FES - Consumer Transformation | Number of hybrid electric cars and vans
NG FES - Consumer Transformation | Lct_BB002 | Number of | NPgN | TEMP_3 | Number of hybrid electric cars and vans | Templeborough | TEMPLEBOROUGH 275/33KV | 36 | 43 | 50 | 58 | 67 | 78 | 87 | 97 | 108 | 120 | 129 | 139 | 148 | 158 | 152 | 142 | 129 | 120 | 111 | 100 | 88 | 76 | 62 | 48 | 35 | 23 | 10 | 0 | 0 | 0 | NPgY | GSP | NG FES - Consumer Transformation | Number of hybrid electric cars and vans
NG FES - Consumer Transformation | Lct_BB002 | Number of | NPgN | THUR_6 | Number of hybrid electric cars and vans | Thurcroft | THURCROFT | 1775 | 2047 | 2248 | 2453 | 2660 | 2874 | 3006 | 3196 | 3430 | 3703 | 3919 | 4146 | 4393 | 4648 | 4456 | 4145 | 3760 | 3495 | 3211 | 2898 | 2562 | 2192 | 1797 | 1377 | 1015 | 659 | 290 | 0 | 0 | 0 | NPgY | GSP | NG FES - Consumer Transformation | Number of hybrid electric cars and vans
NG FES - Consumer Transformation | Lct_BB002 | Number of | NPgN | WMEL_THOM | Number of hybrid electric cars and vans | Thorpe Marsh | WEST MELTON / THORPE MARSH | 2253 | 2675 | 3033 | 3430 | 3872 | 4380 | 4769 | 5229 | 5743 | 6307 | 6768 | 7232 | 7719 | 8207 | 7896 | 7362 | 6688 | 6222 | 5720 | 5163 | 4564 | 3906 | 3202 | 2454 | 1809 | 1173 | 516 | 0 | 0 | 0 | NPgY | GSP | NG FES - Consumer Transformation | Number of hybrid electric cars and vans
NG FES - Consumer Transformation | Lct_BB002 | Number of | NPgN | WMEL_BB3 | Number of hybrid electric cars and vans | West Melton | WEST MELTON SECTION 3 | 1946 | 2331 | 2668 | 3049 | 3482 | 3986 | 4383 | 4842 | 5346 | 5894 | 6344 | 6795 | 7263 | 7731 | 7443 | 6943 | 6309 | 5870 | 5397 | 4872 | 4307 | 3686 | 3022 | 2316 | 1707 | 1107 | 487 | 0 | 0 | 0 | NPgY | GSP | NG FES - Consumer Transformation | Number of hybrid electric cars and vans
NG FES - Consumer Transformation | Lct_BB002 | Number of | NPgN | WIBA_3 | Number of hybrid electric cars and vans | Wincobank | WINCOBANK | 44 | 58 | 72 | 90 | 111 | 138 | 161 | 185 | 210 | 237 | 259 | 280 | 302 | 323 | 312 | 292 | 266 | 248 | 228 | 206 | 182 | 156 | 128 | 98 | 72 | 47 | 21 | 0 | 0 | 0 | NPgY | GSP | NG FES - Consumer Transformation | Number of hybrid electric cars and vans
NG FES - Falling Short | Lct_BB002 | Number of | NPgN | BLYTB1 | Number of hybrid electric cars and vans | Blyth 66kV | BLYTH 66kV | 438 | 535 | 711 | 950 | 1275 | 1740 | 2357 | 3168 | 4212 | 4882 | 5593 | 6353 | 7146 | 7990 | 8867 | 9738 | 10621 | 11525 | 12502 | 11900 | 11118 | 10337 | 9559 | 8700 | 7786 | 6806 | 5781 | 4687 | 3544 | 2384 | NPgN | GSP | NG FES - Falling Short | Number of hybrid electric cars and vans
NG FES - Falling Short | Lct_BB002 | Number of | NPgN | BLYTH132 | Number of hybrid electric cars and vans | Blyth 132kV | BLYTH 132kV | 285 | 322 | 394 | 483 | 590 | 728 | 898 | 1126 | 1420 | 1604 | 1799 | 2010 | 2231 | 2469 | 2717 | 2962 | 3212 | 3470 | 3751 | 3561 | 3321 | 3083 | 2848 | 2590 | 2316 | 2024 | 1719 | 1394 | 1054 | 709 | NPgN | GSP | NG FES - Falling Short | Number of hybrid electric cars and vans
NG FES - Falling Short | Lct_BB002 | Number of | NPgN | FOUR_1 | Number of hybrid electric cars and vans | Fourstones | FOURSTONES | 51 | 60 | 77 | 99 | 127 | 167 | 218 | 286 | 374 | 430 | 489 | 552 | 619 | 689 | 763 | 836 | 910 | 986 | 1069 | 1016 | 949 | 882 | 815 | 742 | 664 | 580 | 493 | 400 | 302 | 203 | NPgN | GSP | NG FES - Falling Short | Number of hybrid electric cars and vans
NG FES - Falling Short | Lct_BB002 | Number of | NPgN | HARM_6 | Number of hybrid electric cars and vans | Hart Moor | HARTMOOR | 180 | 223 | 300 | 407 | 553 | 765 | 1047 | 1417 | 1894 | 2201 | 2526 | 2873 | 3236 | 3621 | 4021 | 4419 | 4822 | 5234 | 5680 | 5407 | 5053 | 4698 | 4345 | 3955 | 3540 | 3094 | 2628 | 2131 | 1611 | 1084 | NPgN | GSP | NG FES - Falling Short | Number of hybrid electric cars and vans
NG FES - Falling Short | Lct_BB002 | Number of | NPgN | HAWP_6 | Number of hybrid electric cars and vans | Hawthorn Pit | HAWTHORN PIT GRID | 273 | 331 | 436 | 578 | 769 | 1040 | 1399 | 1872 | 2479 | 2869 | 3283 | 3725 | 4186 | 4678 | 5188 | 5696 | 6210 | 6737 | 7306 | 6953 | 6496 | 6039 | 5584 | 5082 | 4548 | 3976 | 3377 | 2737 | 2070 | 1393 | NPgN | GSP | NG FES - Falling Short | Number of hybrid electric cars and vans
NG FES - Falling Short | Lct_BB002 | Number of | NPgN | KNARE_111 | Number of hybrid electric cars and vans | Knaresborough | KNARESBOROUGH | 529 | 625 | 799 | 1029 | 1331 | 1748 | 2291 | 3007 | 3931 | 4519 | 5144 | 5813 | 6513 | 7259 | 8035 | 8806 | 9588 | 10391 | 11260 | 10710 | 10000 | 9294 | 8591 | 7817 | 6995 | 6114 | 5193 | 4210 | 3183 | 2142 | NPgN | GSP | NG FES - Falling Short | Number of hybrid electric cars and vans
NG FES - Falling Short | Lct_BB002 | Number of | NPgN | LACK_6 | Number of hybrid electric cars and vans | Lackenby | LACKENBY | 262 | 338 | 472 | 661 | 926 | 1315 | 1840 | 2529 | 3413 | 3985 | 4591 | 5237 | 5911 | 6627 | 7370 | 8108 | 8856 | 9620 | 10444 | 9947 | 9298 | 8648 | 7999 | 7282 | 6517 | 5698 | 4840 | 3923 | 2967 | 1996 | NPgN | GSP | NG FES - Falling Short | Number of hybrid electric cars and vans
NG FES - Falling Short | Lct_BB002 | Number of | NPgN | NORT_1 | Number of hybrid electric cars and vans | Norton | NORTON | 981 | 1233 | 1680 | 2303 | 3164 | 4418 | 6095 | 8298 | 11129 | 12954 | 14889 | 16955 | 19111 | 21401 | 23779 | 26142 | 28536 | 30985 | 33626 | 32020 | 29924 | 27828 | 25737 | 23427 | 20967 | 18330 | 15569 | 12621 | 9544 | 6421 | NPgN | GSP | NG FES - Falling Short | Number of hybrid electric cars and vans
NG FES - Falling Short | Lct_BB002 | Number of | NPgN | OFFE_3 | Number of hybrid electric cars and vans | Offerton | OFFERTON | 120 | 149 | 199 | 269 | 364 | 501 | 684 | 924 | 1233 | 1432 | 1642 | 1867 | 2102 | 2352 | 2611 | 2869 | 3130 | 3398 | 3686 | 3509 | 3279 | 3049 | 2820 | 2566 | 2297 | 2008 | 1705 | 1383 | 1045 | 703 | NPgN | GSP | NG FES - Falling Short | Number of hybrid electric cars and vans
NG FES - Falling Short | Lct_BB002 | Number of | NPgN | OSBA_1 | Number of hybrid electric cars and vans | Osbaldwick | OSBALDWICK | 989 | 1147 | 1441 | 1820 | 2304 | 2960 | 3800 | 4911 | 6347 | 7255 | 8221 | 9257 | 10341 | 11500 | 12707 | 13904 | 15121 | 16371 | 17726 | 16851 | 15728 | 14612 | 13504 | 12286 | 10992 | 9608 | 8161 | 6615 | 5002 | 3365 | NPgN | GSP | NG FES - Falling Short | Number of hybrid electric cars and vans
NG FES - Falling Short | Lct_BB002 | Number of | NPgN | POPP_3 | Number of hybrid electric cars and vans | Poppleton | POPPLETON | 171 | 198 | 248 | 311 | 392 | 501 | 639 | 823 | 1060 | 1210 | 1369 | 1540 | 1719 | 1911 | 2110 | 2308 | 2509 | 2716 | 2940 | 2794 | 2608 | 2423 | 2239 | 2037 | 1822 | 1593 | 1353 | 1097 | 829 | 558 | NPgN | GSP | NG FES - Falling Short | Number of hybrid electric cars and vans
NG FES - Falling Short | Lct_BB002 | Number of | NPgN | SALH_1 | Number of hybrid electric cars and vans | Saltholme | SALTHOLME | 4 | 5 | 7 | 9 | 13 | 18 | 24 | 33 | 44 | 52 | 59 | 68 | 76 | 85 | 95 | 104 | 114 | 124 | 134 | 128 | 120 | 111 | 103 | 94 | 84 | 73 | 62 | 50 | 38 | 26 | NPgN | GSP | NG FES - Falling Short | Number of hybrid electric cars and vans
NG FES - Falling Short | Lct_BB002 | Number of | NPgN | SSHI_3 | Number of hybrid electric cars and vans | South Shields | SOUTH SHIELDS | 114 | 140 | 186 | 248 | 333 | 455 | 616 | 828 | 1101 | 1276 | 1462 | 1660 | 1868 | 2088 | 2318 | 2545 | 2776 | 3012 | 3268 | 3110 | 2906 | 2702 | 2498 | 2274 | 2035 | 1779 | 1511 | 1225 | 926 | 623 | NPgN | GSP | NG FES - Falling Short | Number of hybrid electric cars and vans
NG FES - Falling Short | Lct_BB002 | Number of | NPgN | KIELD01 and SPAD20 | Number of hybrid electric cars and vans | 0 | SPADEADAM | 15 | 18 | 24 | 33 | 45 | 62 | 85 | 115 | 154 | 179 | 205 | 233 | 263 | 294 | 326 | 359 | 391 | 425 | 461 | 439 | 410 | 381 | 353 | 321 | 287 | 251 | 213 | 173 | 131 | 88 | NPgN | GSP | NG FES - Falling Short | Number of hybrid electric cars and vans
NG FES - Falling Short | Lct_BB002 | Number of | NPgN | SPEN_1 | Number of hybrid electric cars and vans | Spennymoor | SPENNYMOOR | 658 | 794 | 1040 | 1372 | 1818 | 2449 | 3282 | 4379 | 5790 | 6694 | 7653 | 8679 | 9751 | 10891 | 12078 | 13255 | 14450 | 15673 | 16996 | 16174 | 15109 | 14045 | 12987 | 11819 | 10576 | 9246 | 7853 | 6366 | 4814 | 3238 | NPgN | GSP | NG FES - Falling Short | Number of hybrid electric cars and vans
NG FES - Falling Short | Lct_BB002 | Number of | NPgN | STEN_1 | Number of hybrid electric cars and vans | Stella North | STELLA NORTH | 419 | 506 | 664 | 877 | 1163 | 1569 | 2105 | 2810 | 3718 | 4299 | 4916 | 5576 | 6265 | 6999 | 7762 | 8519 | 9287 | 10074 | 10925 | 10397 | 9712 | 9029 | 8348 | 7598 | 6799 | 5944 | 5048 | 4092 | 3095 | 2082 | NPgN | GSP | NG FES - Falling Short | Number of hybrid electric cars and vans
NG FES - Falling Short | Lct_BB002 | Number of | NPgN | STES_1 | Number of hybrid electric cars and vans | Stella South | STELLA SOUTH | 410 | 488 | 631 | 822 | 1075 | 1428 | 1892 | 2502 | 3289 | 3791 | 4325 | 4895 | 5492 | 6127 | 6789 | 7445 | 8111 | 8794 | 9532 | 9069 | 8470 | 7873 | 7278 | 6623 | 5927 | 5181 | 4400 | 3567 | 2697 | 1815 | NPgN | GSP | NG FES - Falling Short | Number of hybrid electric cars and vans
NG FES - Falling Short | Lct_BB002 | Number of | NPgN | TYNE_1 | Number of hybrid electric cars and vans | Tynemouth 1 | TYNEMOUTH | 336 | 415 | 557 | 752 | 1019 | 1403 | 1915 | 2587 | 3452 | 4008 | 4598 | 5228 | 5886 | 6585 | 7312 | 8033 | 8765 | 9513 | 10321 | 9826 | 9182 | 8537 | 7895 | 7186 | 6431 | 5622 | 4775 | 3871 | 2927 | 1969 | NPgN | GSP | NG FES - Falling Short | Number of hybrid electric cars and vans
NG FES - Falling Short | Lct_BB002 | Number of | NPgN | WBOL_6 | Number of hybrid electric cars and vans | West Boldon | WEST BOLDON | 486 | 591 | 781 | 1039 | 1387 | 1884 | 2542 | 3408 | 4522 | 5236 | 5994 | 6804 | 7651 | 8551 | 9487 | 10417 | 11359 | 12324 | 13367 | 12722 | 11886 | 11050 | 10218 | 9300 | 8322 | 7275 | 6179 | 5009 | 3788 | 2548 | NPgN | GSP | NG FES - Falling Short | Number of hybrid electric cars and vans
NG FES - Falling Short | Lct_BB002 | Number of | NPgN | BRAW_1 | Number of hybrid electric cars and vans | Bradford West | BRADFORD WEST | 1117 | 1569 | 2108 | 2783 | 3624 | 4693 | 5931 | 7384 | 9064 | 10677 | 12385 | 14203 | 16097 | 18104 | 20183 | 22252 | 24343 | 26478 | 28773 | 27426 | 25650 | 23866 | 22082 | 20107 | 17999 | 15736 | 13367 | 10836 | 8195 | 5513 | NPgY | GSP | NG FES - Falling Short | Number of hybrid electric cars and vans
NG FES - Falling Short | Lct_BB002 | Number of | NPgN | CAMB_01 | Number of hybrid electric cars and vans | Camblesforth | CAMBLESFORTH | 142 | 186 | 234 | 292 | 360 | 448 | 550 | 670 | 810 | 943 | 1083 | 1233 | 1390 | 1557 | 1729 | 1901 | 2075 | 2253 | 2445 | 2328 | 2176 | 2023 | 1871 | 1703 | 1525 | 1333 | 1132 | 918 | 694 | 467 | NPgY | GSP | NG FES - Falling Short | Number of hybrid electric cars and vans
NG FES - Falling Short | Lct_BB002 | Number of | NPgN | CREB_1 | Number of hybrid electric cars and vans | Creyke Beck | CREYKE BECK | 2103 | 2659 | 3241 | 3910 | 4681 | 5669 | 6822 | 8187 | 9775 | 11272 | 12861 | 14562 | 16339 | 18232 | 20202 | 22157 | 24140 | 26174 | 28373 | 26995 | 25212 | 23435 | 21666 | 19717 | 17643 | 15423 | 13100 | 10619 | 8030 | 5402 | NPgY | GSP | NG FES - Falling Short | Number of hybrid electric cars and vans
NG FES - Falling Short | Lct_BB002 | Number of | NPgN | DRAX_YEDL | Number of hybrid electric cars and vans | Drax | DRAX | 180 | 238 | 303 | 382 | 477 | 598 | 739 | 905 | 1097 | 1281 | 1475 | 1682 | 1898 | 2127 | 2366 | 2602 | 2842 | 3087 | 3351 | 3192 | 2983 | 2775 | 2567 | 2336 | 2091 | 1828 | 1553 | 1259 | 952 | 640 | NPgY | GSP | NG FES - Falling Short | Number of hybrid electric cars and vans
NG FES - Falling Short | Lct_BB002 | Number of | NPgN | ELLA_1 | Number of hybrid electric cars and vans | Elland | ELLAND | 1044 | 1423 | 1863 | 2405 | 3071 | 3919 | 4903 | 6059 | 7397 | 8678 | 10034 | 11479 | 12986 | 14583 | 16240 | 17888 | 19554 | 21257 | 23089 | 22001 | 20571 | 19137 | 17704 | 16119 | 14428 | 12614 | 10714 | 8686 | 6569 | 4419 | NPgY | GSP | NG FES - Falling Short | Number of hybrid electric cars and vans
NG FES - Falling Short | Lct_BB002 | Number of | NPgN | FERRA2 | Number of hybrid electric cars and vans | Ferrybridge A | FERRYBRIDGE A | 500 | 643 | 798 | 979 | 1192 | 1465 | 1783 | 2158 | 2594 | 3007 | 3445 | 3913 | 4401 | 4921 | 5461 | 5998 | 6542 | 7099 | 7700 | 7330 | 6848 | 6367 | 5887 | 5359 | 4795 | 4192 | 3561 | 2887 | 2183 | 1468 | NPgY | GSP | NG FES - Falling Short | Number of hybrid electric cars and vans
NG FES - Falling Short | Lct_BB002 | Number of | NPgN | FERRB9 | Number of hybrid electric cars and vans | Ferrybridge B (_M) | FERRYBRIDGE B | 1004 | 1320 | 1672 | 2095 | 2603 | 3251 | 4004 | 4891 | 5920 | 6899 | 7938 | 9046 | 10202 | 11429 | 12704 | 13971 | 15254 | 16566 | 17981 | 17124 | 16004 | 14884 | 13766 | 12531 | 11216 | 9805 | 8328 | 6751 | 5106 | 3435 | NPgY | GSP | NG FES - Falling Short | Number of hybrid electric cars and vans
NG FES - Falling Short | Lct_BB002 | Number of | NPgN | GRIW_1 | Number of hybrid electric cars and vans | Grimsby West | GRIMSBY WEST | 653 | 836 | 1032 | 1261 | 1528 | 1871 | 2270 | 2742 | 3290 | 3808 | 4358 | 4946 | 5561 | 6214 | 6894 | 7568 | 8252 | 8953 | 9710 | 9242 | 8633 | 8026 | 7422 | 6755 | 6045 | 5284 | 4488 | 3638 | 2751 | 1851 | NPgY | GSP | NG FES - Falling Short | Number of hybrid electric cars and vans
NG FES - Falling Short | Lct_BB002 | Number of | NPgN | JORD_3 | Number of hybrid electric cars and vans | Jordanthorpe | JORDANTHORPE | 375 | 469 | 564 | 672 | 795 | 952 | 1136 | 1354 | 1608 | 1846 | 2099 | 2370 | 2654 | 2956 | 3271 | 3584 | 3901 | 4227 | 4580 | 4356 | 4067 | 3779 | 3493 | 3179 | 2844 | 2486 | 2112 | 1712 | 1294 | 871 | NPgY | GSP | NG FES - Falling Short | Number of hybrid electric cars and vans
NG FES - Falling Short | Lct_BB002 | Number of | NPgN | KEAD_YEDL | Number of hybrid electric cars and vans | Keadby | KEADBY | 1893 | 2296 | 2678 | 3083 | 3511 | 4064 | 4716 | 5495 | 6409 | 7251 | 8149 | 9115 | 10128 | 11215 | 12350 | 13474 | 14619 | 15799 | 17083 | 16222 | 15129 | 14047 | 12976 | 11801 | 10555 | 9226 | 7836 | 6352 | 4803 | 3231 | NPgY | GSP | NG FES - Falling Short | Number of hybrid electric cars and vans
NG FES - Falling Short | Lct_BB002 | Number of | NPgN | KIRKB1 | Number of hybrid electric cars and vans | Kirkstall B | KIRKSTALL B | 831 | 1108 | 1421 | 1800 | 2260 | 2847 | 3528 | 4330 | 5260 | 6146 | 7086 | 8088 | 9133 | 10242 | 11393 | 12537 | 13695 | 14879 | 16155 | 15389 | 14385 | 13380 | 12376 | 11267 | 10084 | 8816 | 7488 | 6071 | 4591 | 3088 | NPgY | GSP | NG FES - Falling Short | Number of hybrid electric cars and vans
NG FES - Falling Short | Lct_BB002 | Number of | NPgN | NEEP_3 | Number of hybrid electric cars and vans | Neepsend | NEEPSEND | 385 | 491 | 605 | 737 | 892 | 1090 | 1321 | 1593 | 1911 | 2210 | 2528 | 2868 | 3223 | 3601 | 3994 | 4385 | 4780 | 5186 | 5623 | 5352 | 5000 | 4648 | 4298 | 3911 | 3500 | 3060 | 2599 | 2107 | 1593 | 1072 | NPgY | GSP | NG FES - Falling Short | Number of hybrid electric cars and vans
NG FES - Falling Short | Lct_BB002 | Number of | NPgN | NORL_3 | Number of hybrid electric cars and vans | Norton Lees | NORTON LEES | 471 | 588 | 708 | 842 | 995 | 1190 | 1419 | 1690 | 2006 | 2302 | 2617 | 2955 | 3308 | 3685 | 4077 | 4466 | 4861 | 5266 | 5705 | 5426 | 5066 | 4708 | 4351 | 3959 | 3543 | 3097 | 2630 | 2132 | 1612 | 1085 | NPgY | GSP | NG FES - Falling Short | Number of hybrid electric cars and vans
NG FES - Falling Short | Lct_BB002 | Number of | NPgN | PITS_BB_B | Number of hybrid electric cars and vans | Pitsmoor | PITSMOOR 3/4 | 155 | 200 | 248 | 304 | 371 | 456 | 555 | 672 | 808 | 937 | 1074 | 1220 | 1372 | 1534 | 1703 | 1870 | 2040 | 2214 | 2401 | 2286 | 2136 | 1986 | 1836 | 1671 | 1496 | 1307 | 1111 | 900 | 681 | 458 | NPgY | GSP | NG FES - Falling Short | Number of hybrid electric cars and vans
NG FES - Falling Short | Lct_BB002 | Number of | NPgN | SALT_1 | Number of hybrid electric cars and vans | Saltend North | SALTEND NORTH | 283 | 357 | 433 | 521 | 621 | 749 | 899 | 1077 | 1283 | 1478 | 1685 | 1906 | 2137 | 2383 | 2640 | 2894 | 3152 | 3417 | 3704 | 3523 | 3290 | 3058 | 2827 | 2573 | 2302 | 2012 | 1709 | 1386 | 1048 | 705 | NPgY | GSP | NG FES - Falling Short | Number of hybrid electric cars and vans
NG FES - Falling Short | Lct_BB002 | Number of | NPgN | SHEC_3 | Number of hybrid electric cars and vans | Sheffield City | SHEFFIELD CITY | 206 | 262 | 322 | 392 | 473 | 577 | 699 | 842 | 1009 | 1166 | 1333 | 1512 | 1699 | 1897 | 2104 | 2309 | 2517 | 2731 | 2961 | 2818 | 2632 | 2447 | 2262 | 2059 | 1843 | 1611 | 1368 | 1109 | 839 | 564 | NPgY | GSP | NG FES - Falling Short | Number of hybrid electric cars and vans
NG FES - Falling Short | Lct_BB002 | Number of | NPgN | SKLGB1 | Number of hybrid electric cars and vans | Skelton Grange | SKELTON GRANGE | 1760 | 2381 | 3096 | 3972 | 5044 | 6411 | 7995 | 9858 | 12016 | 14078 | 16264 | 18593 | 21021 | 23596 | 26267 | 28924 | 31611 | 34357 | 37314 | 35552 | 33238 | 30919 | 28603 | 26041 | 23309 | 20378 | 17309 | 14032 | 10611 | 7139 | NPgY | GSP | NG FES - Falling Short | Number of hybrid electric cars and vans
NG FES - Falling Short | Lct_BB002 | Number of | NPgN | TEMP_3 | Number of hybrid electric cars and vans | Templeborough | TEMPLEBOROUGH 275/33KV | 36 | 45 | 54 | 65 | 77 | 93 | 111 | 133 | 158 | 182 | 207 | 235 | 263 | 293 | 325 | 356 | 387 | 420 | 455 | 433 | 404 | 376 | 347 | 316 | 283 | 247 | 210 | 170 | 129 | 87 | NPgY | GSP | NG FES - Falling Short | Number of hybrid electric cars and vans
NG FES - Falling Short | Lct_BB002 | Number of | NPgN | THUR_6 | Number of hybrid electric cars and vans | Thurcroft | THURCROFT | 1775 | 2119 | 2428 | 2739 | 3048 | 3449 | 3927 | 4502 | 5179 | 5794 | 6450 | 7160 | 7907 | 8711 | 9555 | 10387 | 11239 | 12119 | 13081 | 12406 | 11559 | 10724 | 9901 | 9001 | 8048 | 7034 | 5974 | 4842 | 3661 | 2463 | NPgY | GSP | NG FES - Falling Short | Number of hybrid electric cars and vans
NG FES - Falling Short | Lct_BB002 | Number of | NPgN | WMEL_THOM | Number of hybrid electric cars and vans | Thorpe Marsh | WEST MELTON / THORPE MARSH | 2253 | 2769 | 3276 | 3830 | 4437 | 5219 | 6136 | 7229 | 8506 | 9694 | 10958 | 12316 | 13737 | 15257 | 16843 | 18414 | 20012 | 21656 | 23439 | 22276 | 20787 | 19308 | 17842 | 16231 | 14520 | 12692 | 10780 | 8738 | 6607 | 4445 | NPgY | GSP | NG FES - Falling Short | Number of hybrid electric cars and vans
NG FES - Falling Short | Lct_BB002 | Number of | NPgN | WMEL_BB3 | Number of hybrid electric cars and vans | West Melton | WEST MELTON SECTION 3 | 1946 | 2412 | 2882 | 3405 | 3989 | 4740 | 5620 | 6665 | 7884 | 9023 | 10235 | 11534 | 12894 | 14346 | 15859 | 17359 | 18884 | 20449 | 22146 | 21056 | 19655 | 18262 | 16878 | 15356 | 13738 | 12009 | 10200 | 8268 | 6252 | 4206 | NPgY | GSP | NG FES - Falling Short | Number of hybrid electric cars and vans
NG FES - Falling Short | Lct_BB002 | Number of | NPgN | WIBA_3 | Number of hybrid electric cars and vans | Wincobank | WINCOBANK | 44 | 60 | 78 | 100 | 127 | 162 | 202 | 248 | 303 | 355 | 410 | 469 | 530 | 595 | 662 | 729 | 796 | 866 | 940 | 896 | 837 | 779 | 721 | 656 | 587 | 513 | 436 | 354 | 267 | 180 | NPgY | GSP | NG FES - Falling Short | Number of hybrid electric cars and vans
NG FES - Leading the Way | Lct_BB002 | Number of | NPgN | BLYTB1 | Number of hybrid electric cars and vans | Blyth 66kV | BLYTH 66kV | 438 | 590 | 842 | 1212 | 1740 | 2484 | 2891 | 3279 | 3695 | 4148 | 4578 | 4195 | 3944 | 3656 | 3348 | 3002 | 2689 | 2351 | 1983 | 1582 | 1151 | 744 | 303 | 0 | 0 | 0 | 0 | 0 | 0 | 0 | NPgN | GSP | NG FES - Leading the Way | Number of hybrid electric cars and vans
NG FES - Leading the Way | Lct_BB002 | Number of | NPgN | BLYTH132 | Number of hybrid electric cars and vans | Blyth 132kV | BLYTH 132kV | 285 | 355 | 467 | 616 | 805 | 1039 | 1110 | 1179 | 1267 | 1375 | 1480 | 1333 | 1238 | 1138 | 1036 | 926 | 828 | 723 | 610 | 486 | 354 | 229 | 93 | 0 | 0 | 0 | 0 | 0 | 0 | 0 | NPgN | GSP | NG FES - Leading the Way | Number of hybrid electric cars and vans
NG FES - Leading the Way | Lct_BB002 | Number of | NPgN | FOUR_1 | Number of hybrid electric cars and vans | Fourstones | FOURSTONES | 51 | 66 | 91 | 126 | 174 | 238 | 269 | 298 | 330 | 366 | 401 | 365 | 342 | 316 | 289 | 259 | 232 | 202 | 171 | 136 | 99 | 64 | 26 | 0 | 0 | 0 | 0 | 0 | 0 | 0 | NPgN | GSP | NG FES - Leading the Way | Number of hybrid electric cars and vans
NG FES - Leading the Way | Lct_BB002 | Number of | NPgN | HARM_6 | Number of hybrid electric cars and vans | Hart Moor | HARTMOOR | 180 | 246 | 356 | 519 | 755 | 1092 | 1283 | 1465 | 1659 | 1868 | 2066 | 1897 | 1785 | 1656 | 1517 | 1361 | 1219 | 1066 | 899 | 717 | 522 | 337 | 137 | 0 | 0 | 0 | 0 | 0 | 0 | 0 | NPgN | GSP | NG FES - Leading the Way | Number of hybrid electric cars and vans
NG FES - Leading the Way | Lct_BB002 | Number of | NPgN | HAWP_6 | Number of hybrid electric cars and vans | Hawthorn Pit | HAWTHORN PIT GRID | 273 | 365 | 517 | 737 | 1050 | 1485 | 1717 | 1938 | 2177 | 2439 | 2687 | 2460 | 2311 | 2141 | 1960 | 1757 | 1574 | 1376 | 1161 | 926 | 674 | 435 | 177 | 0 | 0 | 0 | 0 | 0 | 0 | 0 | NPgN | GSP | NG FES - Leading the Way | Number of hybrid electric cars and vans
NG FES - Leading the Way | Lct_BB002 | Number of | NPgN | KNARE_111 | Number of hybrid electric cars and vans | Knaresborough | KNARESBOROUGH | 529 | 688 | 947 | 1314 | 1817 | 2495 | 2818 | 3125 | 3467 | 3851 | 4217 | 3844 | 3600 | 3329 | 3043 | 2726 | 2441 | 2132 | 1799 | 1435 | 1044 | 675 | 274 | 0 | 0 | 0 | 0 | 0 | 0 | 0 | NPgN | GSP | NG FES - Leading the Way | Number of hybrid electric cars and vans
NG FES - Leading the Way | Lct_BB002 | Number of | NPgN | LACK_6 | Number of hybrid electric cars and vans | Lackenby | LACKENBY | 262 | 373 | 559 | 843 | 1264 | 1878 | 2252 | 2607 | 2980 | 3378 | 3752 | 3455 | 3258 | 3027 | 2775 | 2491 | 2233 | 1952 | 1647 | 1314 | 956 | 618 | 251 | 0 | 0 | 0 | 0 | 0 | 0 | 0 | NPgN | GSP | NG FES - Leading the Way | Number of hybrid electric cars and vans
NG FES - Leading the Way | Lct_BB002 | Number of | NPgN | NORT_1 | Number of hybrid electric cars and vans | Norton | NORTON | 981 | 1359 | 1991 | 2938 | 4320 | 6306 | 7466 | 8569 | 9735 | 10991 | 12176 | 11190 | 10538 | 9782 | 8964 | 8042 | 7207 | 6300 | 5316 | 4240 | 3086 | 1994 | 811 | 0 | 0 | 0 | 0 | 0 | 0 | 0 | NPgN | GSP | NG FES - Leading the Way | Number of hybrid electric cars and vans
NG FES - Leading the Way | Lct_BB002 | Number of | NPgN | OFFE_3 | Number of hybrid electric cars and vans | Offerton | OFFERTON | 120 | 164 | 236 | 343 | 497 | 716 | 839 | 956 | 1080 | 1216 | 1344 | 1233 | 1160 | 1076 | 985 | 884 | 792 | 692 | 584 | 466 | 339 | 219 | 89 | 0 | 0 | 0 | 0 | 0 | 0 | 0 | NPgN | GSP | NG FES - Leading the Way | Number of hybrid electric cars and vans
NG FES - Leading the Way | Lct_BB002 | Number of | NPgN | OSBA_1 | Number of hybrid electric cars and vans | Osbaldwick | OSBALDWICK | 989 | 1264 | 1707 | 2323 | 3146 | 4225 | 4681 | 5117 | 5619 | 6193 | 6747 | 6127 | 5722 | 5282 | 4823 | 4317 | 3864 | 3375 | 2847 | 2271 | 1653 | 1068 | 434 | 0 | 0 | 0 | 0 | 0 | 0 | 0 | NPgN | GSP | NG FES - Leading the Way | Number of hybrid electric cars and vans
NG FES - Leading the Way | Lct_BB002 | Number of | NPgN | POPP_3 | Number of hybrid electric cars and vans | Poppleton | POPPLETON | 171 | 218 | 293 | 397 | 535 | 715 | 788 | 858 | 939 | 1033 | 1124 | 1020 | 952 | 878 | 801 | 717 | 642 | 561 | 473 | 377 | 275 | 177 | 72 | 0 | 0 | 0 | 0 | 0 | 0 | 0 | NPgN | GSP | NG FES - Leading the Way | Number of hybrid electric cars and vans
NG FES - Leading the Way | Lct_BB002 | Number of | NPgN | SALH_1 | Number of hybrid electric cars and vans | Saltholme | SALTHOLME | 4 | 5 | 8 | 12 | 17 | 25 | 30 | 34 | 39 | 44 | 49 | 45 | 42 | 39 | 36 | 32 | 29 | 25 | 21 | 17 | 12 | 8 | 3 | 0 | 0 | 0 | 0 | 0 | 0 | 0 | NPgN | GSP | NG FES - Leading the Way | Number of hybrid electric cars and vans
NG FES - Leading the Way | Lct_BB002 | Number of | NPgN | SSHI_3 | Number of hybrid electric cars and vans | South Shields | SOUTH SHIELDS | 114 | 154 | 220 | 317 | 455 | 649 | 756 | 857 | 966 | 1084 | 1196 | 1097 | 1031 | 956 | 875 | 785 | 703 | 614 | 518 | 413 | 301 | 194 | 79 | 0 | 0 | 0 | 0 | 0 | 0 | 0 | NPgN | GSP | NG FES - Leading the Way | Number of hybrid electric cars and vans
NG FES - Leading the Way | Lct_BB002 | Number of | NPgN | KIELD01 and SPAD20 | Number of hybrid electric cars and vans | 0 | SPADEADAM | 15 | 20 | 29 | 42 | 61 | 88 | 104 | 119 | 135 | 152 | 168 | 154 | 145 | 134 | 123 | 110 | 99 | 86 | 73 | 58 | 42 | 27 | 11 | 0 | 0 | 0 | 0 | 0 | 0 | 0 | NPgN | GSP | NG FES - Leading the Way | Number of hybrid electric cars and vans
NG FES - Leading the Way | Lct_BB002 | Number of | NPgN | SPEN_1 | Number of hybrid electric cars and vans | Spennymoor | SPENNYMOOR | 658 | 875 | 1232 | 1751 | 2482 | 3497 | 4030 | 4537 | 5088 | 5693 | 6267 | 5734 | 5383 | 4987 | 4564 | 4092 | 3665 | 3203 | 2702 | 2155 | 1569 | 1014 | 412 | 0 | 0 | 0 | 0 | 0 | 0 | 0 | NPgN | GSP | NG FES - Leading the Way | Number of hybrid electric cars and vans
NG FES - Leading the Way | Lct_BB002 | Number of | NPgN | STEN_1 | Number of hybrid electric cars and vans | Stella North | STELLA NORTH | 419 | 558 | 786 | 1119 | 1588 | 2240 | 2584 | 2911 | 3266 | 3656 | 4025 | 3684 | 3459 | 3205 | 2933 | 2629 | 2355 | 2058 | 1736 | 1385 | 1008 | 651 | 265 | 0 | 0 | 0 | 0 | 0 | 0 | 0 | NPgN | GSP | NG FES - Leading the Way | Number of hybrid electric cars and vans
NG FES - Leading the Way | Lct_BB002 | Number of | NPgN | STES_1 | Number of hybrid electric cars and vans | Stella South | STELLA SOUTH | 410 | 538 | 748 | 1049 | 1467 | 2039 | 2325 | 2596 | 2896 | 3227 | 3543 | 3236 | 3034 | 2808 | 2568 | 2302 | 2061 | 1801 | 1519 | 1212 | 882 | 570 | 232 | 0 | 0 | 0 | 0 | 0 | 0 | 0 | NPgN | GSP | NG FES - Leading the Way | Number of hybrid electric cars and vans
NG FES - Leading the Way | Lct_BB002 | Number of | NPgN | TYNE_1 | Number of hybrid electric cars and vans | Tynemouth 1 | TYNEMOUTH | 336 | 458 | 660 | 959 | 1391 | 2003 | 2347 | 2675 | 3024 | 3403 | 3762 | 3452 | 3247 | 3012 | 2759 | 2474 | 2217 | 1938 | 1635 | 1304 | 949 | 613 | 249 | 0 | 0 | 0 | 0 | 0 | 0 | 0 | NPgN | GSP | NG FES - Leading the Way | Number of hybrid electric cars and vans
NG FES - Leading the Way | Lct_BB002 | Number of | NPgN | WBOL_6 | Number of hybrid electric cars and vans | West Boldon | WEST BOLDON | 486 | 651 | 925 | 1325 | 1894 | 2690 | 3119 | 3528 | 3969 | 4450 | 4907 | 4494 | 4223 | 3914 | 3583 | 3213 | 2878 | 2515 | 2122 | 1693 | 1232 | 796 | 324 | 0 | 0 | 0 | 0 | 0 | 0 | 0 | NPgN | GSP | NG FES - Leading the Way | Number of hybrid electric cars and vans
NG FES - Leading the Way | Lct_BB002 | Number of | NPgN | BRAW_1 | Number of hybrid electric cars and vans | Bradford West | BRADFORD WEST | 1117 | 1469 | 1902 | 2405 | 3053 | 3891 | 4668 | 5599 | 6592 | 7653 | 8395 | 9159 | 9862 | 10515 | 10034 | 9255 | 8314 | 7660 | 6972 | 6180 | 5410 | 4585 | 3716 | 2802 | 2021 | 1280 | 547 | 0 | 0 | 0 | NPgY | GSP | NG FES - Leading the Way | Number of hybrid electric cars and vans
NG FES - Leading the Way | Lct_BB002 | Number of | NPgN | CAMB_01 | Number of hybrid electric cars and vans | Camblesforth | CAMBLESFORTH | 142 | 174 | 211 | 252 | 304 | 369 | 428 | 501 | 580 | 667 | 726 | 788 | 845 | 899 | 857 | 790 | 709 | 653 | 594 | 527 | 461 | 391 | 317 | 239 | 172 | 109 | 47 | 0 | 0 | 0 | NPgY | GSP | NG FES - Leading the Way | Number of hybrid electric cars and vans
NG FES - Leading the Way | Lct_BB002 | Number of | NPgN | CREB_1 | Number of hybrid electric cars and vans | Creyke Beck | CREYKE BECK | 2103 | 2490 | 2925 | 3380 | 3943 | 4645 | 5254 | 6048 | 6926 | 7889 | 8541 | 9232 | 9878 | 10487 | 9980 | 9191 | 8248 | 7594 | 6911 | 6125 | 5362 | 4544 | 3683 | 2778 | 2003 | 1268 | 542 | 0 | 0 | 0 | NPgY | GSP | NG FES - Leading the Way | Number of hybrid electric cars and vans
NG FES - Leading the Way | Lct_BB002 | Number of | NPgN | DRAX_YEDL | Number of hybrid electric cars and vans | Drax | DRAX | 180 | 223 | 274 | 330 | 402 | 493 | 576 | 678 | 789 | 908 | 991 | 1077 | 1156 | 1231 | 1173 | 1081 | 971 | 894 | 814 | 721 | 631 | 535 | 434 | 327 | 236 | 149 | 64 | 0 | 0 | 0 | NPgY | GSP | NG FES - Leading the Way | Number of hybrid electric cars and vans
NG FES - Leading the Way | Lct_BB002 | Number of | NPgN | ELLA_1 | Number of hybrid electric cars and vans | Elland | ELLAND | 1044 | 1332 | 1681 | 2079 | 2587 | 3241 | 3842 | 4571 | 5353 | 6192 | 6775 | 7379 | 7937 | 8455 | 8064 | 7436 | 6679 | 6153 | 5600 | 4964 | 4345 | 3683 | 2985 | 2251 | 1623 | 1028 | 439 | 0 | 0 | 0 | NPgY | GSP | NG FES - Leading the Way | Number of hybrid electric cars and vans
NG FES - Leading the Way | Lct_BB002 | Number of | NPgN | FERRA2 | Number of hybrid electric cars and vans | Ferrybridge A | FERRYBRIDGE A | 500 | 603 | 720 | 846 | 1005 | 1204 | 1380 | 1604 | 1850 | 2117 | 2299 | 2491 | 2670 | 2838 | 2702 | 2490 | 2235 | 2058 | 1873 | 1660 | 1453 | 1232 | 998 | 753 | 543 | 344 | 147 | 0 | 0 | 0 | NPgY | GSP | NG FES - Leading the Way | Number of hybrid electric cars and vans
NG FES - Leading the Way | Lct_BB002 | Number of | NPgN | FERRB9 | Number of hybrid electric cars and vans | Ferrybridge B (_M) | FERRYBRIDGE B | 1004 | 1236 | 1509 | 1811 | 2193 | 2678 | 3116 | 3660 | 4249 | 4887 | 5326 | 5785 | 6210 | 6607 | 6296 | 5803 | 5211 | 4799 | 4368 | 3871 | 3389 | 2872 | 2328 | 1756 | 1266 | 802 | 343 | 0 | 0 | 0 | NPgY | GSP | NG FES - Leading the Way | Number of hybrid electric cars and vans
NG FES - Leading the Way | Lct_BB002 | Number of | NPgN | GRIW_1 | Number of hybrid electric cars and vans | Grimsby West | GRIMSBY WEST | 653 | 783 | 931 | 1090 | 1287 | 1536 | 1755 | 2035 | 2342 | 2677 | 2905 | 3146 | 3370 | 3581 | 3410 | 3141 | 2819 | 2596 | 2363 | 2094 | 1833 | 1554 | 1259 | 950 | 685 | 434 | 185 | 0 | 0 | 0 | NPgY | GSP | NG FES - Leading the Way | Number of hybrid electric cars and vans
NG FES - Leading the Way | Lct_BB002 | Number of | NPgN | JORD_3 | Number of hybrid electric cars and vans | Jordanthorpe | JORDANTHORPE | 375 | 439 | 509 | 581 | 670 | 778 | 871 | 995 | 1133 | 1285 | 1388 | 1497 | 1600 | 1697 | 1614 | 1486 | 1333 | 1227 | 1117 | 990 | 866 | 734 | 595 | 449 | 324 | 205 | 88 | 0 | 0 | 0 | NPgY | GSP | NG FES - Leading the Way | Number of hybrid electric cars and vans
NG FES - Leading the Way | Lct_BB002 | Number of | NPgN | KEAD_YEDL | Number of hybrid electric cars and vans | Keadby | KEADBY | 1893 | 2150 | 2417 | 2665 | 2958 | 3302 | 3570 | 3970 | 4435 | 4963 | 5306 | 5684 | 6043 | 6388 | 6063 | 5573 | 4997 | 4598 | 4183 | 3707 | 3246 | 2751 | 2229 | 1681 | 1213 | 768 | 328 | 0 | 0 | 0 | NPgY | GSP | NG FES - Leading the Way | Number of hybrid electric cars and vans
NG FES - Leading the Way | Lct_BB002 | Number of | NPgN | KIRKB1 | Number of hybrid electric cars and vans | Kirkstall B | KIRKSTALL B | 831 | 1037 | 1282 | 1556 | 1904 | 2349 | 2753 | 3251 | 3788 | 4367 | 4767 | 5183 | 5569 | 5928 | 5651 | 5210 | 4678 | 4309 | 3922 | 3476 | 3043 | 2579 | 2090 | 1576 | 1137 | 720 | 308 | 0 | 0 | 0 | NPgY | GSP | NG FES - Leading the Way | Number of hybrid electric cars and vans
NG FES - Leading the Way | Lct_BB002 | Number of | NPgN | NEEP_3 | Number of hybrid electric cars and vans | Neepsend | NEEPSEND | 385 | 460 | 546 | 637 | 752 | 895 | 1020 | 1182 | 1359 | 1553 | 1684 | 1823 | 1953 | 2075 | 1975 | 1819 | 1633 | 1504 | 1369 | 1213 | 1062 | 900 | 729 | 550 | 397 | 251 | 107 | 0 | 0 | 0 | NPgY | GSP | NG FES - Leading the Way | Number of hybrid electric cars and vans
NG FES - Leading the Way | Lct_BB002 | Number of | NPgN | NORL_3 | Number of hybrid electric cars and vans | Norton Lees | NORTON LEES | 471 | 551 | 639 | 728 | 838 | 973 | 1088 | 1241 | 1413 | 1603 | 1730 | 1866 | 1994 | 2114 | 2011 | 1851 | 1661 | 1529 | 1391 | 1233 | 1080 | 915 | 742 | 559 | 403 | 255 | 109 | 0 | 0 | 0 | NPgY | GSP | NG FES - Leading the Way | Number of hybrid electric cars and vans
NG FES - Leading the Way | Lct_BB002 | Number of | NPgN | PITS_BB_B | Number of hybrid electric cars and vans | Pitsmoor | PITSMOOR 3/4 | 155 | 187 | 224 | 263 | 312 | 375 | 430 | 500 | 576 | 660 | 717 | 777 | 833 | 885 | 843 | 776 | 697 | 642 | 584 | 518 | 453 | 384 | 311 | 235 | 169 | 107 | 46 | 0 | 0 | 0 | NPgY | GSP | NG FES - Leading the Way | Number of hybrid electric cars and vans
NG FES - Leading the Way | Lct_BB002 | Number of | NPgN | SALT_1 | Number of hybrid electric cars and vans | Saltend North | SALTEND NORTH | 283 | 334 | 391 | 450 | 523 | 613 | 691 | 794 | 908 | 1033 | 1117 | 1207 | 1291 | 1370 | 1303 | 1200 | 1077 | 992 | 902 | 800 | 700 | 593 | 481 | 363 | 262 | 166 | 71 | 0 | 0 | 0 | NPgY | GSP | NG FES - Leading the Way | Number of hybrid electric cars and vans
NG FES - Leading the Way | Lct_BB002 | Number of | NPgN | SHEC_3 | Number of hybrid electric cars and vans | Sheffield City | SHEFFIELD CITY | 206 | 246 | 291 | 339 | 399 | 474 | 539 | 624 | 717 | 819 | 888 | 961 | 1029 | 1093 | 1040 | 958 | 860 | 792 | 721 | 639 | 559 | 474 | 384 | 290 | 209 | 132 | 57 | 0 | 0 | 0 | NPgY | GSP | NG FES - Leading the Way | Number of hybrid electric cars and vans
NG FES - Leading the Way | Lct_BB002 | Number of | NPgN | SKLGB1 | Number of hybrid electric cars and vans | Skelton Grange | SKELTON GRANGE | 1760 | 2230 | 2794 | 3433 | 4250 | 5298 | 6256 | 7425 | 8681 | 10032 | 10969 | 11940 | 12838 | 13673 | 13039 | 12023 | 10798 | 9947 | 9053 | 8024 | 7024 | 5953 | 4825 | 3639 | 2624 | 1662 | 710 | 0 | 0 | 0 | NPgY | GSP | NG FES - Leading the Way | Number of hybrid electric cars and vans
NG FES - Leading the Way | Lct_BB002 | Number of | NPgN | TEMP_3 | Number of hybrid electric cars and vans | Templeborough | TEMPLEBOROUGH 275/33KV | 36 | 42 | 49 | 56 | 65 | 76 | 85 | 98 | 112 | 127 | 137 | 148 | 159 | 168 | 160 | 148 | 132 | 122 | 111 | 98 | 86 | 73 | 59 | 45 | 32 | 20 | 9 | 0 | 0 | 0 | NPgY | GSP | NG FES - Leading the Way | Number of hybrid electric cars and vans
NG FES - Leading the Way | Lct_BB002 | Number of | NPgN | THUR_6 | Number of hybrid electric cars and vans | Thurcroft | THURCROFT | 1775 | 1984 | 2191 | 2368 | 2567 | 2790 | 2945 | 3211 | 3534 | 3911 | 4148 | 4417 | 4677 | 4930 | 4670 | 4288 | 3842 | 3534 | 3214 | 2849 | 2494 | 2114 | 1713 | 1292 | 932 | 590 | 252 | 0 | 0 | 0 | NPgY | GSP | NG FES - Leading the Way | Number of hybrid electric cars and vans
NG FES - Leading the Way | Lct_BB002 | Number of | NPgN | WMEL_THOM | Number of hybrid electric cars and vans | Thorpe Marsh | WEST MELTON / THORPE MARSH | 2253 | 2593 | 2957 | 3311 | 3738 | 4253 | 4675 | 5267 | 5940 | 6693 | 7190 | 7730 | 8239 | 8724 | 8289 | 7625 | 6839 | 6295 | 5727 | 5076 | 4444 | 3766 | 3053 | 2302 | 1660 | 1051 | 449 | 0 | 0 | 0 | NPgY | GSP | NG FES - Leading the Way | Number of hybrid electric cars and vans
NG FES - Leading the Way | Lct_BB002 | Number of | NPgN | WMEL_BB3 | Number of hybrid electric cars and vans | West Melton | WEST MELTON SECTION 3 | 1946 | 2259 | 2601 | 2944 | 3361 | 3870 | 4298 | 4880 | 5534 | 6261 | 6746 | 7267 | 7757 | 8221 | 7816 | 7193 | 6453 | 5940 | 5405 | 4790 | 4194 | 3554 | 2881 | 2172 | 1567 | 992 | 424 | 0 | 0 | 0 | NPgY | GSP | NG FES - Leading the Way | Number of hybrid electric cars and vans
NG FES - Leading the Way | Lct_BB002 | Number of | NPgN | WIBA_3 | Number of hybrid electric cars and vans | Wincobank | WINCOBANK | 44 | 56 | 71 | 87 | 107 | 134 | 158 | 187 | 219 | 253 | 276 | 301 | 323 | 344 | 329 | 303 | 272 | 251 | 228 | 202 | 177 | 150 | 122 | 92 | 66 | 42 | 18 | 0 | 0 | 0 | NPgY | GSP | NG FES - Leading the Way | Number of hybrid electric cars and vans
NPg Planning Scenario | Lct_BB002 | Number of | NPgN | BLYTB1 | Number of hybrid electric cars and vans | Blyth 66kV | BLYTH 66kV | 615 | 1293 | 2132 | 3136 | 4479 | 5711 | 6973 | 8189 | 9289 | 8887 | 8374 | 7747 | 7023 | 6222 | 5378 | 4506 | 3666 | 2876 | 2176 | 1576 | 1087 | 702 | 407 | 198 | 136 | 88 | 58 | 40 | 25 | 18 | NPgN | GSP | NPg Planning Scenario | Number of hybrid electric cars and vans
NPg Planning Scenario | Lct_BB002 | Number of | NPgN | BLYTH132 | Number of hybrid electric cars and vans | Blyth 132kV | BLYTH 132kV | 401 | 779 | 1183 | 1593 | 2072 | 2389 | 2706 | 3003 | 3270 | 3016 | 2778 | 2530 | 2264 | 1987 | 1700 | 1414 | 1145 | 895 | 676 | 489 | 337 | 217 | 126 | 61 | 42 | 27 | 18 | 12 | 8 | 6 | NPgN | GSP | NPg Planning Scenario | Number of hybrid electric cars and vans
NPg Planning Scenario | Lct_BB002 | Number of | NPgN | FOUR_1 | Number of hybrid electric cars and vans | Fourstones | FOURSTONES | 72 | 145 | 230 | 326 | 447 | 548 | 650 | 748 | 837 | 791 | 739 | 680 | 614 | 542 | 467 | 391 | 317 | 249 | 188 | 136 | 94 | 61 | 35 | 17 | 12 | 8 | 5 | 3 | 2 | 2 | NPgN | GSP | NPg Planning Scenario | Number of hybrid electric cars and vans
NPg Planning Scenario | Lct_BB002 | Number of | NPgN | HARM_6 | Number of hybrid electric cars and vans | Hart Moor | HARTMOOR | 253 | 539 | 901 | 1343 | 1944 | 2510 | 3091 | 3652 | 4160 | 3994 | 3771 | 3494 | 3171 | 2812 | 2432 | 2040 | 1660 | 1303 | 986 | 714 | 493 | 318 | 185 | 90 | 62 | 40 | 26 | 18 | 11 | 8 | NPgN | GSP | NPg Planning Scenario | Number of hybrid electric cars and vans
NPg Planning Scenario | Lct_BB002 | Number of | NPgN | HAWP_6 | Number of hybrid electric cars and vans | Hawthorn Pit | HAWTHORN PIT GRID | 384 | 801 | 1309 | 1908 | 2701 | 3415 | 4146 | 4848 | 5484 | 5234 | 4924 | 4551 | 4122 | 3650 | 3153 | 2641 | 2147 | 1685 | 1274 | 923 | 636 | 411 | 238 | 116 | 79 | 51 | 34 | 23 | 15 | 10 | NPgN | GSP | NPg Planning Scenario | Number of hybrid electric cars and vans
NPg Planning Scenario | Lct_BB002 | Number of | NPgN | KNARE_111 | Number of hybrid electric cars and vans | Knaresborough | KNARESBOROUGH | 744 | 1509 | 2398 | 3398 | 4675 | 5738 | 6820 | 7855 | 8791 | 8312 | 7775 | 7158 | 6464 | 5709 | 4919 | 4113 | 3341 | 2619 | 1980 | 1433 | 988 | 638 | 370 | 180 | 123 | 80 | 53 | 36 | 23 | 16 | NPgN | GSP | NPg Planning Scenario | Number of hybrid electric cars and vans
NPg Planning Scenario | Lct_BB002 | Number of | NPgN | LACK_6 | Number of hybrid electric cars and vans | Lackenby | LACKENBY | 369 | 818 | 1417 | 2181 | 3253 | 4318 | 5413 | 6474 | 7436 | 7189 | 6817 | 6334 | 5761 | 5117 | 4435 | 3723 | 3032 | 2381 | 1803 | 1306 | 901 | 582 | 338 | 164 | 113 | 73 | 48 | 33 | 21 | 15 | NPgN | GSP | NPg Planning Scenario | Number of hybrid electric cars and vans
NPg Planning Scenario | Lct_BB002 | Number of | NPgN | NORT_1 | Number of hybrid electric cars and vans | Norton | NORTON | 1379 | 2979 | 5042 | 7601 | 11118 | 14500 | 17972 | 21328 | 24369 | 23457 | 22184 | 20576 | 18690 | 16582 | 14356 | 12042 | 9802 | 7695 | 5824 | 4220 | 2910 | 1879 | 1091 | 531 | 364 | 235 | 157 | 107 | 68 | 48 | NPgN | GSP | NPg Planning Scenario | Number of hybrid electric cars and vans
NPg Planning Scenario | Lct_BB002 | Number of | NPgN | OFFE_3 | Number of hybrid electric cars and vans | Offerton | OFFERTON | 169 | 359 | 598 | 888 | 1280 | 1646 | 2021 | 2384 | 2712 | 2601 | 2454 | 2273 | 2062 | 1828 | 1581 | 1325 | 1078 | 846 | 640 | 464 | 320 | 207 | 120 | 58 | 40 | 26 | 17 | 12 | 7 | 5 | NPgN | GSP | NPg Planning Scenario | Number of hybrid electric cars and vans
NPg Planning Scenario | Lct_BB002 | Number of | NPgN | OSBA_1 | Number of hybrid electric cars and vans | Osbaldwick | OSBALDWICK | 1390 | 2771 | 4324 | 6009 | 8096 | 9715 | 11357 | 12918 | 14327 | 13439 | 12509 | 11476 | 10335 | 9109 | 7832 | 6537 | 5306 | 4156 | 3140 | 2272 | 1566 | 1011 | 586 | 285 | 195 | 127 | 84 | 58 | 36 | 26 | NPgN | GSP | NPg Planning Scenario | Number of hybrid electric cars and vans
NPg Planning Scenario | Lct_BB002 | Number of | NPgN | POPP_3 | Number of hybrid electric cars and vans | Poppleton | POPPLETON | 241 | 478 | 743 | 1028 | 1377 | 1643 | 1913 | 2169 | 2399 | 2246 | 2087 | 1913 | 1721 | 1516 | 1303 | 1087 | 882 | 691 | 522 | 378 | 260 | 168 | 97 | 47 | 32 | 21 | 14 | 10 | 6 | 4 | NPgN | GSP | NPg Planning Scenario | Number of hybrid electric cars and vans
NPg Planning Scenario | Lct_BB002 | Number of | NPgN | SALH_1 | Number of hybrid electric cars and vans | Saltholme | SALTHOLME | 5 | 12 | 20 | 30 | 44 | 58 | 71 | 85 | 97 | 94 | 89 | 82 | 75 | 66 | 57 | 48 | 39 | 31 | 23 | 17 | 12 | 8 | 4 | 2 | 1 | 1 | 1 | 0 | 0 | 0 | NPgN | GSP | NPg Planning Scenario | Number of hybrid electric cars and vans
NPg Planning Scenario | Lct_BB002 | Number of | NPgN | SSHI_3 | Number of hybrid electric cars and vans | South Shields | SOUTH SHIELDS | 161 | 338 | 558 | 820 | 1171 | 1493 | 1823 | 2141 | 2428 | 2323 | 2189 | 2025 | 1836 | 1626 | 1406 | 1178 | 958 | 752 | 569 | 412 | 284 | 183 | 106 | 52 | 35 | 23 | 15 | 10 | 7 | 5 | NPgN | GSP | NPg Planning Scenario | Number of hybrid electric cars and vans
NPg Planning Scenario | Lct_BB002 | Number of | NPgN | KIELD01 and SPAD20 | Number of hybrid electric cars and vans | 0 | SPADEADAM | 20 | 44 | 73 | 109 | 157 | 203 | 251 | 296 | 337 | 324 | 306 | 283 | 257 | 228 | 197 | 165 | 135 | 106 | 80 | 58 | 40 | 26 | 15 | 7 | 5 | 3 | 2 | 1 | 1 | 1 | NPgN | GSP | NPg Planning Scenario | Number of hybrid electric cars and vans
NPg Planning Scenario | Lct_BB002 | Number of | NPgN | SPEN_1 | Number of hybrid electric cars and vans | Spennymoor | SPENNYMOOR | 925 | 1918 | 3121 | 4529 | 6387 | 8040 | 9730 | 11355 | 12825 | 12224 | 11492 | 10616 | 9612 | 8507 | 7346 | 6152 | 5002 | 3923 | 2968 | 2149 | 1482 | 957 | 555 | 270 | 185 | 120 | 80 | 55 | 34 | 24 | NPgN | GSP | NPg Planning Scenario | Number of hybrid electric cars and vans
NPg Planning Scenario | Lct_BB002 | Number of | NPgN | STEN_1 | Number of hybrid electric cars and vans | Stella North | STELLA NORTH | 589 | 1223 | 1992 | 2895 | 4087 | 5151 | 6239 | 7285 | 8232 | 7849 | 7380 | 6818 | 6174 | 5465 | 4720 | 3953 | 3214 | 2521 | 1907 | 1381 | 952 | 615 | 357 | 174 | 119 | 77 | 51 | 35 | 22 | 16 | NPgN | GSP | NPg Planning Scenario | Number of hybrid electric cars and vans
NPg Planning Scenario | Lct_BB002 | Number of | NPgN | STES_1 | Number of hybrid electric cars and vans | Stella South | STELLA SOUTH | 576 | 1180 | 1894 | 2714 | 3775 | 4689 | 5620 | 6514 | 7321 | 6949 | 6516 | 6008 | 5433 | 4803 | 4143 | 3467 | 2817 | 2209 | 1671 | 1210 | 834 | 538 | 312 | 152 | 104 | 67 | 45 | 31 | 19 | 14 | NPgN | GSP | NPg Planning Scenario | Number of hybrid electric cars and vans
NPg Planning Scenario | Lct_BB002 | Number of | NPgN | TYNE_1 | Number of hybrid electric cars and vans | Tynemouth 1 | TYNEMOUTH | 473 | 1004 | 1672 | 2482 | 3579 | 4605 | 5656 | 6671 | 7590 | 7280 | 6870 | 6362 | 5773 | 5117 | 4426 | 3710 | 3019 | 2369 | 1793 | 1299 | 896 | 578 | 336 | 163 | 112 | 72 | 48 | 33 | 21 | 15 | NPgN | GSP | NPg Planning Scenario | Number of hybrid electric cars and vans
NPg Planning Scenario | Lct_BB002 | Number of | NPgN | WBOL_6 | Number of hybrid electric cars and vans | West Boldon | WEST BOLDON | 683 | 1428 | 2343 | 3428 | 4874 | 6185 | 7527 | 8818 | 9988 | 9542 | 8984 | 8307 | 7527 | 6666 | 5760 | 4825 | 3925 | 3079 | 2329 | 1687 | 1163 | 751 | 436 | 212 | 145 | 94 | 63 | 43 | 27 | 19 | NPgN | GSP | NPg Planning Scenario | Number of hybrid electric cars and vans
NPg Planning Scenario | Lct_BB002 | Number of | NPgN | BRAW_1 | Number of hybrid electric cars and vans | Bradford West | BRADFORD WEST | 1471 | 2571 | 4026 | 5968 | 8710 | 11559 | 14428 | 17163 | 19590 | 18975 | 18015 | 16759 | 15268 | 13589 | 11820 | 9977 | 8193 | 6525 | 5054 | 3801 | 2783 | 1986 | 1382 | 947 | 645 | 429 | 288 | 197 | 135 | 92 | NPgY | GSP | NPg Planning Scenario | Number of hybrid electric cars and vans
NPg Planning Scenario | Lct_BB002 | Number of | NPgN | CAMB_01 | Number of hybrid electric cars and vans | Camblesforth | CAMBLESFORTH | 188 | 305 | 448 | 626 | 867 | 1096 | 1328 | 1547 | 1741 | 1667 | 1571 | 1455 | 1320 | 1172 | 1016 | 856 | 702 | 558 | 432 | 325 | 238 | 170 | 118 | 81 | 55 | 37 | 25 | 17 | 11 | 8 | NPgY | GSP | NPg Planning Scenario | Number of hybrid electric cars and vans
NPg Planning Scenario | Lct_BB002 | Number of | NPgN | CREB_1 | Number of hybrid electric cars and vans | Creyke Beck | CREYKE BECK | 2771 | 4358 | 6191 | 8386 | 11251 | 13798 | 16370 | 18792 | 20931 | 19856 | 18614 | 17166 | 15532 | 13753 | 11898 | 10004 | 8197 | 6517 | 5041 | 3788 | 2772 | 1977 | 1375 | 942 | 642 | 426 | 287 | 196 | 134 | 92 | NPgY | GSP | NPg Planning Scenario | Number of hybrid electric cars and vans
NPg Planning Scenario | Lct_BB002 | Number of | NPgN | DRAX_YEDL | Number of hybrid electric cars and vans | Drax | DRAX | 237 | 390 | 579 | 819 | 1147 | 1466 | 1787 | 2092 | 2362 | 2267 | 2140 | 1984 | 1802 | 1600 | 1389 | 1170 | 960 | 764 | 592 | 445 | 326 | 232 | 162 | 111 | 75 | 50 | 34 | 23 | 16 | 11 | NPgY | GSP | NPg Planning Scenario | Number of hybrid electric cars and vans
NPg Planning Scenario | Lct_BB002 | Number of | NPgN | ELLA_1 | Number of hybrid electric cars and vans | Elland | ELLAND | 1375 | 2332 | 3558 | 5158 | 7381 | 9629 | 11893 | 14048 | 15958 | 15395 | 14581 | 13543 | 12322 | 10956 | 9520 | 8030 | 6592 | 5248 | 4064 | 3056 | 2237 | 1596 | 1111 | 761 | 519 | 345 | 232 | 158 | 108 | 74 | NPgY | GSP | NPg Planning Scenario | Number of hybrid electric cars and vans
NPg Planning Scenario | Lct_BB002 | Number of | NPgN | FERRA2 | Number of hybrid electric cars and vans | Ferrybridge A | FERRYBRIDGE A | 659 | 1055 | 1524 | 2100 | 2866 | 3576 | 4292 | 4969 | 5567 | 5308 | 4992 | 4614 | 4182 | 3708 | 3212 | 2703 | 2216 | 1763 | 1364 | 1025 | 750 | 535 | 372 | 255 | 174 | 115 | 78 | 53 | 36 | 25 | NPgY | GSP | NPg Planning Scenario | Number of hybrid electric cars and vans
NPg Planning Scenario | Lct_BB002 | Number of | NPgN | FERRB9 | Number of hybrid electric cars and vans | Ferrybridge B (_M) | FERRYBRIDGE B | 1323 | 2164 | 3195 | 4494 | 6256 | 7957 | 9671 | 11296 | 12735 | 12207 | 11517 | 10669 | 9687 | 8600 | 7460 | 6285 | 5156 | 4103 | 3176 | 2388 | 1748 | 1247 | 867 | 594 | 405 | 269 | 181 | 124 | 84 | 58 | NPgY | GSP | NPg Planning Scenario | Number of hybrid electric cars and vans
NPg Planning Scenario | Lct_BB002 | Number of | NPgN | GRIW_1 | Number of hybrid electric cars and vans | Grimsby West | GRIMSBY WEST | 861 | 1370 | 1971 | 2704 | 3673 | 4562 | 5460 | 6307 | 7056 | 6719 | 6313 | 5832 | 5284 | 4683 | 4056 | 3413 | 2797 | 2225 | 1721 | 1294 | 947 | 675 | 470 | 322 | 219 | 146 | 98 | 67 | 46 | 31 | NPgY | GSP | NPg Planning Scenario | Number of hybrid electric cars and vans
NPg Planning Scenario | Lct_BB002 | Number of | NPgN | JORD_3 | Number of hybrid electric cars and vans | Jordanthorpe | JORDANTHORPE | 494 | 768 | 1078 | 1442 | 1910 | 2312 | 2718 | 3100 | 3436 | 3246 | 3035 | 2794 | 2524 | 2232 | 1929 | 1621 | 1327 | 1055 | 816 | 613 | 448 | 320 | 222 | 152 | 104 | 69 | 46 | 32 | 22 | 15 | NPgY | GSP | NPg Planning Scenario | Number of hybrid electric cars and vans
NPg Planning Scenario | Lct_BB002 | Number of | NPgN | KEAD_YEDL | Number of hybrid electric cars and vans | Keadby | KEADBY | 2494 | 3763 | 5116 | 6613 | 8439 | 9808 | 11196 | 12482 | 13611 | 12671 | 11738 | 10736 | 9650 | 8502 | 7315 | 6127 | 5009 | 3976 | 3071 | 2305 | 1686 | 1202 | 836 | 572 | 390 | 259 | 174 | 119 | 81 | 56 | NPgY | GSP | NPg Planning Scenario | Number of hybrid electric cars and vans
NPg Planning Scenario | Lct_BB002 | Number of | NPgN | KIRKB1 | Number of hybrid electric cars and vans | Kirkstall B | KIRKSTALL B | 1095 | 1815 | 2713 | 3861 | 5433 | 6979 | 8537 | 10017 | 11328 | 10887 | 10288 | 9540 | 8669 | 7702 | 6686 | 5635 | 4624 | 3681 | 2849 | 2142 | 1568 | 1119 | 778 | 533 | 363 | 241 | 162 | 111 | 76 | 52 | NPgY | GSP | NPg Planning Scenario | Number of hybrid electric cars and vans
NPg Planning Scenario | Lct_BB002 | Number of | NPgN | NEEP_3 | Number of hybrid electric cars and vans | Neepsend | NEEPSEND | 507 | 805 | 1156 | 1582 | 2144 | 2658 | 3176 | 3664 | 4097 | 3899 | 3662 | 3382 | 3063 | 2714 | 2350 | 1977 | 1621 | 1289 | 997 | 749 | 549 | 391 | 272 | 186 | 127 | 84 | 57 | 39 | 26 | 18 | NPgY | GSP | NPg Planning Scenario | Number of hybrid electric cars and vans
NPg Planning Scenario | Lct_BB002 | Number of | NPgN | NORL_3 | Number of hybrid electric cars and vans | Norton Lees | NORTON LEES | 621 | 964 | 1352 | 1807 | 2391 | 2890 | 3395 | 3869 | 4287 | 4048 | 3784 | 3483 | 3146 | 2783 | 2404 | 2020 | 1654 | 1314 | 1017 | 764 | 559 | 398 | 277 | 190 | 129 | 86 | 58 | 40 | 27 | 18 | NPgY | GSP | NPg Planning Scenario | Number of hybrid electric cars and vans
NPg Planning Scenario | Lct_BB002 | Number of | NPgN | PITS_BB_B | Number of hybrid electric cars and vans | Pitsmoor | PITSMOOR 3/4 | 204 | 327 | 473 | 653 | 892 | 1113 | 1337 | 1548 | 1735 | 1654 | 1556 | 1438 | 1304 | 1156 | 1001 | 843 | 691 | 550 | 425 | 320 | 234 | 167 | 116 | 80 | 54 | 36 | 24 | 17 | 11 | 8 | NPgY | GSP | NPg Planning Scenario | Number of hybrid electric cars and vans
NPg Planning Scenario | Lct_BB002 | Number of | NPgN | SALT_1 | Number of hybrid electric cars and vans | Saltend North | SALTEND NORTH | 373 | 585 | 828 | 1117 | 1492 | 1822 | 2156 | 2469 | 2746 | 2602 | 2437 | 2246 | 2032 | 1798 | 1555 | 1307 | 1071 | 851 | 659 | 495 | 362 | 258 | 180 | 123 | 84 | 56 | 37 | 26 | 17 | 12 | NPgY | GSP | NPg Planning Scenario | Number of hybrid electric cars and vans
NPg Planning Scenario | Lct_BB002 | Number of | NPgN | SHEC_3 | Number of hybrid electric cars and vans | Sheffield City | SHEFFIELD CITY | 271 | 430 | 616 | 841 | 1138 | 1407 | 1679 | 1936 | 2162 | 2056 | 1931 | 1783 | 1614 | 1430 | 1238 | 1042 | 854 | 679 | 525 | 395 | 289 | 206 | 143 | 98 | 67 | 44 | 30 | 20 | 14 | 10 | NPgY | GSP | NPg Planning Scenario | Number of hybrid electric cars and vans
NPg Planning Scenario | Lct_BB002 | Number of | NPgN | SKLGB1 | Number of hybrid electric cars and vans | Skelton Grange | SKELTON GRANGE | 2320 | 3903 | 5914 | 8519 | 12125 | 15738 | 19378 | 22840 | 25908 | 24964 | 23627 | 21933 | 19948 | 17732 | 15404 | 12990 | 10662 | 8488 | 6572 | 4942 | 3618 | 2581 | 1796 | 1230 | 839 | 557 | 375 | 256 | 175 | 120 | NPgY | GSP | NPg Planning Scenario | Number of hybrid electric cars and vans
NPg Planning Scenario | Lct_BB002 | Number of | NPgN | TEMP_3 | Number of hybrid electric cars and vans | Templeborough | TEMPLEBOROUGH 275/33KV | 47 | 73 | 103 | 139 | 185 | 226 | 266 | 305 | 339 | 320 | 300 | 276 | 250 | 221 | 191 | 161 | 132 | 105 | 81 | 61 | 45 | 32 | 22 | 15 | 10 | 7 | 5 | 3 | 2 | 1 | NPgY | GSP | NPg Planning Scenario | Number of hybrid electric cars and vans
NPg Planning Scenario | Lct_BB002 | Number of | NPgN | THUR_6 | Number of hybrid electric cars and vans | Thurcroft | THURCROFT | 2338 | 3473 | 4638 | 5875 | 7326 | 8289 | 9269 | 10164 | 10946 | 10074 | 9263 | 8428 | 7544 | 6625 | 5680 | 4746 | 3874 | 3071 | 2371 | 1778 | 1300 | 926 | 644 | 441 | 301 | 200 | 134 | 92 | 63 | 43 | NPgY | GSP | NPg Planning Scenario | Number of hybrid electric cars and vans
NPg Planning Scenario | Lct_BB002 | Number of | NPgN | WMEL_THOM | Number of hybrid electric cars and vans | Thorpe Marsh | WEST MELTON / THORPE MARSH | 2969 | 4538 | 6257 | 8215 | 10665 | 12634 | 14626 | 16486 | 18122 | 16992 | 15814 | 14511 | 13077 | 11544 | 9954 | 8350 | 6833 | 5426 | 4194 | 3150 | 2304 | 1643 | 1142 | 783 | 533 | 354 | 238 | 163 | 111 | 76 | NPgY | GSP | NPg Planning Scenario | Number of hybrid electric cars and vans
NPg Planning Scenario | Lct_BB002 | Number of | NPgN | WMEL_BB3 | Number of hybrid electric cars and vans | West Melton | WEST MELTON SECTION 3 | 2563 | 3954 | 5506 | 7304 | 9589 | 11498 | 13427 | 15234 | 16827 | 15846 | 14786 | 13593 | 12268 | 10842 | 9360 | 7859 | 6434 | 5112 | 3952 | 2969 | 2172 | 1549 | 1077 | 738 | 503 | 334 | 225 | 154 | 105 | 72 | NPgY | GSP | NPg Planning Scenario | Number of hybrid electric cars and vans
NPg Planning Scenario | Lct_BB002 | Number of | NPgN | WIBA_3 | Number of hybrid electric cars and vans | Wincobank | WINCOBANK | 59 | 99 | 149 | 215 | 306 | 397 | 489 | 576 | 653 | 629 | 595 | 553 | 503 | 447 | 388 | 327 | 269 | 214 | 166 | 125 | 91 | 65 | 45 | 31 | 21 | 14 | 9 | 6 | 4 | 3 | NPgY | GSP | NPg Planning Scenario | Number of hybrid electric cars and vans
NG FES - System Transformation | Lct_BB002 | Number of | NPgN | BLYTB1 | Number of hybrid electric cars and vans | Blyth 66kV | BLYTH 66kV | 438 | 526 | 686 | 905 | 1201 | 1620 | 2176 | 2903 | 3832 | 4415 | 4976 | 5564 | 6191 | 6850 | 6647 | 6394 | 6081 | 5624 | 5231 | 4777 | 4271 | 3700 | 3068 | 2374 | 1691 | 974 | 203 | 0 | 0 | 0 | NPgN | GSP | NG FES - System Transformation | Number of hybrid electric cars and vans
NG FES - System Transformation | Lct_BB002 | Number of | NPgN | BLYTH132 | Number of hybrid electric cars and vans | Blyth 132kV | BLYTH 132kV | 285 | 317 | 381 | 460 | 555 | 678 | 824 | 1021 | 1278 | 1433 | 1580 | 1738 | 1909 | 2092 | 2016 | 1929 | 1828 | 1685 | 1565 | 1427 | 1275 | 1104 | 915 | 708 | 505 | 291 | 61 | 0 | 0 | 0 | NPgN | GSP | NG FES - System Transformation | Number of hybrid electric cars and vans
NG FES - System Transformation | Lct_BB002 | Number of | NPgN | FOUR_1 | Number of hybrid electric cars and vans | Fourstones | FOURSTONES | 51 | 59 | 74 | 94 | 120 | 155 | 201 | 261 | 339 | 387 | 433 | 482 | 534 | 589 | 570 | 548 | 520 | 481 | 447 | 408 | 364 | 316 | 262 | 203 | 144 | 83 | 17 | 0 | 0 | 0 | NPgN | GSP | NG FES - System Transformation | Number of hybrid electric cars and vans
NG FES - System Transformation | Lct_BB002 | Number of | NPgN | HARM_6 | Number of hybrid electric cars and vans | Hart Moor | HARTMOOR | 180 | 219 | 290 | 388 | 521 | 712 | 967 | 1300 | 1725 | 1992 | 2250 | 2519 | 2806 | 3107 | 3017 | 2903 | 2762 | 2555 | 2377 | 2171 | 1941 | 1682 | 1395 | 1079 | 769 | 443 | 92 | 0 | 0 | 0 | NPgN | GSP | NG FES - System Transformation | Number of hybrid electric cars and vans
NG FES - System Transformation | Lct_BB002 | Number of | NPgN | HAWP_6 | Number of hybrid electric cars and vans | Hawthorn Pit | HAWTHORN PIT GRID | 273 | 326 | 421 | 550 | 724 | 969 | 1292 | 1714 | 2254 | 2593 | 2918 | 3259 | 3624 | 4007 | 3887 | 3738 | 3554 | 3286 | 3056 | 2791 | 2495 | 2161 | 1793 | 1387 | 988 | 569 | 119 | 0 | 0 | 0 | NPgN | GSP | NG FES - System Transformation | Number of hybrid electric cars and vans
NG FES - System Transformation | Lct_BB002 | Number of | NPgN | KNARE_111 | Number of hybrid electric cars and vans | Knaresborough | KNARESBOROUGH | 529 | 613 | 772 | 981 | 1253 | 1628 | 2110 | 2746 | 3564 | 4071 | 4558 | 5071 | 5622 | 6202 | 6006 | 5768 | 5480 | 5063 | 4707 | 4297 | 3841 | 3326 | 2759 | 2134 | 1521 | 876 | 183 | 0 | 0 | 0 | NPgN | GSP | NG FES - System Transformation | Number of hybrid electric cars and vans
NG FES - System Transformation | Lct_BB002 | Number of | NPgN | LACK_6 | Number of hybrid electric cars and vans | Lackenby | LACKENBY | 262 | 332 | 456 | 629 | 872 | 1225 | 1703 | 2324 | 3116 | 3616 | 4098 | 4602 | 5138 | 5697 | 5538 | 5334 | 5078 | 4699 | 4373 | 3995 | 3572 | 3095 | 2567 | 1986 | 1415 | 815 | 170 | 0 | 0 | 0 | NPgN | GSP | NG FES - System Transformation | Number of hybrid electric cars and vans
NG FES - System Transformation | Lct_BB002 | Number of | NPgN | NORT_1 | Number of hybrid electric cars and vans | Norton | NORTON | 981 | 1211 | 1623 | 2194 | 2980 | 4114 | 5636 | 7616 | 10145 | 11738 | 13273 | 14878 | 16588 | 18377 | 17851 | 17185 | 16354 | 15128 | 14076 | 12856 | 11496 | 9959 | 8260 | 6391 | 4553 | 2622 | 547 | 0 | 0 | 0 | NPgN | GSP | NG FES - System Transformation | Number of hybrid electric cars and vans
NG FES - System Transformation | Lct_BB002 | Number of | NPgN | OFFE_3 | Number of hybrid electric cars and vans | Offerton | OFFERTON | 120 | 146 | 192 | 256 | 343 | 467 | 632 | 847 | 1123 | 1296 | 1462 | 1637 | 1823 | 2018 | 1959 | 1885 | 1793 | 1658 | 1543 | 1409 | 1260 | 1091 | 905 | 700 | 499 | 287 | 60 | 0 | 0 | 0 | NPgN | GSP | NG FES - System Transformation | Number of hybrid electric cars and vans
NG FES - System Transformation | Lct_BB002 | Number of | NPgN | OSBA_1 | Number of hybrid electric cars and vans | Osbaldwick | OSBALDWICK | 989 | 1126 | 1392 | 1734 | 2170 | 2757 | 3495 | 4474 | 5740 | 6518 | 7264 | 8052 | 8902 | 9801 | 9477 | 9091 | 8630 | 7969 | 7406 | 6758 | 6040 | 5230 | 4338 | 3356 | 2391 | 1377 | 287 | 0 | 0 | 0 | NPgN | GSP | NG FES - System Transformation | Number of hybrid electric cars and vans
NG FES - System Transformation | Lct_BB002 | Number of | NPgN | POPP_3 | Number of hybrid electric cars and vans | Poppleton | POPPLETON | 171 | 194 | 239 | 297 | 369 | 466 | 588 | 749 | 958 | 1086 | 1209 | 1339 | 1479 | 1627 | 1573 | 1508 | 1431 | 1322 | 1228 | 1121 | 1001 | 867 | 719 | 556 | 396 | 228 | 48 | 0 | 0 | 0 | NPgN | GSP | NG FES - System Transformation | Number of hybrid electric cars and vans
NG FES - System Transformation | Lct_BB002 | Number of | NPgN | SALH_1 | Number of hybrid electric cars and vans | Saltholme | SALTHOLME | 4 | 5 | 6 | 9 | 12 | 16 | 22 | 30 | 40 | 47 | 53 | 59 | 66 | 73 | 71 | 69 | 65 | 60 | 56 | 51 | 46 | 40 | 33 | 26 | 18 | 10 | 2 | 0 | 0 | 0 | NPgN | GSP | NG FES - System Transformation | Number of hybrid electric cars and vans
NG FES - System Transformation | Lct_BB002 | Number of | NPgN | SSHI_3 | Number of hybrid electric cars and vans | South Shields | SOUTH SHIELDS | 114 | 138 | 179 | 237 | 314 | 424 | 569 | 759 | 1002 | 1154 | 1301 | 1454 | 1618 | 1790 | 1737 | 1671 | 1589 | 1470 | 1367 | 1248 | 1116 | 967 | 802 | 620 | 442 | 255 | 53 | 0 | 0 | 0 | NPgN | GSP | NG FES - System Transformation | Number of hybrid electric cars and vans
NG FES - System Transformation | Lct_BB002 | Number of | NPgN | KIELD01 and SPAD20 | Number of hybrid electric cars and vans | 0 | SPADEADAM | 15 | 18 | 23 | 31 | 42 | 58 | 78 | 105 | 140 | 162 | 183 | 204 | 228 | 252 | 245 | 236 | 224 | 207 | 193 | 176 | 158 | 136 | 113 | 88 | 62 | 36 | 7 | 0 | 0 | 0 | NPgN | GSP | NG FES - System Transformation | Number of hybrid electric cars and vans
NG FES - System Transformation | Lct_BB002 | Number of | NPgN | SPEN_1 | Number of hybrid electric cars and vans | Spennymoor | SPENNYMOOR | 658 | 780 | 1004 | 1307 | 1712 | 2281 | 3028 | 4007 | 5262 | 6046 | 6800 | 7592 | 8438 | 9327 | 9045 | 8697 | 8269 | 7644 | 7109 | 6491 | 5803 | 5027 | 4169 | 3226 | 2298 | 1324 | 276 | 0 | 0 | 0 | NPgN | GSP | NG FES - System Transformation | Number of hybrid electric cars and vans
NG FES - System Transformation | Lct_BB002 | Number of | NPgN | STEN_1 | Number of hybrid electric cars and vans | Stella North | STELLA NORTH | 419 | 497 | 641 | 835 | 1095 | 1461 | 1942 | 2572 | 3379 | 3884 | 4369 | 4878 | 5423 | 5994 | 5814 | 5590 | 5315 | 4914 | 4570 | 4173 | 3730 | 3231 | 2680 | 2074 | 1477 | 851 | 177 | 0 | 0 | 0 | NPgN | GSP | NG FES - System Transformation | Number of hybrid electric cars and vans
NG FES - System Transformation | Lct_BB002 | Number of | NPgN | STES_1 | Number of hybrid electric cars and vans | Stella South | STELLA SOUTH | 410 | 480 | 610 | 783 | 1012 | 1330 | 1744 | 2287 | 2985 | 3420 | 3837 | 4276 | 4746 | 5241 | 5079 | 4881 | 4638 | 4287 | 3986 | 3639 | 3253 | 2818 | 2337 | 1808 | 1288 | 742 | 155 | 0 | 0 | 0 | NPgN | GSP | NG FES - System Transformation | Number of hybrid electric cars and vans
NG FES - System Transformation | Lct_BB002 | Number of | NPgN | TYNE_1 | Number of hybrid electric cars and vans | Tynemouth 1 | TYNEMOUTH | 336 | 408 | 538 | 716 | 959 | 1307 | 1769 | 2372 | 3143 | 3628 | 4094 | 4582 | 5103 | 5649 | 5484 | 5277 | 5020 | 4643 | 4319 | 3945 | 3527 | 3055 | 2534 | 1961 | 1397 | 804 | 168 | 0 | 0 | 0 | NPgN | GSP | NG FES - System Transformation | Number of hybrid electric cars and vans
NG FES - System Transformation | Lct_BB002 | Number of | NPgN | WBOL_6 | Number of hybrid electric cars and vans | West Boldon | WEST BOLDON | 486 | 581 | 754 | 989 | 1306 | 1755 | 2347 | 3121 | 4112 | 4733 | 5330 | 5957 | 6626 | 7328 | 7109 | 6838 | 6503 | 6012 | 5592 | 5107 | 4565 | 3955 | 3280 | 2538 | 1808 | 1041 | 217 | 0 | 0 | 0 | NPgN | GSP | NG FES - System Transformation | Number of hybrid electric cars and vans
NG FES - System Transformation | Lct_BB002 | Number of | NPgN | BRAW_1 | Number of hybrid electric cars and vans | Bradford West | BRADFORD WEST | 1117 | 1541 | 2036 | 2651 | 3412 | 4396 | 5521 | 6828 | 8326 | 9747 | 11119 | 12546 | 14056 | 15629 | 15222 | 14682 | 13992 | 12957 | 12064 | 11023 | 9860 | 8544 | 7087 | 5483 | 3906 | 2250 | 469 | 0 | 0 | 0 | NPgY | GSP | NG FES - System Transformation | Number of hybrid electric cars and vans
NG FES - System Transformation | Lct_BB002 | Number of | NPgN | CAMB_01 | Number of hybrid electric cars and vans | Camblesforth | CAMBLESFORTH | 142 | 183 | 226 | 278 | 339 | 418 | 509 | 616 | 739 | 855 | 966 | 1083 | 1207 | 1337 | 1299 | 1250 | 1189 | 1100 | 1024 | 935 | 836 | 724 | 601 | 465 | 331 | 191 | 40 | 0 | 0 | 0 | NPgY | GSP | NG FES - System Transformation | Number of hybrid electric cars and vans
NG FES - System Transformation | Lct_BB002 | Number of | NPgN | CREB_1 | Number of hybrid electric cars and vans | Creyke Beck | CREYKE BECK | 2103 | 2612 | 3131 | 3725 | 4408 | 5276 | 6287 | 7482 | 8870 | 10166 | 11410 | 12719 | 14121 | 15595 | 15114 | 14525 | 13805 | 12759 | 11864 | 10832 | 9683 | 8387 | 6956 | 5382 | 3834 | 2208 | 461 | 0 | 0 | 0 | NPgY | GSP | NG FES - System Transformation | Number of hybrid electric cars and vans
NG FES - System Transformation | Lct_BB002 | Number of | NPgN | DRAX_YEDL | Number of hybrid electric cars and vans | Drax | DRAX | 180 | 234 | 293 | 364 | 449 | 559 | 685 | 832 | 1003 | 1163 | 1317 | 1479 | 1650 | 1829 | 1778 | 1712 | 1630 | 1508 | 1404 | 1282 | 1146 | 993 | 824 | 637 | 454 | 262 | 55 | 0 | 0 | 0 | NPgY | GSP | NG FES - System Transformation | Number of hybrid electric cars and vans
NG FES - System Transformation | Lct_BB002 | Number of | NPgN | ELLA_1 | Number of hybrid electric cars and vans | Elland | ELLAND | 1044 | 1398 | 1799 | 2291 | 2892 | 3666 | 4554 | 5589 | 6779 | 7903 | 8988 | 10119 | 11318 | 12568 | 12230 | 11789 | 11229 | 10395 | 9676 | 8840 | 7906 | 6851 | 5682 | 4396 | 3132 | 1804 | 376 | 0 | 0 | 0 | NPgY | GSP | NG FES - System Transformation | Number of hybrid electric cars and vans
NG FES - System Transformation | Lct_BB002 | Number of | NPgN | FERRA2 | Number of hybrid electric cars and vans | Ferrybridge A | FERRYBRIDGE A | 500 | 632 | 771 | 933 | 1123 | 1366 | 1647 | 1978 | 2361 | 2720 | 3065 | 3427 | 3814 | 4219 | 4094 | 3939 | 3746 | 3464 | 3222 | 2942 | 2631 | 2279 | 1890 | 1462 | 1042 | 600 | 125 | 0 | 0 | 0 | NPgY | GSP | NG FES - System Transformation | Number of hybrid electric cars and vans
NG FES - System Transformation | Lct_BB002 | Number of | NPgN | FERRB9 | Number of hybrid electric cars and vans | Ferrybridge B (_M) | FERRYBRIDGE B | 1004 | 1297 | 1615 | 1996 | 2451 | 3034 | 3708 | 4496 | 5405 | 6260 | 7085 | 7946 | 8863 | 9822 | 9544 | 9189 | 8746 | 8091 | 7529 | 6877 | 6149 | 5328 | 4419 | 3419 | 2436 | 1403 | 293 | 0 | 0 | 0 | NPgY | GSP | NG FES - System Transformation | Number of hybrid electric cars and vans
NG FES - System Transformation | Lct_BB002 | Number of | NPgN | GRIW_1 | Number of hybrid electric cars and vans | Grimsby West | GRIMSBY WEST | 653 | 821 | 997 | 1201 | 1439 | 1743 | 2095 | 2511 | 2992 | 3442 | 3875 | 4330 | 4815 | 5325 | 5165 | 4968 | 4724 | 4368 | 4062 | 3709 | 3316 | 2873 | 2383 | 1843 | 1313 | 756 | 158 | 0 | 0 | 0 | NPgY | GSP | NG FES - System Transformation | Number of hybrid electric cars and vans
NG FES - System Transformation | Lct_BB002 | Number of | NPgN | JORD_3 | Number of hybrid electric cars and vans | Jordanthorpe | JORDANTHORPE | 375 | 460 | 545 | 641 | 748 | 885 | 1045 | 1234 | 1455 | 1661 | 1858 | 2065 | 2289 | 2524 | 2443 | 2346 | 2229 | 2059 | 1914 | 1747 | 1561 | 1352 | 1122 | 868 | 618 | 356 | 74 | 0 | 0 | 0 | NPgY | GSP | NG FES - System Transformation | Number of hybrid electric cars and vans
NG FES - System Transformation | Lct_BB002 | Number of | NPgN | KEAD_YEDL | Number of hybrid electric cars and vans | Keadby | KEADBY | 1893 | 2255 | 2587 | 2937 | 3306 | 3765 | 4312 | 4973 | 5753 | 6468 | 7149 | 7876 | 8665 | 9504 | 9165 | 8774 | 8316 | 7671 | 7124 | 6498 | 5805 | 5026 | 4168 | 3225 | 2298 | 1323 | 276 | 0 | 0 | 0 | NPgY | GSP | NG FES - System Transformation | Number of hybrid electric cars and vans
NG FES - System Transformation | Lct_BB002 | Number of | NPgN | KIRKB1 | Number of hybrid electric cars and vans | Kirkstall B | KIRKSTALL B | 831 | 1088 | 1372 | 1715 | 2129 | 2660 | 3272 | 3986 | 4809 | 5586 | 6334 | 7115 | 7945 | 8812 | 8568 | 8253 | 7858 | 7271 | 6767 | 6181 | 5528 | 4789 | 3972 | 3073 | 2190 | 1261 | 263 | 0 | 0 | 0 | NPgY | GSP | NG FES - System Transformation | Number of hybrid electric cars and vans
NG FES - System Transformation | Lct_BB002 | Number of | NPgN | NEEP_3 | Number of hybrid electric cars and vans | Neepsend | NEEPSEND | 385 | 483 | 584 | 703 | 840 | 1015 | 1219 | 1459 | 1737 | 1997 | 2247 | 2510 | 2790 | 3085 | 2992 | 2877 | 2736 | 2529 | 2353 | 2148 | 1920 | 1664 | 1380 | 1067 | 761 | 438 | 91 | 0 | 0 | 0 | NPgY | GSP | NG FES - System Transformation | Number of hybrid electric cars and vans
NG FES - System Transformation | Lct_BB002 | Number of | NPgN | NORL_3 | Number of hybrid electric cars and vans | Norton Lees | NORTON LEES | 471 | 578 | 684 | 803 | 937 | 1106 | 1305 | 1541 | 1815 | 2071 | 2316 | 2574 | 2852 | 3145 | 3044 | 2923 | 2776 | 2565 | 2384 | 2176 | 1945 | 1685 | 1397 | 1081 | 770 | 444 | 93 | 0 | 0 | 0 | NPgY | GSP | NG FES - System Transformation | Number of hybrid electric cars and vans
NG FES - System Transformation | Lct_BB002 | Number of | NPgN | PITS_BB_B | Number of hybrid electric cars and vans | Pitsmoor | PITSMOOR 3/4 | 155 | 196 | 239 | 290 | 349 | 425 | 513 | 616 | 736 | 848 | 956 | 1069 | 1189 | 1316 | 1277 | 1228 | 1168 | 1080 | 1005 | 918 | 820 | 711 | 589 | 456 | 325 | 187 | 39 | 0 | 0 | 0 | NPgY | GSP | NG FES - System Transformation | Number of hybrid electric cars and vans
NG FES - System Transformation | Lct_BB002 | Number of | NPgN | SALT_1 | Number of hybrid electric cars and vans | Saltend North | SALTEND NORTH | 283 | 351 | 419 | 496 | 585 | 697 | 828 | 983 | 1164 | 1332 | 1493 | 1663 | 1846 | 2037 | 1974 | 1896 | 1802 | 1665 | 1548 | 1414 | 1264 | 1094 | 908 | 702 | 500 | 288 | 60 | 0 | 0 | 0 | NPgY | GSP | NG FES - System Transformation | Number of hybrid electric cars and vans
NG FES - System Transformation | Lct_BB002 | Number of | NPgN | SHEC_3 | Number of hybrid electric cars and vans | Sheffield City | SHEFFIELD CITY | 206 | 258 | 311 | 374 | 446 | 538 | 645 | 771 | 917 | 1053 | 1185 | 1323 | 1470 | 1625 | 1576 | 1515 | 1441 | 1332 | 1239 | 1131 | 1011 | 876 | 726 | 562 | 400 | 231 | 48 | 0 | 0 | 0 | NPgY | GSP | NG FES - System Transformation | Number of hybrid electric cars and vans
NG FES - System Transformation | Lct_BB002 | Number of | NPgN | SKLGB1 | Number of hybrid electric cars and vans | Skelton Grange | SKELTON GRANGE | 1760 | 2339 | 2991 | 3784 | 4750 | 5994 | 7422 | 9088 | 11004 | 12813 | 14558 | 16378 | 18309 | 20325 | 19772 | 19055 | 18148 | 16797 | 15635 | 14284 | 12774 | 11068 | 9180 | 7103 | 5061 | 2914 | 608 | 0 | 0 | 0 | NPgY | GSP | NG FES - System Transformation | Number of hybrid electric cars and vans
NG FES - System Transformation | Lct_BB002 | Number of | NPgN | TEMP_3 | Number of hybrid electric cars and vans | Templeborough | TEMPLEBOROUGH 275/33KV | 36 | 44 | 52 | 62 | 73 | 86 | 102 | 121 | 143 | 164 | 184 | 205 | 227 | 250 | 243 | 233 | 221 | 205 | 190 | 174 | 155 | 134 | 111 | 86 | 61 | 35 | 7 | 0 | 0 | 0 | NPgY | GSP | NG FES - System Transformation | Number of hybrid electric cars and vans
NG FES - System Transformation | Lct_BB002 | Number of | NPgN | THUR_6 | Number of hybrid electric cars and vans | Thurcroft | THURCROFT | 1775 | 2081 | 2345 | 2610 | 2870 | 3188 | 3575 | 4051 | 4620 | 5133 | 5619 | 6144 | 6719 | 7337 | 7051 | 6734 | 6371 | 5869 | 5445 | 4963 | 4432 | 3836 | 3181 | 2461 | 1754 | 1010 | 211 | 0 | 0 | 0 | NPgY | GSP | NG FES - System Transformation | Number of hybrid electric cars and vans
NG FES - System Transformation | Lct_BB002 | Number of | NPgN | WMEL_THOM | Number of hybrid electric cars and vans | Thorpe Marsh | WEST MELTON / THORPE MARSH | 2253 | 2720 | 3164 | 3649 | 4178 | 4842 | 5627 | 6566 | 7668 | 8684 | 9656 | 10687 | 11799 | 12977 | 12539 | 12023 | 11408 | 10532 | 9785 | 8929 | 7978 | 6909 | 5730 | 4433 | 3159 | 1819 | 379 | 0 | 0 | 0 | NPgY | GSP | NG FES - System Transformation | Number of hybrid electric cars and vans
NG FES - System Transformation | Lct_BB002 | Number of | NPgN | WMEL_BB3 | Number of hybrid electric cars and vans | West Melton | WEST MELTON SECTION 3 | 1946 | 2370 | 2784 | 3244 | 3757 | 4403 | 5162 | 6067 | 7124 | 8104 | 9042 | 10033 | 11101 | 12228 | 11829 | 11351 | 10778 | 9954 | 9251 | 8443 | 7546 | 6535 | 5420 | 4193 | 2988 | 1721 | 359 | 0 | 0 | 0 | NPgY | GSP | NG FES - System Transformation | Number of hybrid electric cars and vans
NG FES - System Transformation | Lct_BB002 | Number of | NPgN | WIBA_3 | Number of hybrid electric cars and vans | Wincobank | WINCOBANK | 44 | 59 | 75 | 95 | 120 | 151 | 187 | 229 | 277 | 323 | 367 | 413 | 461 | 512 | 498 | 480 | 457 | 423 | 394 | 360 | 322 | 279 | 231 | 179 | 127 | 73 | 15 | 0 | 0 | 0 | NPgY | GSP | NG FES - System Transformation | Number of hybrid electric cars and vans
NG FES - Consumer Transformation | Dem_BB002a | Number of | NPgN | BLYTB1 | Number of I&C customers | Blyth 66kV | BLYTH 66kV | 5817 | 5855 | 5892 | 5931 | 5969 | 6008 | 6047 | 6087 | 6126 | 6166 | 6206 | 6247 | 6289 | 6331 | 6373 | 6416 | 6460 | 6505 | 6550 | 6596 | 6642 | 6690 | 6738 | 6788 | 6838 | 6889 | 6940 | 6993 | 7047 | 7101 | NPgN | GSP | NG FES - Consumer Transformation | Number of I&C customers
NG FES - Consumer Transformation | Dem_BB002a | Number of | NPgN | BLYTH132 | Number of I&C customers | Blyth 132kV | BLYTH 132kV | 3523 | 3546 | 3569 | 3592 | 3616 | 3639 | 3663 | 3687 | 3711 | 3735 | 3759 | 3784 | 3809 | 3834 | 3860 | 3886 | 3912 | 3939 | 3966 | 3994 | 4022 | 4051 | 4080 | 4110 | 4140 | 4171 | 4202 | 4234 | 4266 | 4299 | NPgN | GSP | NG FES - Consumer Transformation | Number of I&C customers
NG FES - Consumer Transformation | Dem_BB002a | Number of | NPgN | FOUR_1 | Number of I&C customers | Fourstones | FOURSTONES | 1407 | 1416 | 1425 | 1435 | 1444 | 1453 | 1463 | 1472 | 1482 | 1492 | 1501 | 1511 | 1521 | 1531 | 1542 | 1552 | 1562 | 1573 | 1584 | 1595 | 1606 | 1618 | 1629 | 1641 | 1654 | 1666 | 1678 | 1691 | 1704 | 1717 | NPgN | GSP | NG FES - Consumer Transformation | Number of I&C customers
NG FES - Consumer Transformation | Dem_BB002a | Number of | NPgN | HARM_6 | Number of I&C customers | Hart Moor | HARTMOOR | 3214 | 3215 | 3216 | 3217 | 3218 | 3220 | 3221 | 3222 | 3223 | 3224 | 3225 | 3226 | 3227 | 3229 | 3230 | 3231 | 3232 | 3233 | 3235 | 3236 | 3237 | 3239 | 3240 | 3241 | 3243 | 3244 | 3246 | 3247 | 3249 | 3250 | NPgN | GSP | NG FES - Consumer Transformation | Number of I&C customers
NG FES - Consumer Transformation | Dem_BB002a | Number of | NPgN | HAWP_6 | Number of I&C customers | Hawthorn Pit | HAWTHORN PIT GRID | 3185 | 3186 | 3187 | 3188 | 3189 | 3190 | 3191 | 3192 | 3193 | 3194 | 3195 | 3196 | 3197 | 3198 | 3199 | 3200 | 3201 | 3203 | 3204 | 3205 | 3206 | 3207 | 3208 | 3210 | 3211 | 3212 | 3213 | 3215 | 3216 | 3217 | NPgN | GSP | NG FES - Consumer Transformation | Number of I&C customers
NG FES - Consumer Transformation | Dem_BB002a | Number of | NPgN | KNARE_111 | Number of I&C customers | Knaresborough | KNARESBOROUGH | 8832 | 8920 | 9009 | 9097 | 9185 | 9274 | 9363 | 9453 | 9542 | 9632 | 9724 | 9818 | 9915 | 10013 | 10111 | 10213 | 10316 | 10422 | 10530 | 10640 | 10752 | 10866 | 10982 | 11097 | 11216 | 11337 | 11460 | 11585 | 11712 | 11842 | NPgN | GSP | NG FES - Consumer Transformation | Number of I&C customers
NG FES - Consumer Transformation | Dem_BB002a | Number of | NPgN | LACK_6 | Number of I&C customers | Lackenby | LACKENBY | 5184 | 5217 | 5251 | 5284 | 5318 | 5351 | 5385 | 5419 | 5453 | 5487 | 5521 | 5555 | 5591 | 5627 | 5663 | 5700 | 5737 | 5776 | 5814 | 5854 | 5894 | 5935 | 5976 | 6018 | 6061 | 6104 | 6149 | 6193 | 6239 | 6285 | NPgN | GSP | NG FES - Consumer Transformation | Number of I&C customers
NG FES - Consumer Transformation | Dem_BB002a | Number of | NPgN | NORT_1 | Number of I&C customers | Norton | NORTON | 18612 | 18713 | 18815 | 18917 | 19020 | 19122 | 19225 | 19328 | 19431 | 19535 | 19640 | 19746 | 19855 | 19965 | 20077 | 20191 | 20307 | 20426 | 20547 | 20670 | 20795 | 20922 | 21051 | 21180 | 21313 | 21447 | 21584 | 21723 | 21864 | 22007 | NPgN | GSP | NG FES - Consumer Transformation | Number of I&C customers
NG FES - Consumer Transformation | Dem_BB002a | Number of | NPgN | OFFE_3 | Number of I&C customers | Offerton | OFFERTON | 2136 | 2138 | 2139 | 2141 | 2142 | 2144 | 2145 | 2147 | 2149 | 2150 | 2152 | 2153 | 2155 | 2157 | 2159 | 2160 | 2162 | 2164 | 2166 | 2168 | 2169 | 2171 | 2173 | 2175 | 2177 | 2179 | 2181 | 2183 | 2186 | 2188 | NPgN | GSP | NG FES - Consumer Transformation | Number of I&C customers
NG FES - Consumer Transformation | Dem_BB002a | Number of | NPgN | OSBA_1 | Number of I&C customers | Osbaldwick | OSBALDWICK | 15944 | 16002 | 16060 | 16119 | 16179 | 16239 | 16299 | 16359 | 16420 | 16481 | 16543 | 16606 | 16670 | 16734 | 16799 | 16866 | 16933 | 17002 | 17072 | 17143 | 17215 | 17288 | 17363 | 17441 | 17519 | 17598 | 17679 | 17761 | 17845 | 17930 | NPgN | GSP | NG FES - Consumer Transformation | Number of I&C customers
NG FES - Consumer Transformation | Dem_BB002a | Number of | NPgN | POPP_3 | Number of I&C customers | Poppleton | POPPLETON | 2140 | 2141 | 2143 | 2144 | 2145 | 2147 | 2148 | 2149 | 2151 | 2152 | 2154 | 2155 | 2157 | 2158 | 2160 | 2161 | 2163 | 2164 | 2166 | 2168 | 2169 | 2171 | 2173 | 2174 | 2176 | 2178 | 2180 | 2182 | 2184 | 2186 | NPgN | GSP | NG FES - Consumer Transformation | Number of I&C customers
NG FES - Consumer Transformation | Dem_BB002a | Number of | NPgN | SALH_1 | Number of I&C customers | Saltholme | SALTHOLME | 280 | 281 | 281 | 282 | 283 | 284 | 284 | 285 | 286 | 286 | 287 | 288 | 289 | 289 | 290 | 291 | 292 | 292 | 293 | 294 | 295 | 296 | 297 | 298 | 298 | 299 | 300 | 301 | 302 | 303 | NPgN | GSP | NG FES - Consumer Transformation | Number of I&C customers
NG FES - Consumer Transformation | Dem_BB002a | Number of | NPgN | SSHI_3 | Number of I&C customers | South Shields | SOUTH SHIELDS | 2360 | 2360 | 2360 | 2360 | 2360 | 2360 | 2360 | 2360 | 2360 | 2360 | 2360 | 2360 | 2360 | 2361 | 2361 | 2361 | 2361 | 2361 | 2361 | 2361 | 2361 | 2361 | 2361 | 2361 | 2361 | 2361 | 2361 | 2361 | 2361 | 2361 | NPgN | GSP | NG FES - Consumer Transformation | Number of I&C customers
NG FES - Consumer Transformation | Dem_BB002a | Number of | NPgN | KIELD01 and SPAD20 | Number of I&C customers | 0 | SPADEADAM | 544 | 548 | 551 | 555 | 558 | 562 | 566 | 569 | 573 | 577 | 580 | 584 | 588 | 592 | 596 | 600 | 604 | 608 | 612 | 617 | 621 | 626 | 630 | 635 | 639 | 644 | 649 | 654 | 659 | 664 | NPgN | GSP | NG FES - Consumer Transformation | Number of I&C customers
NG FES - Consumer Transformation | Dem_BB002a | Number of | NPgN | SPEN_1 | Number of I&C customers | Spennymoor | SPENNYMOOR | 10433 | 10436 | 10438 | 10441 | 10444 | 10447 | 10449 | 10452 | 10455 | 10458 | 10461 | 10464 | 10467 | 10470 | 10473 | 10476 | 10479 | 10482 | 10486 | 10489 | 10492 | 10496 | 10500 | 10503 | 10507 | 10510 | 10514 | 10518 | 10522 | 10526 | NPgN | GSP | NG FES - Consumer Transformation | Number of I&C customers
NG FES - Consumer Transformation | Dem_BB002a | Number of | NPgN | STEN_1 | Number of I&C customers | Stella North | STELLA NORTH | 9140 | 9171 | 9202 | 9235 | 9268 | 9302 | 9337 | 9371 | 9406 | 9442 | 9478 | 9514 | 9549 | 9585 | 9622 | 9659 | 9696 | 9733 | 9770 | 9809 | 9848 | 9888 | 9929 | 9968 | 10009 | 10051 | 10094 | 10137 | 10181 | 10226 | NPgN | GSP | NG FES - Consumer Transformation | Number of I&C customers
NG FES - Consumer Transformation | Dem_BB002a | Number of | NPgN | STES_1 | Number of I&C customers | Stella South | STELLA SOUTH | 6208 | 6220 | 6232 | 6245 | 6257 | 6269 | 6282 | 6294 | 6307 | 6320 | 6332 | 6345 | 6359 | 6372 | 6386 | 6399 | 6413 | 6428 | 6442 | 6457 | 6471 | 6487 | 6502 | 6518 | 6534 | 6550 | 6566 | 6583 | 6600 | 6617 | NPgN | GSP | NG FES - Consumer Transformation | Number of I&C customers
NG FES - Consumer Transformation | Dem_BB002a | Number of | NPgN | TYNE_1 | Number of I&C customers | Tynemouth 1 | TYNEMOUTH | 5762 | 5799 | 5837 | 5875 | 5913 | 5952 | 5991 | 6031 | 6071 | 6111 | 6152 | 6193 | 6235 | 6278 | 6321 | 6364 | 6409 | 6454 | 6500 | 6547 | 6594 | 6643 | 6692 | 6742 | 6793 | 6845 | 6898 | 6952 | 7007 | 7063 | NPgN | GSP | NG FES - Consumer Transformation | Number of I&C customers
NG FES - Consumer Transformation | Dem_BB002a | Number of | NPgN | WBOL_6 | Number of I&C customers | West Boldon | WEST BOLDON | 7482 | 7491 | 7501 | 7511 | 7520 | 7530 | 7541 | 7551 | 7561 | 7571 | 7582 | 7592 | 7603 | 7614 | 7625 | 7636 | 7647 | 7658 | 7669 | 7681 | 7693 | 7705 | 7717 | 7729 | 7742 | 7755 | 7768 | 7781 | 7794 | 7808 | NPgN | GSP | NG FES - Consumer Transformation | Number of I&C customers
NG FES - Consumer Transformation | Dem_BB002a | Number of | NPgN | BRAW_1 | Number of I&C customers | Bradford West | BRADFORD WEST | 20938 | 20948 | 20958 | 20968 | 20978 | 20988 | 20998 | 21008 | 21019 | 21029 | 21040 | 21051 | 21062 | 21073 | 21084 | 21096 | 21107 | 21119 | 21132 | 21144 | 21157 | 21170 | 21183 | 21196 | 21210 | 21224 | 21238 | 21252 | 21267 | 21282 | NPgY | GSP | NG FES - Consumer Transformation | Number of I&C customers
NG FES - Consumer Transformation | Dem_BB002a | Number of | NPgN | CAMB_01 | Number of I&C customers | Camblesforth | CAMBLESFORTH | 1640 | 1652 | 1664 | 1676 | 1689 | 1701 | 1713 | 1725 | 1738 | 1750 | 1763 | 1776 | 1789 | 1802 | 1815 | 1829 | 1843 | 1857 | 1871 | 1886 | 1901 | 1916 | 1931 | 1947 | 1962 | 1979 | 1995 | 2012 | 2029 | 2046 | NPgY | GSP | NG FES - Consumer Transformation | Number of I&C customers
NG FES - Consumer Transformation | Dem_BB002a | Number of | NPgN | CREB_1 | Number of I&C customers | Creyke Beck | CREYKE BECK | 20483 | 20574 | 20666 | 20758 | 20850 | 20944 | 21037 | 21130 | 21224 | 21319 | 21414 | 21510 | 21608 | 21708 | 21809 | 21911 | 22016 | 22122 | 22230 | 22341 | 22453 | 22567 | 22683 | 22800 | 22920 | 23042 | 23166 | 23292 | 23420 | 23550 | NPgY | GSP | NG FES - Consumer Transformation | Number of I&C customers
NG FES - Consumer Transformation | Dem_BB002a | Number of | NPgN | DRAX_YEDL | Number of I&C customers | Drax | DRAX | 2174 | 2191 | 2209 | 2227 | 2245 | 2263 | 2281 | 2300 | 2318 | 2337 | 2355 | 2374 | 2394 | 2413 | 2433 | 2453 | 2474 | 2495 | 2516 | 2538 | 2560 | 2583 | 2605 | 2630 | 2654 | 2678 | 2703 | 2729 | 2755 | 2781 | NPgY | GSP | NG FES - Consumer Transformation | Number of I&C customers
NG FES - Consumer Transformation | Dem_BB002a | Number of | NPgN | ELLA_1 | Number of I&C customers | Elland | ELLAND | 15441 | 15446 | 15450 | 15455 | 15459 | 15464 | 15469 | 15474 | 15479 | 15483 | 15489 | 15494 | 15499 | 15504 | 15510 | 15515 | 15521 | 15527 | 15533 | 15539 | 15545 | 15551 | 15557 | 15564 | 15571 | 15578 | 15585 | 15592 | 15599 | 15607 | NPgY | GSP | NG FES - Consumer Transformation | Number of I&C customers
NG FES - Consumer Transformation | Dem_BB002a | Number of | NPgN | FERRA2 | Number of I&C customers | Ferrybridge A | FERRYBRIDGE A | 3277 | 3296 | 3315 | 3334 | 3353 | 3373 | 3393 | 3413 | 3433 | 3453 | 3474 | 3495 | 3517 | 3539 | 3561 | 3584 | 3607 | 3631 | 3656 | 3681 | 3706 | 3732 | 3758 | 3786 | 3813 | 3842 | 3871 | 3900 | 3930 | 3961 | NPgY | GSP | NG FES - Consumer Transformation | Number of I&C customers
NG FES - Consumer Transformation | Dem_BB002a | Number of | NPgN | FERRB9 | Number of I&C customers | Ferrybridge B (_M) | FERRYBRIDGE B | 9872 | 9914 | 9956 | 9999 | 10042 | 10085 | 10128 | 10172 | 10217 | 10262 | 10307 | 10354 | 10401 | 10450 | 10499 | 10549 | 10600 | 10652 | 10706 | 10760 | 10815 | 10872 | 10929 | 10989 | 11050 | 11111 | 11174 | 11238 | 11304 | 11371 | NPgY | GSP | NG FES - Consumer Transformation | Number of I&C customers
NG FES - Consumer Transformation | Dem_BB002a | Number of | NPgN | GRIW_1 | Number of I&C customers | Grimsby West | GRIMSBY WEST | 5864 | 5869 | 5874 | 5879 | 5885 | 5890 | 5895 | 5900 | 5906 | 5911 | 5916 | 5922 | 5927 | 5933 | 5938 | 5944 | 5950 | 5956 | 5962 | 5969 | 5975 | 5981 | 5988 | 5995 | 6002 | 6008 | 6015 | 6023 | 6030 | 6037 | NPgY | GSP | NG FES - Consumer Transformation | Number of I&C customers
NG FES - Consumer Transformation | Dem_BB002a | Number of | NPgN | JORD_3 | Number of I&C customers | Jordanthorpe | JORDANTHORPE | 1888 | 1893 | 1899 | 1904 | 1910 | 1915 | 1921 | 1927 | 1932 | 1938 | 1944 | 1950 | 1956 | 1962 | 1968 | 1975 | 1981 | 1988 | 1995 | 2002 | 2009 | 2016 | 2023 | 2031 | 2039 | 2046 | 2054 | 2062 | 2071 | 2079 | NPgY | GSP | NG FES - Consumer Transformation | Number of I&C customers
NG FES - Consumer Transformation | Dem_BB002a | Number of | NPgN | KEAD_YEDL | Number of I&C customers | Keadby | KEADBY | 11598 | 11675 | 11754 | 11832 | 11911 | 11990 | 12069 | 12149 | 12229 | 12309 | 12391 | 12474 | 12558 | 12644 | 12731 | 12819 | 12909 | 13001 | 13094 | 13189 | 13286 | 13385 | 13485 | 13587 | 13690 | 13796 | 13903 | 14012 | 14123 | 14236 | NPgY | GSP | NG FES - Consumer Transformation | Number of I&C customers
NG FES - Consumer Transformation | Dem_BB002a | Number of | NPgN | KIRKB1 | Number of I&C customers | Kirkstall B | KIRKSTALL B | 9054 | 9054 | 9054 | 9054 | 9054 | 9054 | 9054 | 9054 | 9054 | 9054 | 9054 | 9054 | 9054 | 9054 | 9054 | 9054 | 9054 | 9054 | 9054 | 9054 | 9054 | 9054 | 9054 | 9054 | 9054 | 9054 | 9054 | 9054 | 9054 | 9054 | NPgY | GSP | NG FES - Consumer Transformation | Number of I&C customers
NG FES - Consumer Transformation | Dem_BB002a | Number of | NPgN | NEEP_3 | Number of I&C customers | Neepsend | NEEPSEND | 3709 | 3709 | 3709 | 3709 | 3709 | 3709 | 3709 | 3709 | 3709 | 3709 | 3709 | 3709 | 3709 | 3709 | 3709 | 3709 | 3709 | 3709 | 3709 | 3709 | 3709 | 3709 | 3709 | 3709 | 3709 | 3709 | 3709 | 3709 | 3709 | 3709 | NPgY | GSP | NG FES - Consumer Transformation | Number of I&C customers
NG FES - Consumer Transformation | Dem_BB002a | Number of | NPgN | NORL_3 | Number of I&C customers | Norton Lees | NORTON LEES | 2923 | 2923 | 2923 | 2923 | 2923 | 2923 | 2923 | 2923 | 2923 | 2923 | 2923 | 2923 | 2923 | 2923 | 2923 | 2923 | 2923 | 2923 | 2923 | 2923 | 2923 | 2923 | 2923 | 2923 | 2923 | 2923 | 2923 | 2923 | 2923 | 2923 | NPgY | GSP | NG FES - Consumer Transformation | Number of I&C customers
NG FES - Consumer Transformation | Dem_BB002a | Number of | NPgN | PITS_BB_B | Number of I&C customers | Pitsmoor | PITSMOOR 3/4 | 1835 | 1835 | 1835 | 1835 | 1835 | 1835 | 1835 | 1836 | 1836 | 1836 | 1836 | 1836 | 1836 | 1836 | 1836 | 1836 | 1836 | 1836 | 1837 | 1837 | 1837 | 1837 | 1837 | 1837 | 1837 | 1837 | 1837 | 1837 | 1838 | 1838 | NPgY | GSP | NG FES - Consumer Transformation | Number of I&C customers
NG FES - Consumer Transformation | Dem_BB002a | Number of | NPgN | SALT_1 | Number of I&C customers | Saltend North | SALTEND NORTH | 2229 | 2239 | 2250 | 2260 | 2271 | 2282 | 2292 | 2303 | 2314 | 2324 | 2335 | 2346 | 2357 | 2369 | 2380 | 2392 | 2404 | 2416 | 2428 | 2441 | 2454 | 2467 | 2480 | 2493 | 2507 | 2521 | 2535 | 2549 | 2564 | 2579 | NPgY | GSP | NG FES - Consumer Transformation | Number of I&C customers
NG FES - Consumer Transformation | Dem_BB002a | Number of | NPgN | SHEC_3 | Number of I&C customers | Sheffield City | SHEFFIELD CITY | 3662 | 3662 | 3662 | 3662 | 3662 | 3662 | 3662 | 3662 | 3662 | 3662 | 3662 | 3662 | 3662 | 3662 | 3662 | 3662 | 3662 | 3662 | 3662 | 3662 | 3662 | 3662 | 3662 | 3662 | 3662 | 3662 | 3662 | 3662 | 3662 | 3662 | NPgY | GSP | NG FES - Consumer Transformation | Number of I&C customers
NG FES - Consumer Transformation | Dem_BB002a | Number of | NPgN | SKLGB1 | Number of I&C customers | Skelton Grange | SKELTON GRANGE | 22128 | 22139 | 22150 | 22161 | 22172 | 22184 | 22195 | 22207 | 22219 | 22231 | 22243 | 22255 | 22268 | 22281 | 22294 | 22307 | 22321 | 22335 | 22350 | 22364 | 22379 | 22395 | 22410 | 22426 | 22443 | 22460 | 22477 | 22494 | 22512 | 22530 | NPgY | GSP | NG FES - Consumer Transformation | Number of I&C customers
NG FES - Consumer Transformation | Dem_BB002a | Number of | NPgN | TEMP_3 | Number of I&C customers | Templeborough | TEMPLEBOROUGH 275/33KV | 115 | 116 | 117 | 117 | 118 | 119 | 120 | 121 | 121 | 122 | 123 | 124 | 125 | 126 | 127 | 128 | 129 | 130 | 131 | 132 | 133 | 134 | 135 | 136 | 137 | 138 | 140 | 141 | 142 | 143 | NPgY | GSP | NG FES - Consumer Transformation | Number of I&C customers
NG FES - Consumer Transformation | Dem_BB002a | Number of | NPgN | THUR_6 | Number of I&C customers | Thurcroft | THURCROFT | 5666 | 5699 | 5732 | 5766 | 5799 | 5833 | 5868 | 5902 | 5937 | 5972 | 6008 | 6044 | 6082 | 6120 | 6158 | 6198 | 6238 | 6280 | 6322 | 6365 | 6408 | 6453 | 6498 | 6545 | 6592 | 6640 | 6689 | 6739 | 6790 | 6842 | NPgY | GSP | NG FES - Consumer Transformation | Number of I&C customers
NG FES - Consumer Transformation | Dem_BB002a | Number of | NPgN | WMEL_THOM | Number of I&C customers | Thorpe Marsh | WEST MELTON / THORPE MARSH | 14420 | 14499 | 14580 | 14660 | 14741 | 14823 | 14905 | 14988 | 15072 | 15156 | 15242 | 15330 | 15420 | 15511 | 15604 | 15699 | 15796 | 15895 | 15997 | 16100 | 16205 | 16311 | 16420 | 16532 | 16645 | 16761 | 16878 | 16998 | 17120 | 17245 | NPgY | GSP | NG FES - Consumer Transformation | Number of I&C customers
NG FES - Consumer Transformation | Dem_BB002a | Number of | NPgN | WMEL_BB3 | Number of I&C customers | West Melton | WEST MELTON SECTION 3 | 12837 | 12910 | 12984 | 13058 | 13133 | 13208 | 13285 | 13362 | 13440 | 13519 | 13599 | 13681 | 13765 | 13851 | 13938 | 14027 | 14117 | 14210 | 14305 | 14402 | 14500 | 14600 | 14702 | 14809 | 14916 | 15025 | 15136 | 15250 | 15366 | 15484 | NPgY | GSP | NG FES - Consumer Transformation | Number of I&C customers
NG FES - Consumer Transformation | Dem_BB002a | Number of | NPgN | WIBA_3 | Number of I&C customers | Wincobank | WINCOBANK | 679 | 680 | 682 | 683 | 684 | 686 | 687 | 688 | 690 | 691 | 692 | 694 | 695 | 697 | 698 | 700 | 701 | 703 | 705 | 706 | 708 | 710 | 712 | 713 | 715 | 717 | 719 | 721 | 723 | 725 | NPgY | GSP | NG FES - Consumer Transformation | Number of I&C customers
NG FES - Falling Short | Dem_BB002a | Number of | NPgN | BLYTB1 | Number of I&C customers | Blyth 66kV | BLYTH 66kV | 5817 | 5855 | 5892 | 5931 | 5969 | 6008 | 6047 | 6087 | 6126 | 6166 | 6206 | 6247 | 6289 | 6331 | 6373 | 6416 | 6460 | 6505 | 6550 | 6596 | 6642 | 6690 | 6738 | 6788 | 6838 | 6889 | 6940 | 6993 | 7047 | 7101 | NPgN | GSP | NG FES - Falling Short | Number of I&C customers
NG FES - Falling Short | Dem_BB002a | Number of | NPgN | BLYTH132 | Number of I&C customers | Blyth 132kV | BLYTH 132kV | 3523 | 3546 | 3569 | 3592 | 3616 | 3639 | 3663 | 3687 | 3711 | 3735 | 3759 | 3784 | 3809 | 3834 | 3860 | 3886 | 3912 | 3939 | 3966 | 3994 | 4022 | 4051 | 4080 | 4110 | 4140 | 4171 | 4202 | 4234 | 4266 | 4299 | NPgN | GSP | NG FES - Falling Short | Number of I&C customers
NG FES - Falling Short | Dem_BB002a | Number of | NPgN | FOUR_1 | Number of I&C customers | Fourstones | FOURSTONES | 1407 | 1416 | 1425 | 1435 | 1444 | 1453 | 1463 | 1472 | 1482 | 1492 | 1501 | 1511 | 1521 | 1531 | 1542 | 1552 | 1562 | 1573 | 1584 | 1595 | 1606 | 1618 | 1629 | 1641 | 1654 | 1666 | 1678 | 1691 | 1704 | 1717 | NPgN | GSP | NG FES - Falling Short | Number of I&C customers
NG FES - Falling Short | Dem_BB002a | Number of | NPgN | HARM_6 | Number of I&C customers | Hart Moor | HARTMOOR | 3214 | 3215 | 3216 | 3217 | 3218 | 3220 | 3221 | 3222 | 3223 | 3224 | 3225 | 3226 | 3227 | 3229 | 3230 | 3231 | 3232 | 3233 | 3235 | 3236 | 3237 | 3239 | 3240 | 3241 | 3243 | 3244 | 3246 | 3247 | 3249 | 3250 | NPgN | GSP | NG FES - Falling Short | Number of I&C customers
NG FES - Falling Short | Dem_BB002a | Number of | NPgN | HAWP_6 | Number of I&C customers | Hawthorn Pit | HAWTHORN PIT GRID | 3185 | 3186 | 3187 | 3188 | 3189 | 3190 | 3191 | 3192 | 3193 | 3194 | 3195 | 3196 | 3197 | 3198 | 3199 | 3200 | 3201 | 3203 | 3204 | 3205 | 3206 | 3207 | 3208 | 3210 | 3211 | 3212 | 3213 | 3215 | 3216 | 3217 | NPgN | GSP | NG FES - Falling Short | Number of I&C customers
NG FES - Falling Short | Dem_BB002a | Number of | NPgN | KNARE_111 | Number of I&C customers | Knaresborough | KNARESBOROUGH | 8832 | 8920 | 9009 | 9097 | 9185 | 9274 | 9363 | 9453 | 9542 | 9632 | 9724 | 9818 | 9915 | 10013 | 10111 | 10213 | 10316 | 10422 | 10530 | 10640 | 10752 | 10866 | 10982 | 11097 | 11216 | 11337 | 11460 | 11585 | 11712 | 11842 | NPgN | GSP | NG FES - Falling Short | Number of I&C customers
NG FES - Falling Short | Dem_BB002a | Number of | NPgN | LACK_6 | Number of I&C customers | Lackenby | LACKENBY | 5184 | 5217 | 5251 | 5284 | 5318 | 5351 | 5385 | 5419 | 5453 | 5487 | 5521 | 5555 | 5591 | 5627 | 5663 | 5700 | 5737 | 5776 | 5814 | 5854 | 5894 | 5935 | 5976 | 6018 | 6061 | 6104 | 6149 | 6193 | 6239 | 6285 | NPgN | GSP | NG FES - Falling Short | Number of I&C customers
NG FES - Falling Short | Dem_BB002a | Number of | NPgN | NORT_1 | Number of I&C customers | Norton | NORTON | 18612 | 18713 | 18815 | 18917 | 19020 | 19122 | 19225 | 19328 | 19431 | 19535 | 19640 | 19746 | 19855 | 19965 | 20077 | 20191 | 20307 | 20426 | 20547 | 20670 | 20795 | 20922 | 21051 | 21180 | 21313 | 21447 | 21584 | 21723 | 21864 | 22007 | NPgN | GSP | NG FES - Falling Short | Number of I&C customers
NG FES - Falling Short | Dem_BB002a | Number of | NPgN | OFFE_3 | Number of I&C customers | Offerton | OFFERTON | 2136 | 2138 | 2139 | 2141 | 2142 | 2144 | 2145 | 2147 | 2149 | 2150 | 2152 | 2153 | 2155 | 2157 | 2159 | 2160 | 2162 | 2164 | 2166 | 2168 | 2169 | 2171 | 2173 | 2175 | 2177 | 2179 | 2181 | 2183 | 2186 | 2188 | NPgN | GSP | NG FES - Falling Short | Number of I&C customers
NG FES - Falling Short | Dem_BB002a | Number of | NPgN | OSBA_1 | Number of I&C customers | Osbaldwick | OSBALDWICK | 15944 | 16002 | 16060 | 16119 | 16179 | 16239 | 16299 | 16359 | 16420 | 16481 | 16543 | 16606 | 16670 | 16734 | 16799 | 16866 | 16933 | 17002 | 17072 | 17143 | 17215 | 17288 | 17363 | 17441 | 17519 | 17598 | 17679 | 17761 | 17845 | 17930 | NPgN | GSP | NG FES - Falling Short | Number of I&C customers
NG FES - Falling Short | Dem_BB002a | Number of | NPgN | POPP_3 | Number of I&C customers | Poppleton | POPPLETON | 2140 | 2141 | 2143 | 2144 | 2145 | 2147 | 2148 | 2149 | 2151 | 2152 | 2154 | 2155 | 2157 | 2158 | 2160 | 2161 | 2163 | 2164 | 2166 | 2168 | 2169 | 2171 | 2173 | 2174 | 2176 | 2178 | 2180 | 2182 | 2184 | 2186 | NPgN | GSP | NG FES - Falling Short | Number of I&C customers
NG FES - Falling Short | Dem_BB002a | Number of | NPgN | SALH_1 | Number of I&C customers | Saltholme | SALTHOLME | 280 | 281 | 281 | 282 | 283 | 284 | 284 | 285 | 286 | 286 | 287 | 288 | 289 | 289 | 290 | 291 | 292 | 292 | 293 | 294 | 295 | 296 | 297 | 298 | 298 | 299 | 300 | 301 | 302 | 303 | NPgN | GSP | NG FES - Falling Short | Number of I&C customers
NG FES - Falling Short | Dem_BB002a | Number of | NPgN | SSHI_3 | Number of I&C customers | South Shields | SOUTH SHIELDS | 2360 | 2360 | 2360 | 2360 | 2360 | 2360 | 2360 | 2360 | 2360 | 2360 | 2360 | 2360 | 2360 | 2361 | 2361 | 2361 | 2361 | 2361 | 2361 | 2361 | 2361 | 2361 | 2361 | 2361 | 2361 | 2361 | 2361 | 2361 | 2361 | 2361 | NPgN | GSP | NG FES - Falling Short | Number of I&C customers
NG FES - Falling Short | Dem_BB002a | Number of | NPgN | KIELD01 and SPAD20 | Number of I&C customers | 0 | SPADEADAM | 544 | 548 | 551 | 555 | 558 | 562 | 566 | 569 | 573 | 577 | 580 | 584 | 588 | 592 | 596 | 600 | 604 | 608 | 612 | 617 | 621 | 626 | 630 | 635 | 639 | 644 | 649 | 654 | 659 | 664 | NPgN | GSP | NG FES - Falling Short | Number of I&C customers
NG FES - Falling Short | Dem_BB002a | Number of | NPgN | SPEN_1 | Number of I&C customers | Spennymoor | SPENNYMOOR | 10433 | 10436 | 10438 | 10441 | 10444 | 10447 | 10449 | 10452 | 10455 | 10458 | 10461 | 10464 | 10467 | 10470 | 10473 | 10476 | 10479 | 10482 | 10486 | 10489 | 10492 | 10496 | 10500 | 10503 | 10507 | 10510 | 10514 | 10518 | 10522 | 10526 | NPgN | GSP | NG FES - Falling Short | Number of I&C customers
NG FES - Falling Short | Dem_BB002a | Number of | NPgN | STEN_1 | Number of I&C customers | Stella North | STELLA NORTH | 9140 | 9171 | 9202 | 9235 | 9268 | 9302 | 9337 | 9371 | 9406 | 9442 | 9478 | 9514 | 9549 | 9585 | 9622 | 9659 | 9696 | 9733 | 9770 | 9809 | 9848 | 9888 | 9929 | 9968 | 10009 | 10051 | 10094 | 10137 | 10181 | 10226 | NPgN | GSP | NG FES - Falling Short | Number of I&C customers
NG FES - Falling Short | Dem_BB002a | Number of | NPgN | STES_1 | Number of I&C customers | Stella South | STELLA SOUTH | 6208 | 6220 | 6232 | 6245 | 6257 | 6269 | 6282 | 6294 | 6307 | 6320 | 6332 | 6345 | 6359 | 6372 | 6386 | 6399 | 6413 | 6428 | 6442 | 6457 | 6471 | 6487 | 6502 | 6518 | 6534 | 6550 | 6566 | 6583 | 6600 | 6617 | NPgN | GSP | NG FES - Falling Short | Number of I&C customers
NG FES - Falling Short | Dem_BB002a | Number of | NPgN | TYNE_1 | Number of I&C customers | Tynemouth 1 | TYNEMOUTH | 5762 | 5799 | 5837 | 5875 | 5913 | 5952 | 5991 | 6031 | 6071 | 6111 | 6152 | 6193 | 6235 | 6278 | 6321 | 6364 | 6409 | 6454 | 6500 | 6547 | 6594 | 6643 | 6692 | 6742 | 6793 | 6845 | 6898 | 6952 | 7007 | 7063 | NPgN | GSP | NG FES - Falling Short | Number of I&C customers
NG FES - Falling Short | Dem_BB002a | Number of | NPgN | WBOL_6 | Number of I&C customers | West Boldon | WEST BOLDON | 7482 | 7491 | 7501 | 7511 | 7520 | 7530 | 7541 | 7551 | 7561 | 7571 | 7582 | 7592 | 7603 | 7614 | 7625 | 7636 | 7647 | 7658 | 7669 | 7681 | 7693 | 7705 | 7717 | 7729 | 7742 | 7755 | 7768 | 7781 | 7794 | 7808 | NPgN | GSP | NG FES - Falling Short | Number of I&C customers
NG FES - Falling Short | Dem_BB002a | Number of | NPgN | BRAW_1 | Number of I&C customers | Bradford West | BRADFORD WEST | 20938 | 20948 | 20958 | 20968 | 20978 | 20988 | 20998 | 21008 | 21019 | 21029 | 21040 | 21051 | 21062 | 21073 | 21084 | 21096 | 21107 | 21119 | 21132 | 21144 | 21157 | 21170 | 21183 | 21196 | 21210 | 21224 | 21238 | 21252 | 21267 | 21282 | NPgY | GSP | NG FES - Falling Short | Number of I&C customers
NG FES - Falling Short | Dem_BB002a | Number of | NPgN | CAMB_01 | Number of I&C customers | Camblesforth | CAMBLESFORTH | 1640 | 1652 | 1664 | 1676 | 1689 | 1701 | 1713 | 1725 | 1738 | 1750 | 1763 | 1776 | 1789 | 1802 | 1815 | 1829 | 1843 | 1857 | 1871 | 1886 | 1901 | 1916 | 1931 | 1947 | 1962 | 1979 | 1995 | 2012 | 2029 | 2046 | NPgY | GSP | NG FES - Falling Short | Number of I&C customers
NG FES - Falling Short | Dem_BB002a | Number of | NPgN | CREB_1 | Number of I&C customers | Creyke Beck | CREYKE BECK | 20483 | 20574 | 20666 | 20758 | 20850 | 20944 | 21037 | 21130 | 21224 | 21319 | 21414 | 21510 | 21608 | 21708 | 21809 | 21911 | 22016 | 22122 | 22230 | 22341 | 22453 | 22567 | 22683 | 22800 | 22920 | 23042 | 23166 | 23292 | 23420 | 23550 | NPgY | GSP | NG FES - Falling Short | Number of I&C customers
NG FES - Falling Short | Dem_BB002a | Number of | NPgN | DRAX_YEDL | Number of I&C customers | Drax | DRAX | 2174 | 2191 | 2209 | 2227 | 2245 | 2263 | 2281 | 2300 | 2318 | 2337 | 2355 | 2374 | 2394 | 2413 | 2433 | 2453 | 2474 | 2495 | 2516 | 2538 | 2560 | 2583 | 2605 | 2630 | 2654 | 2678 | 2703 | 2729 | 2755 | 2781 | NPgY | GSP | NG FES - Falling Short | Number of I&C customers
NG FES - Falling Short | Dem_BB002a | Number of | NPgN | ELLA_1 | Number of I&C customers | Elland | ELLAND | 15441 | 15446 | 15450 | 15455 | 15459 | 15464 | 15469 | 15474 | 15479 | 15483 | 15489 | 15494 | 15499 | 15504 | 15510 | 15515 | 15521 | 15527 | 15533 | 15539 | 15545 | 15551 | 15557 | 15564 | 15571 | 15578 | 15585 | 15592 | 15599 | 15607 | NPgY | GSP | NG FES - Falling Short | Number of I&C customers
NG FES - Falling Short | Dem_BB002a | Number of | NPgN | FERRA2 | Number of I&C customers | Ferrybridge A | FERRYBRIDGE A | 3277 | 3296 | 3315 | 3334 | 3353 | 3373 | 3393 | 3413 | 3433 | 3453 | 3474 | 3495 | 3517 | 3539 | 3561 | 3584 | 3607 | 3631 | 3656 | 3681 | 3706 | 3732 | 3758 | 3786 | 3813 | 3842 | 3871 | 3900 | 3930 | 3961 | NPgY | GSP | NG FES - Falling Short | Number of I&C customers
NG FES - Falling Short | Dem_BB002a | Number of | NPgN | FERRB9 | Number of I&C customers | Ferrybridge B (_M) | FERRYBRIDGE B | 9872 | 9914 | 9956 | 9999 | 10042 | 10085 | 10128 | 10172 | 10217 | 10262 | 10307 | 10354 | 10401 | 10450 | 10499 | 10549 | 10600 | 10652 | 10706 | 10760 | 10815 | 10872 | 10929 | 10989 | 11050 | 11111 | 11174 | 11238 | 11304 | 11371 | NPgY | GSP | NG FES - Falling Short | Number of I&C customers
NG FES - Falling Short | Dem_BB002a | Number of | NPgN | GRIW_1 | Number of I&C customers | Grimsby West | GRIMSBY WEST | 5864 | 5869 | 5874 | 5879 | 5885 | 5890 | 5895 | 5900 | 5906 | 5911 | 5916 | 5922 | 5927 | 5933 | 5938 | 5944 | 5950 | 5956 | 5962 | 5969 | 5975 | 5981 | 5988 | 5995 | 6002 | 6008 | 6015 | 6023 | 6030 | 6037 | NPgY | GSP | NG FES - Falling Short | Number of I&C customers
NG FES - Falling Short | Dem_BB002a | Number of | NPgN | JORD_3 | Number of I&C customers | Jordanthorpe | JORDANTHORPE | 1888 | 1893 | 1899 | 1904 | 1910 | 1915 | 1921 | 1927 | 1932 | 1938 | 1944 | 1950 | 1956 | 1962 | 1968 | 1975 | 1981 | 1988 | 1995 | 2002 | 2009 | 2016 | 2023 | 2031 | 2039 | 2046 | 2054 | 2062 | 2071 | 2079 | NPgY | GSP | NG FES - Falling Short | Number of I&C customers
NG FES - Falling Short | Dem_BB002a | Number of | NPgN | KEAD_YEDL | Number of I&C customers | Keadby | KEADBY | 11598 | 11675 | 11754 | 11832 | 11911 | 11990 | 12069 | 12149 | 12229 | 12309 | 12391 | 12474 | 12558 | 12644 | 12731 | 12819 | 12909 | 13001 | 13094 | 13189 | 13286 | 13385 | 13485 | 13587 | 13690 | 13796 | 13903 | 14012 | 14123 | 14236 | NPgY | GSP | NG FES - Falling Short | Number of I&C customers
NG FES - Falling Short | Dem_BB002a | Number of | NPgN | KIRKB1 | Number of I&C customers | Kirkstall B | KIRKSTALL B | 9054 | 9054 | 9054 | 9054 | 9054 | 9054 | 9054 | 9054 | 9054 | 9054 | 9054 | 9054 | 9054 | 9054 | 9054 | 9054 | 9054 | 9054 | 9054 | 9054 | 9054 | 9054 | 9054 | 9054 | 9054 | 9054 | 9054 | 9054 | 9054 | 9054 | NPgY | GSP | NG FES - Falling Short | Number of I&C customers
NG FES - Falling Short | Dem_BB002a | Number of | NPgN | NEEP_3 | Number of I&C customers | Neepsend | NEEPSEND | 3709 | 3709 | 3709 | 3709 | 3709 | 3709 | 3709 | 3709 | 3709 | 3709 | 3709 | 3709 | 3709 | 3709 | 3709 | 3709 | 3709 | 3709 | 3709 | 3709 | 3709 | 3709 | 3709 | 3709 | 3709 | 3709 | 3709 | 3709 | 3709 | 3709 | NPgY | GSP | NG FES - Falling Short | Number of I&C customers
NG FES - Falling Short | Dem_BB002a | Number of | NPgN | NORL_3 | Number of I&C customers | Norton Lees | NORTON LEES | 2923 | 2923 | 2923 | 2923 | 2923 | 2923 | 2923 | 2923 | 2923 | 2923 | 2923 | 2923 | 2923 | 2923 | 2923 | 2923 | 2923 | 2923 | 2923 | 2923 | 2923 | 2923 | 2923 | 2923 | 2923 | 2923 | 2923 | 2923 | 2923 | 2923 | NPgY | GSP | NG FES - Falling Short | Number of I&C customers
NG FES - Falling Short | Dem_BB002a | Number of | NPgN | PITS_BB_B | Number of I&C customers | Pitsmoor | PITSMOOR 3/4 | 1835 | 1835 | 1835 | 1835 | 1835 | 1835 | 1835 | 1836 | 1836 | 1836 | 1836 | 1836 | 1836 | 1836 | 1836 | 1836 | 1836 | 1836 | 1837 | 1837 | 1837 | 1837 | 1837 | 1837 | 1837 | 1837 | 1837 | 1837 | 1838 | 1838 | NPgY | GSP | NG FES - Falling Short | Number of I&C customers
NG FES - Falling Short | Dem_BB002a | Number of | NPgN | SALT_1 | Number of I&C customers | Saltend North | SALTEND NORTH | 2229 | 2239 | 2250 | 2260 | 2271 | 2282 | 2292 | 2303 | 2314 | 2324 | 2335 | 2346 | 2357 | 2369 | 2380 | 2392 | 2404 | 2416 | 2428 | 2441 | 2454 | 2467 | 2480 | 2493 | 2507 | 2521 | 2535 | 2549 | 2564 | 2579 | NPgY | GSP | NG FES - Falling Short | Number of I&C customers
NG FES - Falling Short | Dem_BB002a | Number of | NPgN | SHEC_3 | Number of I&C customers | Sheffield City | SHEFFIELD CITY | 3662 | 3662 | 3662 | 3662 | 3662 | 3662 | 3662 | 3662 | 3662 | 3662 | 3662 | 3662 | 3662 | 3662 | 3662 | 3662 | 3662 | 3662 | 3662 | 3662 | 3662 | 3662 | 3662 | 3662 | 3662 | 3662 | 3662 | 3662 | 3662 | 3662 | NPgY | GSP | NG FES - Falling Short | Number of I&C customers
NG FES - Falling Short | Dem_BB002a | Number of | NPgN | SKLGB1 | Number of I&C customers | Skelton Grange | SKELTON GRANGE | 22128 | 22139 | 22150 | 22161 | 22172 | 22184 | 22195 | 22207 | 22219 | 22231 | 22243 | 22255 | 22268 | 22281 | 22294 | 22307 | 22321 | 22335 | 22350 | 22364 | 22379 | 22395 | 22410 | 22426 | 22443 | 22460 | 22477 | 22494 | 22512 | 22530 | NPgY | GSP | NG FES - Falling Short | Number of I&C customers
NG FES - Falling Short | Dem_BB002a | Number of | NPgN | TEMP_3 | Number of I&C customers | Templeborough | TEMPLEBOROUGH 275/33KV | 115 | 116 | 117 | 117 | 118 | 119 | 120 | 121 | 121 | 122 | 123 | 124 | 125 | 126 | 127 | 128 | 129 | 130 | 131 | 132 | 133 | 134 | 135 | 136 | 137 | 138 | 140 | 141 | 142 | 143 | NPgY | GSP | NG FES - Falling Short | Number of I&C customers
NG FES - Falling Short | Dem_BB002a | Number of | NPgN | THUR_6 | Number of I&C customers | Thurcroft | THURCROFT | 5666 | 5699 | 5732 | 5766 | 5799 | 5833 | 5868 | 5902 | 5937 | 5972 | 6008 | 6044 | 6082 | 6120 | 6158 | 6198 | 6238 | 6280 | 6322 | 6365 | 6408 | 6453 | 6498 | 6545 | 6592 | 6640 | 6689 | 6739 | 6790 | 6842 | NPgY | GSP | NG FES - Falling Short | Number of I&C customers
NG FES - Falling Short | Dem_BB002a | Number of | NPgN | WMEL_THOM | Number of I&C customers | Thorpe Marsh | WEST MELTON / THORPE MARSH | 14420 | 14499 | 14580 | 14660 | 14741 | 14823 | 14905 | 14988 | 15072 | 15156 | 15242 | 15330 | 15420 | 15511 | 15604 | 15699 | 15796 | 15895 | 15997 | 16100 | 16205 | 16311 | 16420 | 16532 | 16645 | 16761 | 16878 | 16998 | 17120 | 17245 | NPgY | GSP | NG FES - Falling Short | Number of I&C customers
NG FES - Falling Short | Dem_BB002a | Number of | NPgN | WMEL_BB3 | Number of I&C customers | West Melton | WEST MELTON SECTION 3 | 12837 | 12910 | 12984 | 13058 | 13133 | 13208 | 13285 | 13362 | 13440 | 13519 | 13599 | 13681 | 13765 | 13851 | 13938 | 14027 | 14117 | 14210 | 14305 | 14402 | 14500 | 14600 | 14702 | 14809 | 14916 | 15025 | 15136 | 15250 | 15366 | 15484 | NPgY | GSP | NG FES - Falling Short | Number of I&C customers
NG FES - Falling Short | Dem_BB002a | Number of | NPgN | WIBA_3 | Number of I&C customers | Wincobank | WINCOBANK | 679 | 680 | 682 | 683 | 684 | 686 | 687 | 688 | 690 | 691 | 692 | 694 | 695 | 697 | 698 | 700 | 701 | 703 | 705 | 706 | 708 | 710 | 712 | 713 | 715 | 717 | 719 | 721 | 723 | 725 | NPgY | GSP | NG FES - Falling Short | Number of I&C customers
NG FES - Leading the Way | Dem_BB002a | Number of | NPgN | BLYTB1 | Number of I&C customers | Blyth 66kV | BLYTH 66kV | 5817 | 5855 | 5892 | 5931 | 5969 | 6008 | 6047 | 6087 | 6126 | 6166 | 6206 | 6247 | 6289 | 6331 | 6373 | 6416 | 6460 | 6505 | 6550 | 6596 | 6642 | 6690 | 6738 | 6788 | 6838 | 6889 | 6940 | 6993 | 7047 | 7101 | NPgN | GSP | NG FES - Leading the Way | Number of I&C customers
NG FES - Leading the Way | Dem_BB002a | Number of | NPgN | BLYTH132 | Number of I&C customers | Blyth 132kV | BLYTH 132kV | 3523 | 3546 | 3569 | 3592 | 3616 | 3639 | 3663 | 3687 | 3711 | 3735 | 3759 | 3784 | 3809 | 3834 | 3860 | 3886 | 3912 | 3939 | 3966 | 3994 | 4022 | 4051 | 4080 | 4110 | 4140 | 4171 | 4202 | 4234 | 4266 | 4299 | NPgN | GSP | NG FES - Leading the Way | Number of I&C customers
NG FES - Leading the Way | Dem_BB002a | Number of | NPgN | FOUR_1 | Number of I&C customers | Fourstones | FOURSTONES | 1407 | 1416 | 1425 | 1435 | 1444 | 1453 | 1463 | 1472 | 1482 | 1492 | 1501 | 1511 | 1521 | 1531 | 1542 | 1552 | 1562 | 1573 | 1584 | 1595 | 1606 | 1618 | 1629 | 1641 | 1654 | 1666 | 1678 | 1691 | 1704 | 1717 | NPgN | GSP | NG FES - Leading the Way | Number of I&C customers
NG FES - Leading the Way | Dem_BB002a | Number of | NPgN | HARM_6 | Number of I&C customers | Hart Moor | HARTMOOR | 3214 | 3215 | 3216 | 3217 | 3218 | 3220 | 3221 | 3222 | 3223 | 3224 | 3225 | 3226 | 3227 | 3229 | 3230 | 3231 | 3232 | 3233 | 3235 | 3236 | 3237 | 3239 | 3240 | 3241 | 3243 | 3244 | 3246 | 3247 | 3249 | 3250 | NPgN | GSP | NG FES - Leading the Way | Number of I&C customers
NG FES - Leading the Way | Dem_BB002a | Number of | NPgN | HAWP_6 | Number of I&C customers | Hawthorn Pit | HAWTHORN PIT GRID | 3185 | 3186 | 3187 | 3188 | 3189 | 3190 | 3191 | 3192 | 3193 | 3194 | 3195 | 3196 | 3197 | 3198 | 3199 | 3200 | 3201 | 3203 | 3204 | 3205 | 3206 | 3207 | 3208 | 3210 | 3211 | 3212 | 3213 | 3215 | 3216 | 3217 | NPgN | GSP | NG FES - Leading the Way | Number of I&C customers
NG FES - Leading the Way | Dem_BB002a | Number of | NPgN | KNARE_111 | Number of I&C customers | Knaresborough | KNARESBOROUGH | 8832 | 8920 | 9009 | 9097 | 9185 | 9274 | 9363 | 9453 | 9542 | 9632 | 9724 | 9818 | 9915 | 10013 | 10111 | 10213 | 10316 | 10422 | 10530 | 10640 | 10752 | 10866 | 10982 | 11097 | 11216 | 11337 | 11460 | 11585 | 11712 | 11842 | NPgN | GSP | NG FES - Leading the Way | Number of I&C customers
NG FES - Leading the Way | Dem_BB002a | Number of | NPgN | LACK_6 | Number of I&C customers | Lackenby | LACKENBY | 5184 | 5217 | 5251 | 5284 | 5318 | 5351 | 5385 | 5419 | 5453 | 5487 | 5521 | 5555 | 5591 | 5627 | 5663 | 5700 | 5737 | 5776 | 5814 | 5854 | 5894 | 5935 | 5976 | 6018 | 6061 | 6104 | 6149 | 6193 | 6239 | 6285 | NPgN | GSP | NG FES - Leading the Way | Number of I&C customers
NG FES - Leading the Way | Dem_BB002a | Number of | NPgN | NORT_1 | Number of I&C customers | Norton | NORTON | 18612 | 18713 | 18815 | 18917 | 19020 | 19122 | 19225 | 19328 | 19431 | 19535 | 19640 | 19746 | 19855 | 19965 | 20077 | 20191 | 20307 | 20426 | 20547 | 20670 | 20795 | 20922 | 21051 | 21180 | 21313 | 21447 | 21584 | 21723 | 21864 | 22007 | NPgN | GSP | NG FES - Leading the Way | Number of I&C customers
NG FES - Leading the Way | Dem_BB002a | Number of | NPgN | OFFE_3 | Number of I&C customers | Offerton | OFFERTON | 2136 | 2138 | 2139 | 2141 | 2142 | 2144 | 2145 | 2147 | 2149 | 2150 | 2152 | 2153 | 2155 | 2157 | 2159 | 2160 | 2162 | 2164 | 2166 | 2168 | 2169 | 2171 | 2173 | 2175 | 2177 | 2179 | 2181 | 2183 | 2186 | 2188 | NPgN | GSP | NG FES - Leading the Way | Number of I&C customers
NG FES - Leading the Way | Dem_BB002a | Number of | NPgN | OSBA_1 | Number of I&C customers | Osbaldwick | OSBALDWICK | 15944 | 16002 | 16060 | 16119 | 16179 | 16239 | 16299 | 16359 | 16420 | 16481 | 16543 | 16606 | 16670 | 16734 | 16799 | 16866 | 16933 | 17002 | 17072 | 17143 | 17215 | 17288 | 17363 | 17441 | 17519 | 17598 | 17679 | 17761 | 17845 | 17930 | NPgN | GSP | NG FES - Leading the Way | Number of I&C customers
NG FES - Leading the Way | Dem_BB002a | Number of | NPgN | POPP_3 | Number of I&C customers | Poppleton | POPPLETON | 2140 | 2141 | 2143 | 2144 | 2145 | 2147 | 2148 | 2149 | 2151 | 2152 | 2154 | 2155 | 2157 | 2158 | 2160 | 2161 | 2163 | 2164 | 2166 | 2168 | 2169 | 2171 | 2173 | 2174 | 2176 | 2178 | 2180 | 2182 | 2184 | 2186 | NPgN | GSP | NG FES - Leading the Way | Number of I&C customers
NG FES - Leading the Way | Dem_BB002a | Number of | NPgN | SALH_1 | Number of I&C customers | Saltholme | SALTHOLME | 280 | 281 | 281 | 282 | 283 | 284 | 284 | 285 | 286 | 286 | 287 | 288 | 289 | 289 | 290 | 291 | 292 | 292 | 293 | 294 | 295 | 296 | 297 | 298 | 298 | 299 | 300 | 301 | 302 | 303 | NPgN | GSP | NG FES - Leading the Way | Number of I&C customers
NG FES - Leading the Way | Dem_BB002a | Number of | NPgN | SSHI_3 | Number of I&C customers | South Shields | SOUTH SHIELDS | 2360 | 2360 | 2360 | 2360 | 2360 | 2360 | 2360 | 2360 | 2360 | 2360 | 2360 | 2360 | 2360 | 2361 | 2361 | 2361 | 2361 | 2361 | 2361 | 2361 | 2361 | 2361 | 2361 | 2361 | 2361 | 2361 | 2361 | 2361 | 2361 | 2361 | NPgN | GSP | NG FES - Leading the Way | Number of I&C customers
NG FES - Leading the Way | Dem_BB002a | Number of | NPgN | KIELD01 and SPAD20 | Number of I&C customers | 0 | SPADEADAM | 544 | 548 | 551 | 555 | 558 | 562 | 566 | 569 | 573 | 577 | 580 | 584 | 588 | 592 | 596 | 600 | 604 | 608 | 612 | 617 | 621 | 626 | 630 | 635 | 639 | 644 | 649 | 654 | 659 | 664 | NPgN | GSP | NG FES - Leading the Way | Number of I&C customers
NG FES - Leading the Way | Dem_BB002a | Number of | NPgN | SPEN_1 | Number of I&C customers | Spennymoor | SPENNYMOOR | 10433 | 10436 | 10438 | 10441 | 10444 | 10447 | 10449 | 10452 | 10455 | 10458 | 10461 | 10464 | 10467 | 10470 | 10473 | 10476 | 10479 | 10482 | 10486 | 10489 | 10492 | 10496 | 10500 | 10503 | 10507 | 10510 | 10514 | 10518 | 10522 | 10526 | NPgN | GSP | NG FES - Leading the Way | Number of I&C customers
NG FES - Leading the Way | Dem_BB002a | Number of | NPgN | STEN_1 | Number of I&C customers | Stella North | STELLA NORTH | 9140 | 9171 | 9202 | 9235 | 9268 | 9302 | 9337 | 9371 | 9406 | 9442 | 9478 | 9514 | 9549 | 9585 | 9622 | 9659 | 9696 | 9733 | 9770 | 9809 | 9848 | 9888 | 9929 | 9968 | 10009 | 10051 | 10094 | 10137 | 10181 | 10226 | NPgN | GSP | NG FES - Leading the Way | Number of I&C customers
NG FES - Leading the Way | Dem_BB002a | Number of | NPgN | STES_1 | Number of I&C customers | Stella South | STELLA SOUTH | 6208 | 6220 | 6232 | 6245 | 6257 | 6269 | 6282 | 6294 | 6307 | 6320 | 6332 | 6345 | 6359 | 6372 | 6386 | 6399 | 6413 | 6428 | 6442 | 6457 | 6471 | 6487 | 6502 | 6518 | 6534 | 6550 | 6566 | 6583 | 6600 | 6617 | NPgN | GSP | NG FES - Leading the Way | Number of I&C customers
NG FES - Leading the Way | Dem_BB002a | Number of | NPgN | TYNE_1 | Number of I&C customers | Tynemouth 1 | TYNEMOUTH | 5762 | 5799 | 5837 | 5875 | 5913 | 5952 | 5991 | 6031 | 6071 | 6111 | 6152 | 6193 | 6235 | 6278 | 6321 | 6364 | 6409 | 6454 | 6500 | 6547 | 6594 | 6643 | 6692 | 6742 | 6793 | 6845 | 6898 | 6952 | 7007 | 7063 | NPgN | GSP | NG FES - Leading the Way | Number of I&C customers
NG FES - Leading the Way | Dem_BB002a | Number of | NPgN | WBOL_6 | Number of I&C customers | West Boldon | WEST BOLDON | 7482 | 7491 | 7501 | 7511 | 7520 | 7530 | 7541 | 7551 | 7561 | 7571 | 7582 | 7592 | 7603 | 7614 | 7625 | 7636 | 7647 | 7658 | 7669 | 7681 | 7693 | 7705 | 7717 | 7729 | 7742 | 7755 | 7768 | 7781 | 7794 | 7808 | NPgN | GSP | NG FES - Leading the Way | Number of I&C customers
NG FES - Leading the Way | Dem_BB002a | Number of | NPgN | BRAW_1 | Number of I&C customers | Bradford West | BRADFORD WEST | 20938 | 20948 | 20958 | 20968 | 20978 | 20988 | 20998 | 21008 | 21019 | 21029 | 21040 | 21051 | 21062 | 21073 | 21084 | 21096 | 21107 | 21119 | 21132 | 21144 | 21157 | 21170 | 21183 | 21196 | 21210 | 21224 | 21238 | 21252 | 21267 | 21282 | NPgY | GSP | NG FES - Leading the Way | Number of I&C customers
NG FES - Leading the Way | Dem_BB002a | Number of | NPgN | CAMB_01 | Number of I&C customers | Camblesforth | CAMBLESFORTH | 1640 | 1652 | 1664 | 1676 | 1689 | 1701 | 1713 | 1725 | 1738 | 1750 | 1763 | 1776 | 1789 | 1802 | 1815 | 1829 | 1843 | 1857 | 1871 | 1886 | 1901 | 1916 | 1931 | 1947 | 1962 | 1979 | 1995 | 2012 | 2029 | 2046 | NPgY | GSP | NG FES - Leading the Way | Number of I&C customers
NG FES - Leading the Way | Dem_BB002a | Number of | NPgN | CREB_1 | Number of I&C customers | Creyke Beck | CREYKE BECK | 20483 | 20574 | 20666 | 20758 | 20850 | 20944 | 21037 | 21130 | 21224 | 21319 | 21414 | 21510 | 21608 | 21708 | 21809 | 21911 | 22016 | 22122 | 22230 | 22341 | 22453 | 22567 | 22683 | 22800 | 22920 | 23042 | 23166 | 23292 | 23420 | 23550 | NPgY | GSP | NG FES - Leading the Way | Number of I&C customers
NG FES - Leading the Way | Dem_BB002a | Number of | NPgN | DRAX_YEDL | Number of I&C customers | Drax | DRAX | 2174 | 2191 | 2209 | 2227 | 2245 | 2263 | 2281 | 2300 | 2318 | 2337 | 2355 | 2374 | 2394 | 2413 | 2433 | 2453 | 2474 | 2495 | 2516 | 2538 | 2560 | 2583 | 2605 | 2630 | 2654 | 2678 | 2703 | 2729 | 2755 | 2781 | NPgY | GSP | NG FES - Leading the Way | Number of I&C customers
NG FES - Leading the Way | Dem_BB002a | Number of | NPgN | ELLA_1 | Number of I&C customers | Elland | ELLAND | 15441 | 15446 | 15450 | 15455 | 15459 | 15464 | 15469 | 15474 | 15479 | 15483 | 15489 | 15494 | 15499 | 15504 | 15510 | 15515 | 15521 | 15527 | 15533 | 15539 | 15545 | 15551 | 15557 | 15564 | 15571 | 15578 | 15585 | 15592 | 15599 | 15607 | NPgY | GSP | NG FES - Leading the Way | Number of I&C customers
NG FES - Leading the Way | Dem_BB002a | Number of | NPgN | FERRA2 | Number of I&C customers | Ferrybridge A | FERRYBRIDGE A | 3277 | 3296 | 3315 | 3334 | 3353 | 3373 | 3393 | 3413 | 3433 | 3453 | 3474 | 3495 | 3517 | 3539 | 3561 | 3584 | 3607 | 3631 | 3656 | 3681 | 3706 | 3732 | 3758 | 3786 | 3813 | 3842 | 3871 | 3900 | 3930 | 3961 | NPgY | GSP | NG FES - Leading the Way | Number of I&C customers
NG FES - Leading the Way | Dem_BB002a | Number of | NPgN | FERRB9 | Number of I&C customers | Ferrybridge B (_M) | FERRYBRIDGE B | 9872 | 9914 | 9956 | 9999 | 10042 | 10085 | 10128 | 10172 | 10217 | 10262 | 10307 | 10354 | 10401 | 10450 | 10499 | 10549 | 10600 | 10652 | 10706 | 10760 | 10815 | 10872 | 10929 | 10989 | 11050 | 11111 | 11174 | 11238 | 11304 | 11371 | NPgY | GSP | NG FES - Leading the Way | Number of I&C customers
NG FES - Leading the Way | Dem_BB002a | Number of | NPgN | GRIW_1 | Number of I&C customers | Grimsby West | GRIMSBY WEST | 5864 | 5869 | 5874 | 5879 | 5885 | 5890 | 5895 | 5900 | 5906 | 5911 | 5916 | 5922 | 5927 | 5933 | 5938 | 5944 | 5950 | 5956 | 5962 | 5969 | 5975 | 5981 | 5988 | 5995 | 6002 | 6008 | 6015 | 6023 | 6030 | 6037 | NPgY | GSP | NG FES - Leading the Way | Number of I&C customers
NG FES - Leading the Way | Dem_BB002a | Number of | NPgN | JORD_3 | Number of I&C customers | Jordanthorpe | JORDANTHORPE | 1888 | 1893 | 1899 | 1904 | 1910 | 1915 | 1921 | 1927 | 1932 | 1938 | 1944 | 1950 | 1956 | 1962 | 1968 | 1975 | 1981 | 1988 | 1995 | 2002 | 2009 | 2016 | 2023 | 2031 | 2039 | 2046 | 2054 | 2062 | 2071 | 2079 | NPgY | GSP | NG FES - Leading the Way | Number of I&C customers
NG FES - Leading the Way | Dem_BB002a | Number of | NPgN | KEAD_YEDL | Number of I&C customers | Keadby | KEADBY | 11598 | 11675 | 11754 | 11832 | 11911 | 11990 | 12069 | 12149 | 12229 | 12309 | 12391 | 12474 | 12558 | 12644 | 12731 | 12819 | 12909 | 13001 | 13094 | 13189 | 13286 | 13385 | 13485 | 13587 | 13690 | 13796 | 13903 | 14012 | 14123 | 14236 | NPgY | GSP | NG FES - Leading the Way | Number of I&C customers
NG FES - Leading the Way | Dem_BB002a | Number of | NPgN | KIRKB1 | Number of I&C customers | Kirkstall B | KIRKSTALL B | 9054 | 9054 | 9054 | 9054 | 9054 | 9054 | 9054 | 9054 | 9054 | 9054 | 9054 | 9054 | 9054 | 9054 | 9054 | 9054 | 9054 | 9054 | 9054 | 9054 | 9054 | 9054 | 9054 | 9054 | 9054 | 9054 | 9054 | 9054 | 9054 | 9054 | NPgY | GSP | NG FES - Leading the Way | Number of I&C customers
NG FES - Leading the Way | Dem_BB002a | Number of | NPgN | NEEP_3 | Number of I&C customers | Neepsend | NEEPSEND | 3709 | 3709 | 3709 | 3709 | 3709 | 3709 | 3709 | 3709 | 3709 | 3709 | 3709 | 3709 | 3709 | 3709 | 3709 | 3709 | 3709 | 3709 | 3709 | 3709 | 3709 | 3709 | 3709 | 3709 | 3709 | 3709 | 3709 | 3709 | 3709 | 3709 | NPgY | GSP | NG FES - Leading the Way | Number of I&C customers
NG FES - Leading the Way | Dem_BB002a | Number of | NPgN | NORL_3 | Number of I&C customers | Norton Lees | NORTON LEES | 2923 | 2923 | 2923 | 2923 | 2923 | 2923 | 2923 | 2923 | 2923 | 2923 | 2923 | 2923 | 2923 | 2923 | 2923 | 2923 | 2923 | 2923 | 2923 | 2923 | 2923 | 2923 | 2923 | 2923 | 2923 | 2923 | 2923 | 2923 | 2923 | 2923 | NPgY | GSP | NG FES - Leading the Way | Number of I&C customers
NG FES - Leading the Way | Dem_BB002a | Number of | NPgN | PITS_BB_B | Number of I&C customers | Pitsmoor | PITSMOOR 3/4 | 1835 | 1835 | 1835 | 1835 | 1835 | 1835 | 1835 | 1836 | 1836 | 1836 | 1836 | 1836 | 1836 | 1836 | 1836 | 1836 | 1836 | 1836 | 1837 | 1837 | 1837 | 1837 | 1837 | 1837 | 1837 | 1837 | 1837 | 1837 | 1838 | 1838 | NPgY | GSP | NG FES - Leading the Way | Number of I&C customers
NG FES - Leading the Way | Dem_BB002a | Number of | NPgN | SALT_1 | Number of I&C customers | Saltend North | SALTEND NORTH | 2229 | 2239 | 2250 | 2260 | 2271 | 2282 | 2292 | 2303 | 2314 | 2324 | 2335 | 2346 | 2357 | 2369 | 2380 | 2392 | 2404 | 2416 | 2428 | 2441 | 2454 | 2467 | 2480 | 2493 | 2507 | 2521 | 2535 | 2549 | 2564 | 2579 | NPgY | GSP | NG FES - Leading the Way | Number of I&C customers
NG FES - Leading the Way | Dem_BB002a | Number of | NPgN | SHEC_3 | Number of I&C customers | Sheffield City | SHEFFIELD CITY | 3662 | 3662 | 3662 | 3662 | 3662 | 3662 | 3662 | 3662 | 3662 | 3662 | 3662 | 3662 | 3662 | 3662 | 3662 | 3662 | 3662 | 3662 | 3662 | 3662 | 3662 | 3662 | 3662 | 3662 | 3662 | 3662 | 3662 | 3662 | 3662 | 3662 | NPgY | GSP | NG FES - Leading the Way | Number of I&C customers
NG FES - Leading the Way | Dem_BB002a | Number of | NPgN | SKLGB1 | Number of I&C customers | Skelton Grange | SKELTON GRANGE | 22128 | 22139 | 22150 | 22161 | 22172 | 22184 | 22195 | 22207 | 22219 | 22231 | 22243 | 22255 | 22268 | 22281 | 22294 | 22307 | 22321 | 22335 | 22350 | 22364 | 22379 | 22395 | 22410 | 22426 | 22443 | 22460 | 22477 | 22494 | 22512 | 22530 | NPgY | GSP | NG FES - Leading the Way | Number of I&C customers
NG FES - Leading the Way | Dem_BB002a | Number of | NPgN | TEMP_3 | Number of I&C customers | Templeborough | TEMPLEBOROUGH 275/33KV | 115 | 116 | 117 | 117 | 118 | 119 | 120 | 121 | 121 | 122 | 123 | 124 | 125 | 126 | 127 | 128 | 129 | 130 | 131 | 132 | 133 | 134 | 135 | 136 | 137 | 138 | 140 | 141 | 142 | 143 | NPgY | GSP | NG FES - Leading the Way | Number of I&C customers
NG FES - Leading the Way | Dem_BB002a | Number of | NPgN | THUR_6 | Number of I&C customers | Thurcroft | THURCROFT | 5666 | 5699 | 5732 | 5766 | 5799 | 5833 | 5868 | 5902 | 5937 | 5972 | 6008 | 6044 | 6082 | 6120 | 6158 | 6198 | 6238 | 6280 | 6322 | 6365 | 6408 | 6453 | 6498 | 6545 | 6592 | 6640 | 6689 | 6739 | 6790 | 6842 | NPgY | GSP | NG FES - Leading the Way | Number of I&C customers
NG FES - Leading the Way | Dem_BB002a | Number of | NPgN | WMEL_THOM | Number of I&C customers | Thorpe Marsh | WEST MELTON / THORPE MARSH | 14420 | 14499 | 14580 | 14660 | 14741 | 14823 | 14905 | 14988 | 15072 | 15156 | 15242 | 15330 | 15420 | 15511 | 15604 | 15699 | 15796 | 15895 | 15997 | 16100 | 16205 | 16311 | 16420 | 16532 | 16645 | 16761 | 16878 | 16998 | 17120 | 17245 | NPgY | GSP | NG FES - Leading the Way | Number of I&C customers
NG FES - Leading the Way | Dem_BB002a | Number of | NPgN | WMEL_BB3 | Number of I&C customers | West Melton | WEST MELTON SECTION 3 | 12837 | 12910 | 12984 | 13058 | 13133 | 13208 | 13285 | 13362 | 13440 | 13519 | 13599 | 13681 | 13765 | 13851 | 13938 | 14027 | 14117 | 14210 | 14305 | 14402 | 14500 | 14600 | 14702 | 14809 | 14916 | 15025 | 15136 | 15250 | 15366 | 15484 | NPgY | GSP | NG FES - Leading the Way | Number of I&C customers
NG FES - Leading the Way | Dem_BB002a | Number of | NPgN | WIBA_3 | Number of I&C customers | Wincobank | WINCOBANK | 679 | 680 | 682 | 683 | 684 | 686 | 687 | 688 | 690 | 691 | 692 | 694 | 695 | 697 | 698 | 700 | 701 | 703 | 705 | 706 | 708 | 710 | 712 | 713 | 715 | 717 | 719 | 721 | 723 | 725 | NPgY | GSP | NG FES - Leading the Way | Number of I&C customers
NPg Planning Scenario | Dem_BB002a | Number of | NPgN | BLYTB1 | Number of I&C customers | Blyth 66kV | BLYTH 66kV | 5817 | 5855 | 5892 | 5931 | 5969 | 6008 | 6047 | 6087 | 6126 | 6166 | 6206 | 6247 | 6289 | 6331 | 6373 | 6416 | 6460 | 6505 | 6550 | 6596 | 6642 | 6690 | 6738 | 6788 | 6838 | 6889 | 6940 | 6993 | 7047 | 7101 | NPgN | GSP | NPg Planning Scenario | Number of I&C customers
NPg Planning Scenario | Dem_BB002a | Number of | NPgN | BLYTH132 | Number of I&C customers | Blyth 132kV | BLYTH 132kV | 3523 | 3546 | 3569 | 3592 | 3616 | 3639 | 3663 | 3687 | 3711 | 3735 | 3759 | 3784 | 3809 | 3834 | 3860 | 3886 | 3912 | 3939 | 3966 | 3994 | 4022 | 4051 | 4080 | 4110 | 4140 | 4171 | 4202 | 4234 | 4266 | 4299 | NPgN | GSP | NPg Planning Scenario | Number of I&C customers
NPg Planning Scenario | Dem_BB002a | Number of | NPgN | FOUR_1 | Number of I&C customers | Fourstones | FOURSTONES | 1407 | 1416 | 1425 | 1435 | 1444 | 1453 | 1463 | 1472 | 1482 | 1492 | 1501 | 1511 | 1521 | 1531 | 1542 | 1552 | 1562 | 1573 | 1584 | 1595 | 1606 | 1618 | 1629 | 1641 | 1654 | 1666 | 1678 | 1691 | 1704 | 1717 | NPgN | GSP | NPg Planning Scenario | Number of I&C customers
NPg Planning Scenario | Dem_BB002a | Number of | NPgN | HARM_6 | Number of I&C customers | Hart Moor | HARTMOOR | 3214 | 3215 | 3216 | 3217 | 3218 | 3220 | 3221 | 3222 | 3223 | 3224 | 3225 | 3226 | 3227 | 3229 | 3230 | 3231 | 3232 | 3233 | 3235 | 3236 | 3237 | 3239 | 3240 | 3241 | 3243 | 3244 | 3246 | 3247 | 3249 | 3250 | NPgN | GSP | NPg Planning Scenario | Number of I&C customers
NPg Planning Scenario | Dem_BB002a | Number of | NPgN | HAWP_6 | Number of I&C customers | Hawthorn Pit | HAWTHORN PIT GRID | 3185 | 3186 | 3187 | 3188 | 3189 | 3190 | 3191 | 3192 | 3193 | 3194 | 3195 | 3196 | 3197 | 3198 | 3199 | 3200 | 3201 | 3203 | 3204 | 3205 | 3206 | 3207 | 3208 | 3210 | 3211 | 3212 | 3213 | 3215 | 3216 | 3217 | NPgN | GSP | NPg Planning Scenario | Number of I&C customers
NPg Planning Scenario | Dem_BB002a | Number of | NPgN | KNARE_111 | Number of I&C customers | Knaresborough | KNARESBOROUGH | 8832 | 8920 | 9009 | 9097 | 9185 | 9274 | 9363 | 9453 | 9542 | 9632 | 9724 | 9818 | 9915 | 10013 | 10111 | 10213 | 10316 | 10422 | 10530 | 10640 | 10752 | 10866 | 10982 | 11097 | 11216 | 11337 | 11460 | 11585 | 11712 | 11842 | NPgN | GSP | NPg Planning Scenario | Number of I&C customers
NPg Planning Scenario | Dem_BB002a | Number of | NPgN | LACK_6 | Number of I&C customers | Lackenby | LACKENBY | 5184 | 5217 | 5251 | 5284 | 5318 | 5351 | 5385 | 5419 | 5453 | 5487 | 5521 | 5555 | 5591 | 5627 | 5663 | 5700 | 5737 | 5776 | 5814 | 5854 | 5894 | 5935 | 5976 | 6018 | 6061 | 6104 | 6149 | 6193 | 6239 | 6285 | NPgN | GSP | NPg Planning Scenario | Number of I&C customers
NPg Planning Scenario | Dem_BB002a | Number of | NPgN | NORT_1 | Number of I&C customers | Norton | NORTON | 18612 | 18713 | 18815 | 18917 | 19020 | 19122 | 19225 | 19328 | 19431 | 19535 | 19640 | 19746 | 19855 | 19965 | 20077 | 20191 | 20307 | 20426 | 20547 | 20670 | 20795 | 20922 | 21051 | 21180 | 21313 | 21447 | 21584 | 21723 | 21864 | 22007 | NPgN | GSP | NPg Planning Scenario | Number of I&C customers
NPg Planning Scenario | Dem_BB002a | Number of | NPgN | OFFE_3 | Number of I&C customers | Offerton | OFFERTON | 2136 | 2138 | 2139 | 2141 | 2142 | 2144 | 2145 | 2147 | 2149 | 2150 | 2152 | 2153 | 2155 | 2157 | 2159 | 2160 | 2162 | 2164 | 2166 | 2168 | 2169 | 2171 | 2173 | 2175 | 2177 | 2179 | 2181 | 2183 | 2186 | 2188 | NPgN | GSP | NPg Planning Scenario | Number of I&C customers
NPg Planning Scenario | Dem_BB002a | Number of | NPgN | OSBA_1 | Number of I&C customers | Osbaldwick | OSBALDWICK | 15944 | 16002 | 16060 | 16119 | 16179 | 16239 | 16299 | 16359 | 16420 | 16481 | 16543 | 16606 | 16670 | 16734 | 16799 | 16866 | 16933 | 17002 | 17072 | 17143 | 17215 | 17288 | 17363 | 17441 | 17519 | 17598 | 17679 | 17761 | 17845 | 17930 | NPgN | GSP | NPg Planning Scenario | Number of I&C customers
NPg Planning Scenario | Dem_BB002a | Number of | NPgN | POPP_3 | Number of I&C customers | Poppleton | POPPLETON | 2140 | 2141 | 2143 | 2144 | 2145 | 2147 | 2148 | 2149 | 2151 | 2152 | 2154 | 2155 | 2157 | 2158 | 2160 | 2161 | 2163 | 2164 | 2166 | 2168 | 2169 | 2171 | 2173 | 2174 | 2176 | 2178 | 2180 | 2182 | 2184 | 2186 | NPgN | GSP | NPg Planning Scenario | Number of I&C customers
NPg Planning Scenario | Dem_BB002a | Number of | NPgN | SALH_1 | Number of I&C customers | Saltholme | SALTHOLME | 280 | 281 | 281 | 282 | 283 | 284 | 284 | 285 | 286 | 286 | 287 | 288 | 289 | 289 | 290 | 291 | 292 | 292 | 293 | 294 | 295 | 296 | 297 | 298 | 298 | 299 | 300 | 301 | 302 | 303 | NPgN | GSP | NPg Planning Scenario | Number of I&C customers
NPg Planning Scenario | Dem_BB002a | Number of | NPgN | SSHI_3 | Number of I&C customers | South Shields | SOUTH SHIELDS | 2360 | 2360 | 2360 | 2360 | 2360 | 2360 | 2360 | 2360 | 2360 | 2360 | 2360 | 2360 | 2360 | 2361 | 2361 | 2361 | 2361 | 2361 | 2361 | 2361 | 2361 | 2361 | 2361 | 2361 | 2361 | 2361 | 2361 | 2361 | 2361 | 2361 | NPgN | GSP | NPg Planning Scenario | Number of I&C customers
NPg Planning Scenario | Dem_BB002a | Number of | NPgN | KIELD01 and SPAD20 | Number of I&C customers | 0 | SPADEADAM | 544 | 548 | 551 | 555 | 558 | 562 | 566 | 569 | 573 | 577 | 580 | 584 | 588 | 592 | 596 | 600 | 604 | 608 | 612 | 617 | 621 | 626 | 630 | 635 | 639 | 644 | 649 | 654 | 659 | 664 | NPgN | GSP | NPg Planning Scenario | Number of I&C customers
NPg Planning Scenario | Dem_BB002a | Number of | NPgN | SPEN_1 | Number of I&C customers | Spennymoor | SPENNYMOOR | 10433 | 10436 | 10438 | 10441 | 10444 | 10447 | 10449 | 10452 | 10455 | 10458 | 10461 | 10464 | 10467 | 10470 | 10473 | 10476 | 10479 | 10482 | 10486 | 10489 | 10492 | 10496 | 10500 | 10503 | 10507 | 10510 | 10514 | 10518 | 10522 | 10526 | NPgN | GSP | NPg Planning Scenario | Number of I&C customers
NPg Planning Scenario | Dem_BB002a | Number of | NPgN | STEN_1 | Number of I&C customers | Stella North | STELLA NORTH | 9140 | 9171 | 9202 | 9235 | 9268 | 9302 | 9337 | 9371 | 9406 | 9442 | 9478 | 9514 | 9549 | 9585 | 9622 | 9659 | 9696 | 9733 | 9770 | 9809 | 9848 | 9888 | 9929 | 9968 | 10009 | 10051 | 10094 | 10137 | 10181 | 10226 | NPgN | GSP | NPg Planning Scenario | Number of I&C customers
NPg Planning Scenario | Dem_BB002a | Number of | NPgN | STES_1 | Number of I&C customers | Stella South | STELLA SOUTH | 6208 | 6220 | 6232 | 6245 | 6257 | 6269 | 6282 | 6294 | 6307 | 6320 | 6332 | 6345 | 6359 | 6372 | 6386 | 6399 | 6413 | 6428 | 6442 | 6457 | 6471 | 6487 | 6502 | 6518 | 6534 | 6550 | 6566 | 6583 | 6600 | 6617 | NPgN | GSP | NPg Planning Scenario | Number of I&C customers
NPg Planning Scenario | Dem_BB002a | Number of | NPgN | TYNE_1 | Number of I&C customers | Tynemouth 1 | TYNEMOUTH | 5762 | 5799 | 5837 | 5875 | 5913 | 5952 | 5991 | 6031 | 6071 | 6111 | 6152 | 6193 | 6235 | 6278 | 6321 | 6364 | 6409 | 6454 | 6500 | 6547 | 6594 | 6643 | 6692 | 6742 | 6793 | 6845 | 6898 | 6952 | 7007 | 7063 | NPgN | GSP | NPg Planning Scenario | Number of I&C customers
NPg Planning Scenario | Dem_BB002a | Number of | NPgN | WBOL_6 | Number of I&C customers | West Boldon | WEST BOLDON | 7482 | 7491 | 7501 | 7511 | 7520 | 7530 | 7541 | 7551 | 7561 | 7571 | 7582 | 7592 | 7603 | 7614 | 7625 | 7636 | 7647 | 7658 | 7669 | 7681 | 7693 | 7705 | 7717 | 7729 | 7742 | 7755 | 7768 | 7781 | 7794 | 7808 | NPgN | GSP | NPg Planning Scenario | Number of I&C customers
NPg Planning Scenario | Dem_BB002a | Number of | NPgN | BRAW_1 | Number of I&C customers | Bradford West | BRADFORD WEST | 20938 | 20948 | 20958 | 20968 | 20978 | 20988 | 20998 | 21008 | 21019 | 21029 | 21040 | 21051 | 21062 | 21073 | 21084 | 21096 | 21107 | 21119 | 21132 | 21144 | 21157 | 21170 | 21183 | 21196 | 21210 | 21224 | 21238 | 21252 | 21267 | 21282 | NPgY | GSP | NPg Planning Scenario | Number of I&C customers
NPg Planning Scenario | Dem_BB002a | Number of | NPgN | CAMB_01 | Number of I&C customers | Camblesforth | CAMBLESFORTH | 1640 | 1652 | 1664 | 1676 | 1689 | 1701 | 1713 | 1725 | 1738 | 1750 | 1763 | 1776 | 1789 | 1802 | 1815 | 1829 | 1843 | 1857 | 1871 | 1886 | 1901 | 1916 | 1931 | 1947 | 1962 | 1979 | 1995 | 2012 | 2029 | 2046 | NPgY | GSP | NPg Planning Scenario | Number of I&C customers
NPg Planning Scenario | Dem_BB002a | Number of | NPgN | CREB_1 | Number of I&C customers | Creyke Beck | CREYKE BECK | 20483 | 20574 | 20666 | 20758 | 20850 | 20944 | 21037 | 21130 | 21224 | 21319 | 21414 | 21510 | 21608 | 21708 | 21809 | 21911 | 22016 | 22122 | 22230 | 22341 | 22453 | 22567 | 22683 | 22800 | 22920 | 23042 | 23166 | 23292 | 23420 | 23550 | NPgY | GSP | NPg Planning Scenario | Number of I&C customers
NPg Planning Scenario | Dem_BB002a | Number of | NPgN | DRAX_YEDL | Number of I&C customers | Drax | DRAX | 2174 | 2191 | 2209 | 2227 | 2245 | 2263 | 2281 | 2300 | 2318 | 2337 | 2355 | 2374 | 2394 | 2413 | 2433 | 2453 | 2474 | 2495 | 2516 | 2538 | 2560 | 2583 | 2605 | 2630 | 2654 | 2678 | 2703 | 2729 | 2755 | 2781 | NPgY | GSP | NPg Planning Scenario | Number of I&C customers
NPg Planning Scenario | Dem_BB002a | Number of | NPgN | ELLA_1 | Number of I&C customers | Elland | ELLAND | 15441 | 15446 | 15450 | 15455 | 15459 | 15464 | 15469 | 15474 | 15479 | 15483 | 15489 | 15494 | 15499 | 15504 | 15510 | 15515 | 15521 | 15527 | 15533 | 15539 | 15545 | 15551 | 15557 | 15564 | 15571 | 15578 | 15585 | 15592 | 15599 | 15607 | NPgY | GSP | NPg Planning Scenario | Number of I&C customers
NPg Planning Scenario | Dem_BB002a | Number of | NPgN | FERRA2 | Number of I&C customers | Ferrybridge A | FERRYBRIDGE A | 3277 | 3296 | 3315 | 3334 | 3353 | 3373 | 3393 | 3413 | 3433 | 3453 | 3474 | 3495 | 3517 | 3539 | 3561 | 3584 | 3607 | 3631 | 3656 | 3681 | 3706 | 3732 | 3758 | 3786 | 3813 | 3842 | 3871 | 3900 | 3930 | 3961 | NPgY | GSP | NPg Planning Scenario | Number of I&C customers
NPg Planning Scenario | Dem_BB002a | Number of | NPgN | FERRB9 | Number of I&C customers | Ferrybridge B (_M) | FERRYBRIDGE B | 9872 | 9914 | 9956 | 9999 | 10042 | 10085 | 10128 | 10172 | 10217 | 10262 | 10307 | 10354 | 10401 | 10450 | 10499 | 10549 | 10600 | 10652 | 10706 | 10760 | 10815 | 10872 | 10929 | 10989 | 11050 | 11111 | 11174 | 11238 | 11304 | 11371 | NPgY | GSP | NPg Planning Scenario | Number of I&C customers
NPg Planning Scenario | Dem_BB002a | Number of | NPgN | GRIW_1 | Number of I&C customers | Grimsby West | GRIMSBY WEST | 5864 | 5869 | 5874 | 5879 | 5885 | 5890 | 5895 | 5900 | 5906 | 5911 | 5916 | 5922 | 5927 | 5933 | 5938 | 5944 | 5950 | 5956 | 5962 | 5969 | 5975 | 5981 | 5988 | 5995 | 6002 | 6008 | 6015 | 6023 | 6030 | 6037 | NPgY | GSP | NPg Planning Scenario | Number of I&C customers
NPg Planning Scenario | Dem_BB002a | Number of | NPgN | JORD_3 | Number of I&C customers | Jordanthorpe | JORDANTHORPE | 1888 | 1893 | 1899 | 1904 | 1910 | 1915 | 1921 | 1927 | 1932 | 1938 | 1944 | 1950 | 1956 | 1962 | 1968 | 1975 | 1981 | 1988 | 1995 | 2002 | 2009 | 2016 | 2023 | 2031 | 2039 | 2046 | 2054 | 2062 | 2071 | 2079 | NPgY | GSP | NPg Planning Scenario | Number of I&C customers
NPg Planning Scenario | Dem_BB002a | Number of | NPgN | KEAD_YEDL | Number of I&C customers | Keadby | KEADBY | 11598 | 11675 | 11754 | 11832 | 11911 | 11990 | 12069 | 12149 | 12229 | 12309 | 12391 | 12474 | 12558 | 12644 | 12731 | 12819 | 12909 | 13001 | 13094 | 13189 | 13286 | 13385 | 13485 | 13587 | 13690 | 13796 | 13903 | 14012 | 14123 | 14236 | NPgY | GSP | NPg Planning Scenario | Number of I&C customers
NPg Planning Scenario | Dem_BB002a | Number of | NPgN | KIRKB1 | Number of I&C customers | Kirkstall B | KIRKSTALL B | 9054 | 9054 | 9054 | 9054 | 9054 | 9054 | 9054 | 9054 | 9054 | 9054 | 9054 | 9054 | 9054 | 9054 | 9054 | 9054 | 9054 | 9054 | 9054 | 9054 | 9054 | 9054 | 9054 | 9054 | 9054 | 9054 | 9054 | 9054 | 9054 | 9054 | NPgY | GSP | NPg Planning Scenario | Number of I&C customers
NPg Planning Scenario | Dem_BB002a | Number of | NPgN | NEEP_3 | Number of I&C customers | Neepsend | NEEPSEND | 3709 | 3709 | 3709 | 3709 | 3709 | 3709 | 3709 | 3709 | 3709 | 3709 | 3709 | 3709 | 3709 | 3709 | 3709 | 3709 | 3709 | 3709 | 3709 | 3709 | 3709 | 3709 | 3709 | 3709 | 3709 | 3709 | 3709 | 3709 | 3709 | 3709 | NPgY | GSP | NPg Planning Scenario | Number of I&C customers
NPg Planning Scenario | Dem_BB002a | Number of | NPgN | NORL_3 | Number of I&C customers | Norton Lees | NORTON LEES | 2923 | 2923 | 2923 | 2923 | 2923 | 2923 | 2923 | 2923 | 2923 | 2923 | 2923 | 2923 | 2923 | 2923 | 2923 | 2923 | 2923 | 2923 | 2923 | 2923 | 2923 | 2923 | 2923 | 2923 | 2923 | 2923 | 2923 | 2923 | 2923 | 2923 | NPgY | GSP | NPg Planning Scenario | Number of I&C customers
NPg Planning Scenario | Dem_BB002a | Number of | NPgN | PITS_BB_B | Number of I&C customers | Pitsmoor | PITSMOOR 3/4 | 1835 | 1835 | 1835 | 1835 | 1835 | 1835 | 1835 | 1836 | 1836 | 1836 | 1836 | 1836 | 1836 | 1836 | 1836 | 1836 | 1836 | 1836 | 1837 | 1837 | 1837 | 1837 | 1837 | 1837 | 1837 | 1837 | 1837 | 1837 | 1838 | 1838 | NPgY | GSP | NPg Planning Scenario | Number of I&C customers
NPg Planning Scenario | Dem_BB002a | Number of | NPgN | SALT_1 | Number of I&C customers | Saltend North | SALTEND NORTH | 2229 | 2239 | 2250 | 2260 | 2271 | 2282 | 2292 | 2303 | 2314 | 2324 | 2335 | 2346 | 2357 | 2369 | 2380 | 2392 | 2404 | 2416 | 2428 | 2441 | 2454 | 2467 | 2480 | 2493 | 2507 | 2521 | 2535 | 2549 | 2564 | 2579 | NPgY | GSP | NPg Planning Scenario | Number of I&C customers
NPg Planning Scenario | Dem_BB002a | Number of | NPgN | SHEC_3 | Number of I&C customers | Sheffield City | SHEFFIELD CITY | 3662 | 3662 | 3662 | 3662 | 3662 | 3662 | 3662 | 3662 | 3662 | 3662 | 3662 | 3662 | 3662 | 3662 | 3662 | 3662 | 3662 | 3662 | 3662 | 3662 | 3662 | 3662 | 3662 | 3662 | 3662 | 3662 | 3662 | 3662 | 3662 | 3662 | NPgY | GSP | NPg Planning Scenario | Number of I&C customers
NPg Planning Scenario | Dem_BB002a | Number of | NPgN | SKLGB1 | Number of I&C customers | Skelton Grange | SKELTON GRANGE | 22128 | 22139 | 22150 | 22161 | 22172 | 22184 | 22195 | 22207 | 22219 | 22231 | 22243 | 22255 | 22268 | 22281 | 22294 | 22307 | 22321 | 22335 | 22350 | 22364 | 22379 | 22395 | 22410 | 22426 | 22443 | 22460 | 22477 | 22494 | 22512 | 22530 | NPgY | GSP | NPg Planning Scenario | Number of I&C customers
NPg Planning Scenario | Dem_BB002a | Number of | NPgN | TEMP_3 | Number of I&C customers | Templeborough | TEMPLEBOROUGH 275/33KV | 115 | 116 | 117 | 117 | 118 | 119 | 120 | 121 | 121 | 122 | 123 | 124 | 125 | 126 | 127 | 128 | 129 | 130 | 131 | 132 | 133 | 134 | 135 | 136 | 137 | 138 | 140 | 141 | 142 | 143 | NPgY | GSP | NPg Planning Scenario | Number of I&C customers
NPg Planning Scenario | Dem_BB002a | Number of | NPgN | THUR_6 | Number of I&C customers | Thurcroft | THURCROFT | 5666 | 5699 | 5732 | 5766 | 5799 | 5833 | 5868 | 5902 | 5937 | 5972 | 6008 | 6044 | 6082 | 6120 | 6158 | 6198 | 6238 | 6280 | 6322 | 6365 | 6408 | 6453 | 6498 | 6545 | 6592 | 6640 | 6689 | 6739 | 6790 | 6842 | NPgY | GSP | NPg Planning Scenario | Number of I&C customers
NPg Planning Scenario | Dem_BB002a | Number of | NPgN | WMEL_THOM | Number of I&C customers | Thorpe Marsh | WEST MELTON / THORPE MARSH | 14420 | 14499 | 14580 | 14660 | 14741 | 14823 | 14905 | 14988 | 15072 | 15156 | 15242 | 15330 | 15420 | 15511 | 15604 | 15699 | 15796 | 15895 | 15997 | 16100 | 16205 | 16311 | 16420 | 16532 | 16645 | 16761 | 16878 | 16998 | 17120 | 17245 | NPgY | GSP | NPg Planning Scenario | Number of I&C customers
NPg Planning Scenario | Dem_BB002a | Number of | NPgN | WMEL_BB3 | Number of I&C customers | West Melton | WEST MELTON SECTION 3 | 12837 | 12910 | 12984 | 13058 | 13133 | 13208 | 13285 | 13362 | 13440 | 13519 | 13599 | 13681 | 13765 | 13851 | 13938 | 14027 | 14117 | 14210 | 14305 | 14402 | 14500 | 14600 | 14702 | 14809 | 14916 | 15025 | 15136 | 15250 | 15366 | 15484 | NPgY | GSP | NPg Planning Scenario | Number of I&C customers
NPg Planning Scenario | Dem_BB002a | Number of | NPgN | WIBA_3 | Number of I&C customers | Wincobank | WINCOBANK | 679 | 680 | 682 | 683 | 684 | 686 | 687 | 688 | 690 | 691 | 692 | 694 | 695 | 697 | 698 | 700 | 701 | 703 | 705 | 706 | 708 | 710 | 712 | 713 | 715 | 717 | 719 | 721 | 723 | 725 | NPgY | GSP | NPg Planning Scenario | Number of I&C customers
NG FES - System Transformation | Dem_BB002a | Number of | NPgN | BLYTB1 | Number of I&C customers | Blyth 66kV | BLYTH 66kV | 5817 | 5855 | 5892 | 5931 | 5969 | 6008 | 6047 | 6087 | 6126 | 6166 | 6206 | 6247 | 6289 | 6331 | 6373 | 6416 | 6460 | 6505 | 6550 | 6596 | 6642 | 6690 | 6738 | 6788 | 6838 | 6889 | 6940 | 6993 | 7047 | 7101 | NPgN | GSP | NG FES - System Transformation | Number of I&C customers
NG FES - System Transformation | Dem_BB002a | Number of | NPgN | BLYTH132 | Number of I&C customers | Blyth 132kV | BLYTH 132kV | 3523 | 3546 | 3569 | 3592 | 3616 | 3639 | 3663 | 3687 | 3711 | 3735 | 3759 | 3784 | 3809 | 3834 | 3860 | 3886 | 3912 | 3939 | 3966 | 3994 | 4022 | 4051 | 4080 | 4110 | 4140 | 4171 | 4202 | 4234 | 4266 | 4299 | NPgN | GSP | NG FES - System Transformation | Number of I&C customers
NG FES - System Transformation | Dem_BB002a | Number of | NPgN | FOUR_1 | Number of I&C customers | Fourstones | FOURSTONES | 1407 | 1416 | 1425 | 1435 | 1444 | 1453 | 1463 | 1472 | 1482 | 1492 | 1501 | 1511 | 1521 | 1531 | 1542 | 1552 | 1562 | 1573 | 1584 | 1595 | 1606 | 1618 | 1629 | 1641 | 1654 | 1666 | 1678 | 1691 | 1704 | 1717 | NPgN | GSP | NG FES - System Transformation | Number of I&C customers
NG FES - System Transformation | Dem_BB002a | Number of | NPgN | HARM_6 | Number of I&C customers | Hart Moor | HARTMOOR | 3214 | 3215 | 3216 | 3217 | 3218 | 3220 | 3221 | 3222 | 3223 | 3224 | 3225 | 3226 | 3227 | 3229 | 3230 | 3231 | 3232 | 3233 | 3235 | 3236 | 3237 | 3239 | 3240 | 3241 | 3243 | 3244 | 3246 | 3247 | 3249 | 3250 | NPgN | GSP | NG FES - System Transformation | Number of I&C customers
NG FES - System Transformation | Dem_BB002a | Number of | NPgN | HAWP_6 | Number of I&C customers | Hawthorn Pit | HAWTHORN PIT GRID | 3185 | 3186 | 3187 | 3188 | 3189 | 3190 | 3191 | 3192 | 3193 | 3194 | 3195 | 3196 | 3197 | 3198 | 3199 | 3200 | 3201 | 3203 | 3204 | 3205 | 3206 | 3207 | 3208 | 3210 | 3211 | 3212 | 3213 | 3215 | 3216 | 3217 | NPgN | GSP | NG FES - System Transformation | Number of I&C customers
NG FES - System Transformation | Dem_BB002a | Number of | NPgN | KNARE_111 | Number of I&C customers | Knaresborough | KNARESBOROUGH | 8832 | 8920 | 9009 | 9097 | 9185 | 9274 | 9363 | 9453 | 9542 | 9632 | 9724 | 9818 | 9915 | 10013 | 10111 | 10213 | 10316 | 10422 | 10530 | 10640 | 10752 | 10866 | 10982 | 11097 | 11216 | 11337 | 11460 | 11585 | 11712 | 11842 | NPgN | GSP | NG FES - System Transformation | Number of I&C customers
NG FES - System Transformation | Dem_BB002a | Number of | NPgN | LACK_6 | Number of I&C customers | Lackenby | LACKENBY | 5184 | 5217 | 5251 | 5284 | 5318 | 5351 | 5385 | 5419 | 5453 | 5487 | 5521 | 5555 | 5591 | 5627 | 5663 | 5700 | 5737 | 5776 | 5814 | 5854 | 5894 | 5935 | 5976 | 6018 | 6061 | 6104 | 6149 | 6193 | 6239 | 6285 | NPgN | GSP | NG FES - System Transformation | Number of I&C customers
NG FES - System Transformation | Dem_BB002a | Number of | NPgN | NORT_1 | Number of I&C customers | Norton | NORTON | 18612 | 18713 | 18815 | 18917 | 19020 | 19122 | 19225 | 19328 | 19431 | 19535 | 19640 | 19746 | 19855 | 19965 | 20077 | 20191 | 20307 | 20426 | 20547 | 20670 | 20795 | 20922 | 21051 | 21180 | 21313 | 21447 | 21584 | 21723 | 21864 | 22007 | NPgN | GSP | NG FES - System Transformation | Number of I&C customers
NG FES - System Transformation | Dem_BB002a | Number of | NPgN | OFFE_3 | Number of I&C customers | Offerton | OFFERTON | 2136 | 2138 | 2139 | 2141 | 2142 | 2144 | 2145 | 2147 | 2149 | 2150 | 2152 | 2153 | 2155 | 2157 | 2159 | 2160 | 2162 | 2164 | 2166 | 2168 | 2169 | 2171 | 2173 | 2175 | 2177 | 2179 | 2181 | 2183 | 2186 | 2188 | NPgN | GSP | NG FES - System Transformation | Number of I&C customers
NG FES - System Transformation | Dem_BB002a | Number of | NPgN | OSBA_1 | Number of I&C customers | Osbaldwick | OSBALDWICK | 15944 | 16002 | 16060 | 16119 | 16179 | 16239 | 16299 | 16359 | 16420 | 16481 | 16543 | 16606 | 16670 | 16734 | 16799 | 16866 | 16933 | 17002 | 17072 | 17143 | 17215 | 17288 | 17363 | 17441 | 17519 | 17598 | 17679 | 17761 | 17845 | 17930 | NPgN | GSP | NG FES - System Transformation | Number of I&C customers
NG FES - System Transformation | Dem_BB002a | Number of | NPgN | POPP_3 | Number of I&C customers | Poppleton | POPPLETON | 2140 | 2141 | 2143 | 2144 | 2145 | 2147 | 2148 | 2149 | 2151 | 2152 | 2154 | 2155 | 2157 | 2158 | 2160 | 2161 | 2163 | 2164 | 2166 | 2168 | 2169 | 2171 | 2173 | 2174 | 2176 | 2178 | 2180 | 2182 | 2184 | 2186 | NPgN | GSP | NG FES - System Transformation | Number of I&C customers
NG FES - System Transformation | Dem_BB002a | Number of | NPgN | SALH_1 | Number of I&C customers | Saltholme | SALTHOLME | 280 | 281 | 281 | 282 | 283 | 284 | 284 | 285 | 286 | 286 | 287 | 288 | 289 | 289 | 290 | 291 | 292 | 292 | 293 | 294 | 295 | 296 | 297 | 298 | 298 | 299 | 300 | 301 | 302 | 303 | NPgN | GSP | NG FES - System Transformation | Number of I&C customers
NG FES - System Transformation | Dem_BB002a | Number of | NPgN | SSHI_3 | Number of I&C customers | South Shields | SOUTH SHIELDS | 2360 | 2360 | 2360 | 2360 | 2360 | 2360 | 2360 | 2360 | 2360 | 2360 | 2360 | 2360 | 2360 | 2361 | 2361 | 2361 | 2361 | 2361 | 2361 | 2361 | 2361 | 2361 | 2361 | 2361 | 2361 | 2361 | 2361 | 2361 | 2361 | 2361 | NPgN | GSP | NG FES - System Transformation | Number of I&C customers
NG FES - System Transformation | Dem_BB002a | Number of | NPgN | KIELD01 and SPAD20 | Number of I&C customers | 0 | SPADEADAM | 544 | 548 | 551 | 555 | 558 | 562 | 566 | 569 | 573 | 577 | 580 | 584 | 588 | 592 | 596 | 600 | 604 | 608 | 612 | 617 | 621 | 626 | 630 | 635 | 639 | 644 | 649 | 654 | 659 | 664 | NPgN | GSP | NG FES - System Transformation | Number of I&C customers
NG FES - System Transformation | Dem_BB002a | Number of | NPgN | SPEN_1 | Number of I&C customers | Spennymoor | SPENNYMOOR | 10433 | 10436 | 10438 | 10441 | 10444 | 10447 | 10449 | 10452 | 10455 | 10458 | 10461 | 10464 | 10467 | 10470 | 10473 | 10476 | 10479 | 10482 | 10486 | 10489 | 10492 | 10496 | 10500 | 10503 | 10507 | 10510 | 10514 | 10518 | 10522 | 10526 | NPgN | GSP | NG FES - System Transformation | Number of I&C customers
NG FES - System Transformation | Dem_BB002a | Number of | NPgN | STEN_1 | Number of I&C customers | Stella North | STELLA NORTH | 9140 | 9171 | 9202 | 9235 | 9268 | 9302 | 9337 | 9371 | 9406 | 9442 | 9478 | 9514 | 9549 | 9585 | 9622 | 9659 | 9696 | 9733 | 9770 | 9809 | 9848 | 9888 | 9929 | 9968 | 10009 | 10051 | 10094 | 10137 | 10181 | 10226 | NPgN | GSP | NG FES - System Transformation | Number of I&C customers
NG FES - System Transformation | Dem_BB002a | Number of | NPgN | STES_1 | Number of I&C customers | Stella South | STELLA SOUTH | 6208 | 6220 | 6232 | 6245 | 6257 | 6269 | 6282 | 6294 | 6307 | 6320 | 6332 | 6345 | 6359 | 6372 | 6386 | 6399 | 6413 | 6428 | 6442 | 6457 | 6471 | 6487 | 6502 | 6518 | 6534 | 6550 | 6566 | 6583 | 6600 | 6617 | NPgN | GSP | NG FES - System Transformation | Number of I&C customers
NG FES - System Transformation | Dem_BB002a | Number of | NPgN | TYNE_1 | Number of I&C customers | Tynemouth 1 | TYNEMOUTH | 5762 | 5799 | 5837 | 5875 | 5913 | 5952 | 5991 | 6031 | 6071 | 6111 | 6152 | 6193 | 6235 | 6278 | 6321 | 6364 | 6409 | 6454 | 6500 | 6547 | 6594 | 6643 | 6692 | 6742 | 6793 | 6845 | 6898 | 6952 | 7007 | 7063 | NPgN | GSP | NG FES - System Transformation | Number of I&C customers
NG FES - System Transformation | Dem_BB002a | Number of | NPgN | WBOL_6 | Number of I&C customers | West Boldon | WEST BOLDON | 7482 | 7491 | 7501 | 7511 | 7520 | 7530 | 7541 | 7551 | 7561 | 7571 | 7582 | 7592 | 7603 | 7614 | 7625 | 7636 | 7647 | 7658 | 7669 | 7681 | 7693 | 7705 | 7717 | 7729 | 7742 | 7755 | 7768 | 7781 | 7794 | 7808 | NPgN | GSP | NG FES - System Transformation | Number of I&C customers
NG FES - System Transformation | Dem_BB002a | Number of | NPgN | BRAW_1 | Number of I&C customers | Bradford West | BRADFORD WEST | 20938 | 20948 | 20958 | 20968 | 20978 | 20988 | 20998 | 21008 | 21019 | 21029 | 21040 | 21051 | 21062 | 21073 | 21084 | 21096 | 21107 | 21119 | 21132 | 21144 | 21157 | 21170 | 21183 | 21196 | 21210 | 21224 | 21238 | 21252 | 21267 | 21282 | NPgY | GSP | NG FES - System Transformation | Number of I&C customers
NG FES - System Transformation | Dem_BB002a | Number of | NPgN | CAMB_01 | Number of I&C customers | Camblesforth | CAMBLESFORTH | 1640 | 1652 | 1664 | 1676 | 1689 | 1701 | 1713 | 1725 | 1738 | 1750 | 1763 | 1776 | 1789 | 1802 | 1815 | 1829 | 1843 | 1857 | 1871 | 1886 | 1901 | 1916 | 1931 | 1947 | 1962 | 1979 | 1995 | 2012 | 2029 | 2046 | NPgY | GSP | NG FES - System Transformation | Number of I&C customers
NG FES - System Transformation | Dem_BB002a | Number of | NPgN | CREB_1 | Number of I&C customers | Creyke Beck | CREYKE BECK | 20483 | 20574 | 20666 | 20758 | 20850 | 20944 | 21037 | 21130 | 21224 | 21319 | 21414 | 21510 | 21608 | 21708 | 21809 | 21911 | 22016 | 22122 | 22230 | 22341 | 22453 | 22567 | 22683 | 22800 | 22920 | 23042 | 23166 | 23292 | 23420 | 23550 | NPgY | GSP | NG FES - System Transformation | Number of I&C customers
NG FES - System Transformation | Dem_BB002a | Number of | NPgN | DRAX_YEDL | Number of I&C customers | Drax | DRAX | 2174 | 2191 | 2209 | 2227 | 2245 | 2263 | 2281 | 2300 | 2318 | 2337 | 2355 | 2374 | 2394 | 2413 | 2433 | 2453 | 2474 | 2495 | 2516 | 2538 | 2560 | 2583 | 2605 | 2630 | 2654 | 2678 | 2703 | 2729 | 2755 | 2781 | NPgY | GSP | NG FES - System Transformation | Number of I&C customers
NG FES - System Transformation | Dem_BB002a | Number of | NPgN | ELLA_1 | Number of I&C customers | Elland | ELLAND | 15441 | 15446 | 15450 | 15455 | 15459 | 15464 | 15469 | 15474 | 15479 | 15483 | 15489 | 15494 | 15499 | 15504 | 15510 | 15515 | 15521 | 15527 | 15533 | 15539 | 15545 | 15551 | 15557 | 15564 | 15571 | 15578 | 15585 | 15592 | 15599 | 15607 | NPgY | GSP | NG FES - System Transformation | Number of I&C customers
NG FES - System Transformation | Dem_BB002a | Number of | NPgN | FERRA2 | Number of I&C customers | Ferrybridge A | FERRYBRIDGE A | 3277 | 3296 | 3315 | 3334 | 3353 | 3373 | 3393 | 3413 | 3433 | 3453 | 3474 | 3495 | 3517 | 3539 | 3561 | 3584 | 3607 | 3631 | 3656 | 3681 | 3706 | 3732 | 3758 | 3786 | 3813 | 3842 | 3871 | 3900 | 3930 | 3961 | NPgY | GSP | NG FES - System Transformation | Number of I&C customers
NG FES - System Transformation | Dem_BB002a | Number of | NPgN | FERRB9 | Number of I&C customers | Ferrybridge B (_M) | FERRYBRIDGE B | 9872 | 9914 | 9956 | 9999 | 10042 | 10085 | 10128 | 10172 | 10217 | 10262 | 10307 | 10354 | 10401 | 10450 | 10499 | 10549 | 10600 | 10652 | 10706 | 10760 | 10815 | 10872 | 10929 | 10989 | 11050 | 11111 | 11174 | 11238 | 11304 | 11371 | NPgY | GSP | NG FES - System Transformation | Number of I&C customers
NG FES - System Transformation | Dem_BB002a | Number of | NPgN | GRIW_1 | Number of I&C customers | Grimsby West | GRIMSBY WEST | 5864 | 5869 | 5874 | 5879 | 5885 | 5890 | 5895 | 5900 | 5906 | 5911 | 5916 | 5922 | 5927 | 5933 | 5938 | 5944 | 5950 | 5956 | 5962 | 5969 | 5975 | 5981 | 5988 | 5995 | 6002 | 6008 | 6015 | 6023 | 6030 | 6037 | NPgY | GSP | NG FES - System Transformation | Number of I&C customers
NG FES - System Transformation | Dem_BB002a | Number of | NPgN | JORD_3 | Number of I&C customers | Jordanthorpe | JORDANTHORPE | 1888 | 1893 | 1899 | 1904 | 1910 | 1915 | 1921 | 1927 | 1932 | 1938 | 1944 | 1950 | 1956 | 1962 | 1968 | 1975 | 1981 | 1988 | 1995 | 2002 | 2009 | 2016 | 2023 | 2031 | 2039 | 2046 | 2054 | 2062 | 2071 | 2079 | NPgY | GSP | NG FES - System Transformation | Number of I&C customers
NG FES - System Transformation | Dem_BB002a | Number of | NPgN | KEAD_YEDL | Number of I&C customers | Keadby | KEADBY | 11598 | 11675 | 11754 | 11832 | 11911 | 11990 | 12069 | 12149 | 12229 | 12309 | 12391 | 12474 | 12558 | 12644 | 12731 | 12819 | 12909 | 13001 | 13094 | 13189 | 13286 | 13385 | 13485 | 13587 | 13690 | 13796 | 13903 | 14012 | 14123 | 14236 | NPgY | GSP | NG FES - System Transformation | Number of I&C customers
NG FES - System Transformation | Dem_BB002a | Number of | NPgN | KIRKB1 | Number of I&C customers | Kirkstall B | KIRKSTALL B | 9054 | 9054 | 9054 | 9054 | 9054 | 9054 | 9054 | 9054 | 9054 | 9054 | 9054 | 9054 | 9054 | 9054 | 9054 | 9054 | 9054 | 9054 | 9054 | 9054 | 9054 | 9054 | 9054 | 9054 | 9054 | 9054 | 9054 | 9054 | 9054 | 9054 | NPgY | GSP | NG FES - System Transformation | Number of I&C customers
NG FES - System Transformation | Dem_BB002a | Number of | NPgN | NEEP_3 | Number of I&C customers | Neepsend | NEEPSEND | 3709 | 3709 | 3709 | 3709 | 3709 | 3709 | 3709 | 3709 | 3709 | 3709 | 3709 | 3709 | 3709 | 3709 | 3709 | 3709 | 3709 | 3709 | 3709 | 3709 | 3709 | 3709 | 3709 | 3709 | 3709 | 3709 | 3709 | 3709 | 3709 | 3709 | NPgY | GSP | NG FES - System Transformation | Number of I&C customers
NG FES - System Transformation | Dem_BB002a | Number of | NPgN | NORL_3 | Number of I&C customers | Norton Lees | NORTON LEES | 2923 | 2923 | 2923 | 2923 | 2923 | 2923 | 2923 | 2923 | 2923 | 2923 | 2923 | 2923 | 2923 | 2923 | 2923 | 2923 | 2923 | 2923 | 2923 | 2923 | 2923 | 2923 | 2923 | 2923 | 2923 | 2923 | 2923 | 2923 | 2923 | 2923 | NPgY | GSP | NG FES - System Transformation | Number of I&C customers
NG FES - System Transformation | Dem_BB002a | Number of | NPgN | PITS_BB_B | Number of I&C customers | Pitsmoor | PITSMOOR 3/4 | 1835 | 1835 | 1835 | 1835 | 1835 | 1835 | 1835 | 1836 | 1836 | 1836 | 1836 | 1836 | 1836 | 1836 | 1836 | 1836 | 1836 | 1836 | 1837 | 1837 | 1837 | 1837 | 1837 | 1837 | 1837 | 1837 | 1837 | 1837 | 1838 | 1838 | NPgY | GSP | NG FES - System Transformation | Number of I&C customers
NG FES - System Transformation | Dem_BB002a | Number of | NPgN | SALT_1 | Number of I&C customers | Saltend North | SALTEND NORTH | 2229 | 2239 | 2250 | 2260 | 2271 | 2282 | 2292 | 2303 | 2314 | 2324 | 2335 | 2346 | 2357 | 2369 | 2380 | 2392 | 2404 | 2416 | 2428 | 2441 | 2454 | 2467 | 2480 | 2493 | 2507 | 2521 | 2535 | 2549 | 2564 | 2579 | NPgY | GSP | NG FES - System Transformation | Number of I&C customers
NG FES - System Transformation | Dem_BB002a | Number of | NPgN | SHEC_3 | Number of I&C customers | Sheffield City | SHEFFIELD CITY | 3662 | 3662 | 3662 | 3662 | 3662 | 3662 | 3662 | 3662 | 3662 | 3662 | 3662 | 3662 | 3662 | 3662 | 3662 | 3662 | 3662 | 3662 | 3662 | 3662 | 3662 | 3662 | 3662 | 3662 | 3662 | 3662 | 3662 | 3662 | 3662 | 3662 | NPgY | GSP | NG FES - System Transformation | Number of I&C customers
NG FES - System Transformation | Dem_BB002a | Number of | NPgN | SKLGB1 | Number of I&C customers | Skelton Grange | SKELTON GRANGE | 22128 | 22139 | 22150 | 22161 | 22172 | 22184 | 22195 | 22207 | 22219 | 22231 | 22243 | 22255 | 22268 | 22281 | 22294 | 22307 | 22321 | 22335 | 22350 | 22364 | 22379 | 22395 | 22410 | 22426 | 22443 | 22460 | 22477 | 22494 | 22512 | 22530 | NPgY | GSP | NG FES - System Transformation | Number of I&C customers
NG FES - System Transformation | Dem_BB002a | Number of | NPgN | TEMP_3 | Number of I&C customers | Templeborough | TEMPLEBOROUGH 275/33KV | 115 | 116 | 117 | 117 | 118 | 119 | 120 | 121 | 121 | 122 | 123 | 124 | 125 | 126 | 127 | 128 | 129 | 130 | 131 | 132 | 133 | 134 | 135 | 136 | 137 | 138 | 140 | 141 | 142 | 143 | NPgY | GSP | NG FES - System Transformation | Number of I&C customers
NG FES - System Transformation | Dem_BB002a | Number of | NPgN | THUR_6 | Number of I&C customers | Thurcroft | THURCROFT | 5666 | 5699 | 5732 | 5766 | 5799 | 5833 | 5868 | 5902 | 5937 | 5972 | 6008 | 6044 | 6082 | 6120 | 6158 | 6198 | 6238 | 6280 | 6322 | 6365 | 6408 | 6453 | 6498 | 6545 | 6592 | 6640 | 6689 | 6739 | 6790 | 6842 | NPgY | GSP | NG FES - System Transformation | Number of I&C customers
NG FES - System Transformation | Dem_BB002a | Number of | NPgN | WMEL_THOM | Number of I&C customers | Thorpe Marsh | WEST MELTON / THORPE MARSH | 14420 | 14499 | 14580 | 14660 | 14741 | 14823 | 14905 | 14988 | 15072 | 15156 | 15242 | 15330 | 15420 | 15511 | 15604 | 15699 | 15796 | 15895 | 15997 | 16100 | 16205 | 16311 | 16420 | 16532 | 16645 | 16761 | 16878 | 16998 | 17120 | 17245 | NPgY | GSP | NG FES - System Transformation | Number of I&C customers
NG FES - System Transformation | Dem_BB002a | Number of | NPgN | WMEL_BB3 | Number of I&C customers | West Melton | WEST MELTON SECTION 3 | 12837 | 12910 | 12984 | 13058 | 13133 | 13208 | 13285 | 13362 | 13440 | 13519 | 13599 | 13681 | 13765 | 13851 | 13938 | 14027 | 14117 | 14210 | 14305 | 14402 | 14500 | 14600 | 14702 | 14809 | 14916 | 15025 | 15136 | 15250 | 15366 | 15484 | NPgY | GSP | NG FES - System Transformation | Number of I&C customers
NG FES - System Transformation | Dem_BB002a | Number of | NPgN | WIBA_3 | Number of I&C customers | Wincobank | WINCOBANK | 679 | 680 | 682 | 683 | 684 | 686 | 687 | 688 | 690 | 691 | 692 | 694 | 695 | 697 | 698 | 700 | 701 | 703 | 705 | 706 | 708 | 710 | 712 | 713 | 715 | 717 | 719 | 721 | 723 | 725 | NPgY | GSP | NG FES - System Transformation | Number of I&C customers
NG FES - Consumer Transformation | Lct_BB007 | Number of | NPgN | BLYTB1 | Number of I&C full electric heat pumps | Blyth 66kV | BLYTH 66kV | 138 | 175 | 192 | 223 | 259 | 344 | 442 | 540 | 639 | 738 | 842 | 944 | 1048 | 1152 | 1256 | 1381 | 1489 | 1585 | 1670 | 1753 | 1825 | 1889 | 1948 | 2003 | 2056 | 2105 | 2155 | 2205 | 2255 | 2305 | NPgN | GSP | NG FES - Consumer Transformation | Number of I&C full electric heat pumps
NG FES - Consumer Transformation | Lct_BB007 | Number of | NPgN | BLYTH132 | Number of I&C full electric heat pumps | Blyth 132kV | BLYTH 132kV | 84 | 106 | 116 | 135 | 157 | 208 | 268 | 327 | 387 | 447 | 510 | 572 | 635 | 698 | 761 | 836 | 902 | 960 | 1011 | 1061 | 1105 | 1144 | 1180 | 1213 | 1245 | 1274 | 1305 | 1335 | 1365 | 1396 | NPgN | GSP | NG FES - Consumer Transformation | Number of I&C full electric heat pumps
NG FES - Consumer Transformation | Lct_BB007 | Number of | NPgN | FOUR_1 | Number of I&C full electric heat pumps | Fourstones | FOURSTONES | 33 | 42 | 46 | 54 | 63 | 83 | 107 | 131 | 155 | 179 | 204 | 228 | 253 | 279 | 304 | 334 | 360 | 383 | 404 | 424 | 441 | 457 | 471 | 484 | 497 | 509 | 521 | 533 | 545 | 557 | NPgN | GSP | NG FES - Consumer Transformation | Number of I&C full electric heat pumps
NG FES - Consumer Transformation | Lct_BB007 | Number of | NPgN | HARM_6 | Number of I&C full electric heat pumps | Hart Moor | HARTMOOR | 76 | 96 | 105 | 121 | 140 | 184 | 235 | 286 | 336 | 386 | 437 | 488 | 538 | 588 | 636 | 695 | 745 | 788 | 825 | 860 | 890 | 915 | 937 | 956 | 975 | 991 | 1008 | 1024 | 1040 | 1055 | NPgN | GSP | NG FES - Consumer Transformation | Number of I&C full electric heat pumps
NG FES - Consumer Transformation | Lct_BB007 | Number of | NPgN | HAWP_6 | Number of I&C full electric heat pumps | Hawthorn Pit | HAWTHORN PIT GRID | 76 | 95 | 104 | 120 | 138 | 183 | 233 | 283 | 333 | 382 | 433 | 483 | 533 | 582 | 630 | 689 | 738 | 780 | 817 | 852 | 881 | 906 | 928 | 947 | 966 | 981 | 998 | 1013 | 1029 | 1044 | NPgN | GSP | NG FES - Consumer Transformation | Number of I&C full electric heat pumps
NG FES - Consumer Transformation | Lct_BB007 | Number of | NPgN | KNARE_111 | Number of I&C full electric heat pumps | Knaresborough | KNARESBOROUGH | 209 | 267 | 293 | 342 | 399 | 531 | 684 | 839 | 995 | 1153 | 1319 | 1484 | 1652 | 1822 | 1992 | 2198 | 2377 | 2540 | 2685 | 2827 | 2955 | 3069 | 3175 | 3275 | 3373 | 3464 | 3558 | 3652 | 3748 | 3844 | NPgN | GSP | NG FES - Consumer Transformation | Number of I&C full electric heat pumps
NG FES - Consumer Transformation | Lct_BB007 | Number of | NPgN | LACK_6 | Number of I&C full electric heat pumps | Lackenby | LACKENBY | 123 | 156 | 171 | 199 | 231 | 306 | 394 | 481 | 569 | 657 | 749 | 839 | 932 | 1024 | 1116 | 1227 | 1322 | 1407 | 1482 | 1555 | 1620 | 1676 | 1728 | 1776 | 1823 | 1865 | 1909 | 1952 | 1996 | 2040 | NPgN | GSP | NG FES - Consumer Transformation | Number of I&C full electric heat pumps
NG FES - Consumer Transformation | Lct_BB007 | Number of | NPgN | NORT_1 | Number of I&C full electric heat pumps | Norton | NORTON | 441 | 559 | 613 | 712 | 826 | 1094 | 1405 | 1715 | 2026 | 2338 | 2663 | 2984 | 3309 | 3634 | 3956 | 4345 | 4680 | 4978 | 5238 | 5492 | 5715 | 5909 | 6087 | 6250 | 6409 | 6553 | 6701 | 6848 | 6996 | 7144 | NPgN | GSP | NG FES - Consumer Transformation | Number of I&C full electric heat pumps
NG FES - Consumer Transformation | Lct_BB007 | Number of | NPgN | OFFE_3 | Number of I&C full electric heat pumps | Offerton | OFFERTON | 51 | 64 | 70 | 81 | 93 | 123 | 157 | 191 | 224 | 257 | 292 | 325 | 359 | 393 | 425 | 465 | 498 | 527 | 552 | 576 | 596 | 613 | 628 | 642 | 655 | 666 | 677 | 688 | 699 | 710 | NPgN | GSP | NG FES - Consumer Transformation | Number of I&C full electric heat pumps
NG FES - Consumer Transformation | Lct_BB007 | Number of | NPgN | OSBA_1 | Number of I&C full electric heat pumps | Osbaldwick | OSBALDWICK | 378 | 478 | 523 | 606 | 703 | 929 | 1191 | 1452 | 1712 | 1973 | 2243 | 2509 | 2778 | 3045 | 3310 | 3629 | 3902 | 4143 | 4352 | 4555 | 4731 | 4883 | 5020 | 5146 | 5268 | 5377 | 5489 | 5599 | 5710 | 5821 | NPgN | GSP | NG FES - Consumer Transformation | Number of I&C full electric heat pumps
NG FES - Consumer Transformation | Lct_BB007 | Number of | NPgN | POPP_3 | Number of I&C full electric heat pumps | Poppleton | POPPLETON | 51 | 64 | 70 | 81 | 93 | 123 | 157 | 191 | 224 | 258 | 292 | 326 | 359 | 393 | 426 | 465 | 498 | 527 | 552 | 576 | 596 | 613 | 628 | 642 | 654 | 665 | 677 | 688 | 699 | 710 | NPgN | GSP | NG FES - Consumer Transformation | Number of I&C full electric heat pumps
NG FES - Consumer Transformation | Lct_BB007 | Number of | NPgN | SALH_1 | Number of I&C full electric heat pumps | Saltholme | SALTHOLME | 7 | 8 | 9 | 11 | 12 | 16 | 21 | 25 | 30 | 34 | 39 | 43 | 48 | 53 | 57 | 63 | 67 | 71 | 75 | 78 | 81 | 84 | 86 | 88 | 90 | 91 | 93 | 95 | 97 | 98 | NPgN | GSP | NG FES - Consumer Transformation | Number of I&C full electric heat pumps
NG FES - Consumer Transformation | Lct_BB007 | Number of | NPgN | SSHI_3 | Number of I&C full electric heat pumps | South Shields | SOUTH SHIELDS | 56 | 71 | 77 | 89 | 102 | 135 | 172 | 209 | 246 | 283 | 320 | 357 | 393 | 430 | 465 | 508 | 544 | 575 | 602 | 627 | 649 | 667 | 683 | 697 | 710 | 721 | 733 | 744 | 756 | 767 | NPgN | GSP | NG FES - Consumer Transformation | Number of I&C full electric heat pumps
NG FES - Consumer Transformation | Lct_BB007 | Number of | NPgN | KIELD01 and SPAD20 | Number of I&C full electric heat pumps | 0 | SPADEADAM | 13 | 16 | 18 | 21 | 24 | 32 | 41 | 51 | 60 | 69 | 79 | 88 | 98 | 108 | 117 | 129 | 139 | 148 | 156 | 164 | 171 | 177 | 182 | 187 | 192 | 197 | 201 | 206 | 211 | 215 | NPgN | GSP | NG FES - Consumer Transformation | Number of I&C full electric heat pumps
NG FES - Consumer Transformation | Lct_BB007 | Number of | NPgN | SPEN_1 | Number of I&C full electric heat pumps | Spennymoor | SPENNYMOOR | 247 | 312 | 340 | 393 | 454 | 598 | 764 | 927 | 1090 | 1252 | 1419 | 1581 | 1744 | 1905 | 2064 | 2254 | 2415 | 2554 | 2673 | 2787 | 2883 | 2964 | 3036 | 3099 | 3160 | 3211 | 3264 | 3316 | 3367 | 3417 | NPgN | GSP | NG FES - Consumer Transformation | Number of I&C full electric heat pumps
NG FES - Consumer Transformation | Lct_BB007 | Number of | NPgN | STEN_1 | Number of I&C full electric heat pumps | Stella North | STELLA NORTH | 217 | 274 | 300 | 347 | 402 | 532 | 682 | 832 | 981 | 1130 | 1285 | 1438 | 1591 | 1744 | 1896 | 2079 | 2235 | 2372 | 2491 | 2606 | 2706 | 2793 | 2871 | 2941 | 3010 | 3071 | 3134 | 3196 | 3258 | 3320 | NPgN | GSP | NG FES - Consumer Transformation | Number of I&C full electric heat pumps
NG FES - Consumer Transformation | Lct_BB007 | Number of | NPgN | STES_1 | Number of I&C full electric heat pumps | Stella South | STELLA SOUTH | 147 | 186 | 203 | 235 | 272 | 359 | 459 | 559 | 658 | 757 | 859 | 959 | 1060 | 1160 | 1258 | 1377 | 1478 | 1566 | 1642 | 1716 | 1778 | 1832 | 1880 | 1923 | 1965 | 2001 | 2039 | 2075 | 2112 | 2148 | NPgN | GSP | NG FES - Consumer Transformation | Number of I&C full electric heat pumps
NG FES - Consumer Transformation | Lct_BB007 | Number of | NPgN | TYNE_1 | Number of I&C full electric heat pumps | Tynemouth 1 | TYNEMOUTH | 137 | 173 | 190 | 221 | 257 | 341 | 438 | 535 | 633 | 732 | 834 | 936 | 1039 | 1142 | 1245 | 1370 | 1477 | 1573 | 1657 | 1740 | 1812 | 1876 | 1935 | 1989 | 2043 | 2091 | 2142 | 2192 | 2242 | 2293 | NPgN | GSP | NG FES - Consumer Transformation | Number of I&C full electric heat pumps
NG FES - Consumer Transformation | Lct_BB007 | Number of | NPgN | WBOL_6 | Number of I&C full electric heat pumps | West Boldon | WEST BOLDON | 177 | 224 | 244 | 282 | 327 | 431 | 551 | 670 | 788 | 906 | 1028 | 1147 | 1267 | 1386 | 1502 | 1643 | 1762 | 1866 | 1955 | 2041 | 2114 | 2176 | 2231 | 2281 | 2328 | 2369 | 2412 | 2453 | 2494 | 2535 | NPgN | GSP | NG FES - Consumer Transformation | Number of I&C full electric heat pumps
NG FES - Consumer Transformation | Lct_BB007 | Number of | NPgN | BRAW_1 | Number of I&C full electric heat pumps | Bradford West | BRADFORD WEST | 482 | 593 | 638 | 722 | 819 | 1109 | 1397 | 1699 | 1999 | 2299 | 2624 | 2929 | 3236 | 3539 | 3838 | 4199 | 4505 | 4772 | 5000 | 5221 | 5423 | 5583 | 5726 | 5854 | 5977 | 6096 | 6206 | 6313 | 6420 | 6525 | NPgY | GSP | NG FES - Consumer Transformation | Number of I&C full electric heat pumps
NG FES - Consumer Transformation | Lct_BB007 | Number of | NPgN | CAMB_01 | Number of I&C full electric heat pumps | Camblesforth | CAMBLESFORTH | 38 | 47 | 51 | 58 | 66 | 90 | 114 | 140 | 165 | 191 | 220 | 247 | 275 | 303 | 330 | 364 | 393 | 419 | 443 | 466 | 487 | 505 | 522 | 538 | 553 | 568 | 583 | 598 | 612 | 627 | NPgY | GSP | NG FES - Consumer Transformation | Number of I&C full electric heat pumps
NG FES - Consumer Transformation | Lct_BB007 | Number of | NPgN | CREB_1 | Number of I&C full electric heat pumps | Creyke Beck | CREYKE BECK | 471 | 583 | 629 | 715 | 814 | 1107 | 1399 | 1708 | 2019 | 2331 | 2671 | 2993 | 3320 | 3646 | 3970 | 4362 | 4699 | 4998 | 5260 | 5516 | 5755 | 5952 | 6132 | 6297 | 6458 | 6619 | 6769 | 6919 | 7070 | 7221 | NPgY | GSP | NG FES - Consumer Transformation | Number of I&C full electric heat pumps
NG FES - Consumer Transformation | Lct_BB007 | Number of | NPgN | DRAX_YEDL | Number of I&C full electric heat pumps | Drax | DRAX | 50 | 62 | 67 | 77 | 88 | 120 | 152 | 186 | 220 | 255 | 294 | 330 | 368 | 405 | 443 | 488 | 528 | 564 | 595 | 627 | 656 | 681 | 704 | 726 | 748 | 769 | 790 | 811 | 831 | 853 | NPgY | GSP | NG FES - Consumer Transformation | Number of I&C full electric heat pumps
NG FES - Consumer Transformation | Lct_BB007 | Number of | NPgN | ELLA_1 | Number of I&C full electric heat pumps | Elland | ELLAND | 355 | 438 | 470 | 532 | 604 | 817 | 1029 | 1251 | 1472 | 1693 | 1932 | 2156 | 2381 | 2604 | 2823 | 3089 | 3313 | 3508 | 3675 | 3837 | 3985 | 4102 | 4205 | 4298 | 4388 | 4475 | 4554 | 4632 | 4709 | 4785 | NPgY | GSP | NG FES - Consumer Transformation | Number of I&C full electric heat pumps
NG FES - Consumer Transformation | Lct_BB007 | Number of | NPgN | FERRA2 | Number of I&C full electric heat pumps | Ferrybridge A | FERRYBRIDGE A | 75 | 93 | 101 | 115 | 131 | 178 | 226 | 276 | 327 | 377 | 433 | 486 | 540 | 594 | 648 | 713 | 770 | 820 | 865 | 909 | 950 | 984 | 1016 | 1046 | 1075 | 1103 | 1131 | 1159 | 1186 | 1214 | NPgY | GSP | NG FES - Consumer Transformation | Number of I&C full electric heat pumps
NG FES - Consumer Transformation | Lct_BB007 | Number of | NPgN | FERRB9 | Number of I&C full electric heat pumps | Ferrybridge B (_M) | FERRYBRIDGE B | 227 | 281 | 303 | 344 | 392 | 533 | 674 | 822 | 972 | 1122 | 1286 | 1441 | 1598 | 1755 | 1911 | 2100 | 2262 | 2407 | 2533 | 2657 | 2772 | 2867 | 2954 | 3035 | 3114 | 3192 | 3265 | 3338 | 3412 | 3486 | NPgY | GSP | NG FES - Consumer Transformation | Number of I&C full electric heat pumps
NG FES - Consumer Transformation | Lct_BB007 | Number of | NPgN | GRIW_1 | Number of I&C full electric heat pumps | Grimsby West | GRIMSBY WEST | 135 | 166 | 179 | 203 | 230 | 311 | 392 | 477 | 562 | 646 | 738 | 824 | 911 | 996 | 1081 | 1183 | 1270 | 1346 | 1411 | 1474 | 1532 | 1578 | 1619 | 1656 | 1691 | 1726 | 1758 | 1789 | 1820 | 1851 | NPgY | GSP | NG FES - Consumer Transformation | Number of I&C full electric heat pumps
NG FES - Consumer Transformation | Lct_BB007 | Number of | NPgN | JORD_3 | Number of I&C full electric heat pumps | Jordanthorpe | JORDANTHORPE | 43 | 54 | 58 | 66 | 75 | 101 | 128 | 156 | 184 | 212 | 242 | 271 | 300 | 330 | 358 | 393 | 423 | 449 | 472 | 494 | 515 | 532 | 547 | 561 | 574 | 588 | 600 | 613 | 625 | 637 | NPgY | GSP | NG FES - Consumer Transformation | Number of I&C full electric heat pumps
NG FES - Consumer Transformation | Lct_BB007 | Number of | NPgN | KEAD_YEDL | Number of I&C full electric heat pumps | Keadby | KEADBY | 267 | 331 | 358 | 408 | 465 | 634 | 803 | 982 | 1163 | 1346 | 1546 | 1736 | 1929 | 2124 | 2318 | 2552 | 2755 | 2937 | 3099 | 3257 | 3406 | 3530 | 3645 | 3752 | 3858 | 3963 | 4063 | 4162 | 4263 | 4365 | NPgY | GSP | NG FES - Consumer Transformation | Number of I&C full electric heat pumps
NG FES - Consumer Transformation | Lct_BB007 | Number of | NPgN | KIRKB1 | Number of I&C full electric heat pumps | Kirkstall B | KIRKSTALL B | 208 | 257 | 276 | 312 | 354 | 479 | 602 | 732 | 861 | 990 | 1129 | 1260 | 1391 | 1521 | 1648 | 1802 | 1932 | 2046 | 2142 | 2236 | 2321 | 2388 | 2447 | 2500 | 2551 | 2601 | 2646 | 2690 | 2733 | 2776 | NPgY | GSP | NG FES - Consumer Transformation | Number of I&C full electric heat pumps
NG FES - Consumer Transformation | Lct_BB007 | Number of | NPgN | NEEP_3 | Number of I&C full electric heat pumps | Neepsend | NEEPSEND | 85 | 105 | 113 | 128 | 145 | 196 | 247 | 300 | 353 | 405 | 463 | 516 | 570 | 623 | 675 | 738 | 792 | 838 | 878 | 916 | 951 | 978 | 1003 | 1024 | 1045 | 1065 | 1084 | 1102 | 1120 | 1137 | NPgY | GSP | NG FES - Consumer Transformation | Number of I&C full electric heat pumps
NG FES - Consumer Transformation | Lct_BB007 | Number of | NPgN | NORL_3 | Number of I&C full electric heat pumps | Norton Lees | NORTON LEES | 67 | 83 | 89 | 101 | 114 | 154 | 194 | 236 | 278 | 320 | 365 | 407 | 449 | 491 | 532 | 582 | 624 | 660 | 692 | 722 | 749 | 771 | 790 | 807 | 824 | 840 | 854 | 868 | 882 | 896 | NPgY | GSP | NG FES - Consumer Transformation | Number of I&C full electric heat pumps
NG FES - Consumer Transformation | Lct_BB007 | Number of | NPgN | PITS_BB_B | Number of I&C full electric heat pumps | Pitsmoor | PITSMOOR 3/4 | 42 | 52 | 56 | 63 | 72 | 97 | 122 | 148 | 175 | 201 | 229 | 255 | 282 | 308 | 334 | 366 | 392 | 415 | 435 | 453 | 471 | 484 | 497 | 507 | 518 | 528 | 537 | 546 | 555 | 563 | NPgY | GSP | NG FES - Consumer Transformation | Number of I&C full electric heat pumps
NG FES - Consumer Transformation | Lct_BB007 | Number of | NPgN | SALT_1 | Number of I&C full electric heat pumps | Saltend North | SALTEND NORTH | 51 | 63 | 69 | 78 | 89 | 121 | 152 | 186 | 220 | 254 | 291 | 326 | 362 | 398 | 433 | 476 | 513 | 546 | 575 | 603 | 629 | 651 | 670 | 689 | 706 | 724 | 741 | 757 | 774 | 791 | NPgY | GSP | NG FES - Consumer Transformation | Number of I&C full electric heat pumps
NG FES - Consumer Transformation | Lct_BB007 | Number of | NPgN | SHEC_3 | Number of I&C full electric heat pumps | Sheffield City | SHEFFIELD CITY | 84 | 104 | 112 | 126 | 143 | 194 | 244 | 296 | 348 | 400 | 457 | 510 | 563 | 615 | 667 | 729 | 782 | 827 | 867 | 904 | 939 | 966 | 990 | 1011 | 1032 | 1052 | 1070 | 1088 | 1105 | 1123 | NPgY | GSP | NG FES - Consumer Transformation | Number of I&C full electric heat pumps
NG FES - Consumer Transformation | Lct_BB007 | Number of | NPgN | SKLGB1 | Number of I&C full electric heat pumps | Skelton Grange | SKELTON GRANGE | 509 | 627 | 674 | 763 | 866 | 1172 | 1476 | 1795 | 2113 | 2430 | 2774 | 3097 | 3421 | 3742 | 4059 | 4441 | 4764 | 5046 | 5289 | 5522 | 5736 | 5906 | 6058 | 6194 | 6324 | 6451 | 6568 | 6682 | 6796 | 6908 | NPgY | GSP | NG FES - Consumer Transformation | Number of I&C full electric heat pumps
NG FES - Consumer Transformation | Lct_BB007 | Number of | NPgN | TEMP_3 | Number of I&C full electric heat pumps | Templeborough | TEMPLEBOROUGH 275/33KV | 3 | 3 | 4 | 4 | 5 | 6 | 8 | 10 | 12 | 13 | 15 | 17 | 19 | 21 | 23 | 25 | 27 | 29 | 31 | 33 | 34 | 35 | 36 | 38 | 39 | 40 | 41 | 42 | 43 | 44 | NPgY | GSP | NG FES - Consumer Transformation | Number of I&C full electric heat pumps
NG FES - Consumer Transformation | Lct_BB007 | Number of | NPgN | THUR_6 | Number of I&C full electric heat pumps | Thurcroft | THURCROFT | 130 | 161 | 175 | 199 | 226 | 308 | 390 | 477 | 565 | 653 | 749 | 841 | 934 | 1028 | 1121 | 1234 | 1331 | 1419 | 1496 | 1572 | 1643 | 1702 | 1757 | 1808 | 1858 | 1907 | 1955 | 2002 | 2050 | 2098 | NPgY | GSP | NG FES - Consumer Transformation | Number of I&C full electric heat pumps
NG FES - Consumer Transformation | Lct_BB007 | Number of | NPgN | WMEL_THOM | Number of I&C full electric heat pumps | Thorpe Marsh | WEST MELTON / THORPE MARSH | 332 | 411 | 444 | 505 | 576 | 783 | 991 | 1212 | 1434 | 1657 | 1901 | 2133 | 2369 | 2605 | 2841 | 3125 | 3371 | 3591 | 3785 | 3975 | 4154 | 4302 | 4439 | 4566 | 4690 | 4814 | 4932 | 5049 | 5168 | 5287 | NPgY | GSP | NG FES - Consumer Transformation | Number of I&C full electric heat pumps
NG FES - Consumer Transformation | Lct_BB007 | Number of | NPgN | WMEL_BB3 | Number of I&C full electric heat pumps | West Melton | WEST MELTON SECTION 3 | 295 | 366 | 395 | 450 | 513 | 698 | 884 | 1080 | 1278 | 1478 | 1696 | 1904 | 2115 | 2326 | 2537 | 2792 | 3013 | 3211 | 3385 | 3556 | 3717 | 3851 | 3974 | 4090 | 4203 | 4316 | 4423 | 4530 | 4638 | 4747 | NPgY | GSP | NG FES - Consumer Transformation | Number of I&C full electric heat pumps
NG FES - Consumer Transformation | Lct_BB007 | Number of | NPgN | WIBA_3 | Number of I&C full electric heat pumps | Wincobank | WINCOBANK | 16 | 19 | 21 | 24 | 27 | 36 | 46 | 56 | 66 | 76 | 86 | 97 | 107 | 117 | 127 | 139 | 150 | 159 | 167 | 174 | 181 | 187 | 192 | 197 | 202 | 206 | 210 | 214 | 218 | 222 | NPgY | GSP | NG FES - Consumer Transformation | Number of I&C full electric heat pumps
NG FES - Falling Short | Lct_BB007 | Number of | NPgN | BLYTB1 | Number of I&C full electric heat pumps | Blyth 66kV | BLYTH 66kV | 138 | 124 | 125 | 126 | 126 | 126 | 145 | 166 | 187 | 208 | 237 | 262 | 287 | 312 | 338 | 373 | 405 | 440 | 476 | 515 | 559 | 589 | 619 | 650 | 683 | 716 | 745 | 775 | 806 | 838 | NPgN | GSP | NG FES - Falling Short | Number of I&C full electric heat pumps
NG FES - Falling Short | Lct_BB007 | Number of | NPgN | BLYTH132 | Number of I&C full electric heat pumps | Blyth 132kV | BLYTH 132kV | 84 | 75 | 76 | 76 | 76 | 77 | 88 | 100 | 113 | 126 | 144 | 159 | 174 | 189 | 204 | 226 | 245 | 266 | 289 | 312 | 338 | 357 | 375 | 394 | 414 | 434 | 451 | 469 | 488 | 507 | NPgN | GSP | NG FES - Falling Short | Number of I&C full electric heat pumps
NG FES - Falling Short | Lct_BB007 | Number of | NPgN | FOUR_1 | Number of I&C full electric heat pumps | Fourstones | FOURSTONES | 33 | 30 | 30 | 30 | 30 | 31 | 35 | 40 | 45 | 50 | 57 | 63 | 69 | 76 | 82 | 90 | 98 | 106 | 115 | 125 | 135 | 142 | 150 | 157 | 165 | 173 | 180 | 187 | 195 | 203 | NPgN | GSP | NG FES - Falling Short | Number of I&C full electric heat pumps
NG FES - Falling Short | Lct_BB007 | Number of | NPgN | HARM_6 | Number of I&C full electric heat pumps | Hart Moor | HARTMOOR | 76 | 68 | 68 | 68 | 68 | 68 | 77 | 88 | 98 | 109 | 123 | 135 | 147 | 159 | 171 | 188 | 203 | 219 | 235 | 253 | 272 | 285 | 298 | 311 | 324 | 337 | 349 | 360 | 372 | 383 | NPgN | GSP | NG FES - Falling Short | Number of I&C full electric heat pumps
NG FES - Falling Short | Lct_BB007 | Number of | NPgN | HAWP_6 | Number of I&C full electric heat pumps | Hawthorn Pit | HAWTHORN PIT GRID | 76 | 68 | 68 | 67 | 67 | 67 | 77 | 87 | 97 | 108 | 122 | 134 | 146 | 158 | 169 | 186 | 201 | 216 | 233 | 250 | 270 | 282 | 295 | 308 | 321 | 334 | 345 | 356 | 368 | 380 | NPgN | GSP | NG FES - Falling Short | Number of I&C full electric heat pumps
NG FES - Falling Short | Lct_BB007 | Number of | NPgN | KNARE_111 | Number of I&C full electric heat pumps | Knaresborough | KNARESBOROUGH | 209 | 189 | 191 | 193 | 194 | 195 | 225 | 258 | 291 | 325 | 371 | 412 | 453 | 494 | 536 | 594 | 647 | 704 | 766 | 831 | 904 | 956 | 1009 | 1063 | 1121 | 1178 | 1231 | 1285 | 1340 | 1397 | NPgN | GSP | NG FES - Falling Short | Number of I&C full electric heat pumps
NG FES - Falling Short | Lct_BB007 | Number of | NPgN | LACK_6 | Number of I&C full electric heat pumps | Lackenby | LACKENBY | 123 | 111 | 112 | 112 | 112 | 113 | 129 | 148 | 166 | 185 | 211 | 233 | 255 | 278 | 300 | 332 | 360 | 390 | 423 | 457 | 496 | 522 | 549 | 577 | 606 | 634 | 660 | 687 | 714 | 742 | NPgN | GSP | NG FES - Falling Short | Number of I&C full electric heat pumps
NG FES - Falling Short | Lct_BB007 | Number of | NPgN | NORT_1 | Number of I&C full electric heat pumps | Norton | NORTON | 441 | 397 | 400 | 400 | 401 | 402 | 461 | 527 | 593 | 659 | 750 | 829 | 907 | 985 | 1064 | 1175 | 1274 | 1380 | 1495 | 1614 | 1749 | 1841 | 1934 | 2029 | 2130 | 2229 | 2318 | 2409 | 2501 | 2596 | NPgN | GSP | NG FES - Falling Short | Number of I&C full electric heat pumps
NG FES - Falling Short | Lct_BB007 | Number of | NPgN | OFFE_3 | Number of I&C full electric heat pumps | Offerton | OFFERTON | 51 | 45 | 45 | 45 | 45 | 45 | 51 | 59 | 66 | 73 | 82 | 90 | 98 | 106 | 114 | 126 | 136 | 146 | 158 | 169 | 182 | 191 | 200 | 208 | 218 | 227 | 234 | 242 | 250 | 258 | NPgN | GSP | NG FES - Falling Short | Number of I&C full electric heat pumps
NG FES - Falling Short | Lct_BB007 | Number of | NPgN | OSBA_1 | Number of I&C full electric heat pumps | Osbaldwick | OSBALDWICK | 378 | 340 | 341 | 341 | 341 | 342 | 391 | 446 | 501 | 556 | 632 | 697 | 762 | 826 | 890 | 982 | 1062 | 1149 | 1242 | 1338 | 1448 | 1521 | 1595 | 1671 | 1751 | 1829 | 1899 | 1969 | 2041 | 2115 | NPgN | GSP | NG FES - Falling Short | Number of I&C full electric heat pumps
NG FES - Falling Short | Lct_BB007 | Number of | NPgN | POPP_3 | Number of I&C full electric heat pumps | Poppleton | POPPLETON | 51 | 45 | 46 | 45 | 45 | 45 | 52 | 59 | 66 | 73 | 82 | 90 | 99 | 106 | 114 | 126 | 136 | 146 | 158 | 169 | 182 | 191 | 200 | 208 | 217 | 226 | 234 | 242 | 250 | 258 | NPgN | GSP | NG FES - Falling Short | Number of I&C full electric heat pumps
NG FES - Falling Short | Lct_BB007 | Number of | NPgN | SALH_1 | Number of I&C full electric heat pumps | Saltholme | SALTHOLME | 7 | 6 | 6 | 6 | 6 | 6 | 7 | 8 | 9 | 10 | 11 | 12 | 13 | 14 | 15 | 17 | 18 | 20 | 21 | 23 | 25 | 26 | 27 | 29 | 30 | 31 | 32 | 33 | 35 | 36 | NPgN | GSP | NG FES - Falling Short | Number of I&C full electric heat pumps
NG FES - Falling Short | Lct_BB007 | Number of | NPgN | SSHI_3 | Number of I&C full electric heat pumps | South Shields | SOUTH SHIELDS | 56 | 50 | 50 | 50 | 50 | 50 | 57 | 64 | 72 | 80 | 90 | 99 | 108 | 116 | 125 | 137 | 148 | 160 | 172 | 184 | 199 | 208 | 217 | 226 | 236 | 245 | 254 | 262 | 270 | 279 | NPgN | GSP | NG FES - Falling Short | Number of I&C full electric heat pumps
NG FES - Falling Short | Lct_BB007 | Number of | NPgN | KIELD01 and SPAD20 | Number of I&C full electric heat pumps | 0 | SPADEADAM | 13 | 12 | 12 | 12 | 12 | 12 | 14 | 16 | 17 | 19 | 22 | 25 | 27 | 29 | 32 | 35 | 38 | 41 | 45 | 48 | 52 | 55 | 58 | 61 | 64 | 67 | 70 | 72 | 75 | 78 | NPgN | GSP | NG FES - Falling Short | Number of I&C full electric heat pumps
NG FES - Falling Short | Lct_BB007 | Number of | NPgN | SPEN_1 | Number of I&C full electric heat pumps | Spennymoor | SPENNYMOOR | 247 | 222 | 222 | 221 | 220 | 220 | 251 | 285 | 319 | 353 | 399 | 439 | 478 | 517 | 555 | 610 | 657 | 708 | 763 | 819 | 882 | 924 | 965 | 1006 | 1050 | 1092 | 1129 | 1166 | 1204 | 1242 | NPgN | GSP | NG FES - Falling Short | Number of I&C full electric heat pumps
NG FES - Falling Short | Lct_BB007 | Number of | NPgN | STEN_1 | Number of I&C full electric heat pumps | Stella North | STELLA NORTH | 217 | 195 | 195 | 195 | 196 | 196 | 224 | 255 | 287 | 319 | 362 | 399 | 436 | 473 | 510 | 562 | 608 | 658 | 711 | 766 | 828 | 870 | 912 | 955 | 1000 | 1045 | 1084 | 1124 | 1165 | 1206 | NPgN | GSP | NG FES - Falling Short | Number of I&C full electric heat pumps
NG FES - Falling Short | Lct_BB007 | Number of | NPgN | STES_1 | Number of I&C full electric heat pumps | Stella South | STELLA SOUTH | 147 | 132 | 132 | 132 | 132 | 132 | 151 | 172 | 192 | 213 | 242 | 266 | 291 | 314 | 338 | 373 | 402 | 434 | 469 | 504 | 544 | 571 | 597 | 625 | 653 | 681 | 705 | 730 | 755 | 781 | NPgN | GSP | NG FES - Falling Short | Number of I&C full electric heat pumps
NG FES - Falling Short | Lct_BB007 | Number of | NPgN | TYNE_1 | Number of I&C full electric heat pumps | Tynemouth 1 | TYNEMOUTH | 137 | 123 | 124 | 124 | 125 | 125 | 144 | 164 | 185 | 206 | 235 | 260 | 285 | 310 | 335 | 370 | 402 | 436 | 473 | 511 | 555 | 585 | 615 | 646 | 679 | 711 | 741 | 771 | 802 | 833 | NPgN | GSP | NG FES - Falling Short | Number of I&C full electric heat pumps
NG FES - Falling Short | Lct_BB007 | Number of | NPgN | WBOL_6 | Number of I&C full electric heat pumps | West Boldon | WEST BOLDON | 177 | 159 | 159 | 159 | 159 | 158 | 181 | 206 | 231 | 255 | 290 | 319 | 347 | 376 | 404 | 444 | 480 | 518 | 558 | 600 | 647 | 678 | 709 | 741 | 774 | 806 | 834 | 863 | 892 | 921 | NPgN | GSP | NG FES - Falling Short | Number of I&C full electric heat pumps
NG FES - Falling Short | Lct_BB007 | Number of | NPgN | BRAW_1 | Number of I&C full electric heat pumps | Bradford West | BRADFORD WEST | 482 | 451 | 452 | 451 | 450 | 449 | 452 | 514 | 577 | 639 | 725 | 798 | 870 | 942 | 1013 | 1122 | 1211 | 1307 | 1409 | 1515 | 1638 | 1717 | 1795 | 1876 | 1960 | 2049 | 2122 | 2194 | 2268 | 2343 | NPgY | GSP | NG FES - Falling Short | Number of I&C full electric heat pumps
NG FES - Falling Short | Lct_BB007 | Number of | NPgN | CAMB_01 | Number of I&C full electric heat pumps | Camblesforth | CAMBLESFORTH | 38 | 36 | 36 | 36 | 36 | 36 | 37 | 42 | 48 | 53 | 61 | 67 | 74 | 81 | 87 | 97 | 106 | 115 | 125 | 135 | 147 | 155 | 164 | 172 | 181 | 191 | 199 | 208 | 216 | 225 | NPgY | GSP | NG FES - Falling Short | Number of I&C full electric heat pumps
NG FES - Falling Short | Lct_BB007 | Number of | NPgN | CREB_1 | Number of I&C full electric heat pumps | Creyke Beck | CREYKE BECK | 471 | 443 | 445 | 446 | 447 | 448 | 453 | 517 | 582 | 648 | 738 | 816 | 893 | 970 | 1048 | 1165 | 1263 | 1369 | 1482 | 1601 | 1738 | 1830 | 1923 | 2018 | 2118 | 2225 | 2314 | 2405 | 2498 | 2593 | NPgY | GSP | NG FES - Falling Short | Number of I&C full electric heat pumps
NG FES - Falling Short | Lct_BB007 | Number of | NPgN | DRAX_YEDL | Number of I&C full electric heat pumps | Drax | DRAX | 50 | 47 | 48 | 48 | 48 | 48 | 49 | 56 | 64 | 71 | 81 | 90 | 99 | 108 | 117 | 130 | 142 | 154 | 168 | 182 | 198 | 209 | 221 | 233 | 245 | 259 | 270 | 282 | 294 | 306 | NPgY | GSP | NG FES - Falling Short | Number of I&C full electric heat pumps
NG FES - Falling Short | Lct_BB007 | Number of | NPgN | ELLA_1 | Number of I&C full electric heat pumps | Elland | ELLAND | 355 | 333 | 333 | 332 | 332 | 331 | 333 | 379 | 425 | 471 | 534 | 588 | 641 | 693 | 745 | 825 | 890 | 961 | 1036 | 1113 | 1203 | 1261 | 1319 | 1377 | 1439 | 1504 | 1557 | 1610 | 1664 | 1719 | NPgY | GSP | NG FES - Falling Short | Number of I&C full electric heat pumps
NG FES - Falling Short | Lct_BB007 | Number of | NPgN | FERRA2 | Number of I&C full electric heat pumps | Ferrybridge A | FERRYBRIDGE A | 75 | 71 | 71 | 72 | 72 | 72 | 73 | 84 | 94 | 105 | 120 | 133 | 145 | 158 | 171 | 191 | 207 | 225 | 244 | 264 | 287 | 303 | 319 | 335 | 352 | 371 | 387 | 403 | 419 | 436 | NPgY | GSP | NG FES - Falling Short | Number of I&C full electric heat pumps
NG FES - Falling Short | Lct_BB007 | Number of | NPgN | FERRB9 | Number of I&C full electric heat pumps | Ferrybridge B (_M) | FERRYBRIDGE B | 227 | 214 | 215 | 215 | 215 | 216 | 218 | 249 | 280 | 312 | 355 | 393 | 430 | 467 | 504 | 561 | 608 | 659 | 714 | 771 | 837 | 882 | 926 | 972 | 1021 | 1073 | 1116 | 1160 | 1206 | 1252 | NPgY | GSP | NG FES - Falling Short | Number of I&C full electric heat pumps
NG FES - Falling Short | Lct_BB007 | Number of | NPgN | GRIW_1 | Number of I&C full electric heat pumps | Grimsby West | GRIMSBY WEST | 135 | 126 | 127 | 126 | 126 | 126 | 127 | 144 | 162 | 180 | 204 | 225 | 245 | 265 | 285 | 316 | 341 | 369 | 398 | 428 | 462 | 485 | 508 | 530 | 554 | 580 | 601 | 622 | 643 | 665 | NPgY | GSP | NG FES - Falling Short | Number of I&C full electric heat pumps
NG FES - Falling Short | Lct_BB007 | Number of | NPgN | JORD_3 | Number of I&C full electric heat pumps | Jordanthorpe | JORDANTHORPE | 43 | 41 | 41 | 41 | 41 | 41 | 41 | 47 | 53 | 59 | 67 | 74 | 81 | 88 | 95 | 105 | 114 | 123 | 133 | 143 | 155 | 163 | 172 | 180 | 188 | 198 | 205 | 213 | 221 | 229 | NPgY | GSP | NG FES - Falling Short | Number of I&C full electric heat pumps
NG FES - Falling Short | Lct_BB007 | Number of | NPgN | KEAD_YEDL | Number of I&C full electric heat pumps | Keadby | KEADBY | 267 | 252 | 253 | 254 | 256 | 257 | 260 | 297 | 336 | 374 | 427 | 473 | 519 | 565 | 611 | 682 | 741 | 805 | 873 | 945 | 1028 | 1085 | 1143 | 1202 | 1265 | 1332 | 1389 | 1447 | 1506 | 1568 | NPgY | GSP | NG FES - Falling Short | Number of I&C full electric heat pumps
NG FES - Falling Short | Lct_BB007 | Number of | NPgN | KIRKB1 | Number of I&C full electric heat pumps | Kirkstall B | KIRKSTALL B | 208 | 195 | 195 | 195 | 194 | 194 | 195 | 222 | 248 | 275 | 312 | 343 | 374 | 405 | 435 | 481 | 519 | 560 | 604 | 649 | 701 | 734 | 767 | 801 | 836 | 874 | 904 | 935 | 966 | 997 | NPgY | GSP | NG FES - Falling Short | Number of I&C full electric heat pumps
NG FES - Falling Short | Lct_BB007 | Number of | NPgN | NEEP_3 | Number of I&C full electric heat pumps | Neepsend | NEEPSEND | 85 | 80 | 80 | 80 | 80 | 79 | 80 | 91 | 102 | 113 | 128 | 141 | 153 | 166 | 178 | 197 | 213 | 230 | 247 | 266 | 287 | 301 | 314 | 328 | 343 | 358 | 371 | 383 | 396 | 408 | NPgY | GSP | NG FES - Falling Short | Number of I&C full electric heat pumps
NG FES - Falling Short | Lct_BB007 | Number of | NPgN | NORL_3 | Number of I&C full electric heat pumps | Norton Lees | NORTON LEES | 67 | 63 | 63 | 63 | 63 | 63 | 63 | 72 | 80 | 89 | 101 | 111 | 121 | 131 | 140 | 155 | 168 | 181 | 195 | 209 | 226 | 237 | 248 | 259 | 270 | 282 | 292 | 302 | 312 | 322 | NPgY | GSP | NG FES - Falling Short | Number of I&C full electric heat pumps
NG FES - Falling Short | Lct_BB007 | Number of | NPgN | PITS_BB_B | Number of I&C full electric heat pumps | Pitsmoor | PITSMOOR 3/4 | 42 | 40 | 40 | 39 | 39 | 39 | 40 | 45 | 50 | 56 | 63 | 70 | 76 | 82 | 88 | 98 | 105 | 114 | 122 | 132 | 142 | 149 | 156 | 163 | 170 | 177 | 184 | 190 | 196 | 202 | NPgY | GSP | NG FES - Falling Short | Number of I&C full electric heat pumps
NG FES - Falling Short | Lct_BB007 | Number of | NPgN | SALT_1 | Number of I&C full electric heat pumps | Saltend North | SALTEND NORTH | 51 | 48 | 48 | 49 | 49 | 49 | 49 | 56 | 63 | 71 | 80 | 89 | 97 | 106 | 114 | 127 | 138 | 150 | 162 | 175 | 190 | 200 | 210 | 221 | 232 | 243 | 253 | 263 | 273 | 284 | NPgY | GSP | NG FES - Falling Short | Number of I&C full electric heat pumps
NG FES - Falling Short | Lct_BB007 | Number of | NPgN | SHEC_3 | Number of I&C full electric heat pumps | Sheffield City | SHEFFIELD CITY | 84 | 79 | 79 | 79 | 79 | 78 | 79 | 90 | 100 | 111 | 126 | 139 | 151 | 164 | 176 | 195 | 210 | 227 | 244 | 262 | 283 | 297 | 310 | 324 | 338 | 354 | 366 | 378 | 391 | 403 | NPgY | GSP | NG FES - Falling Short | Number of I&C full electric heat pumps
NG FES - Falling Short | Lct_BB007 | Number of | NPgN | SKLGB1 | Number of I&C full electric heat pumps | Skelton Grange | SKELTON GRANGE | 509 | 477 | 477 | 476 | 476 | 475 | 478 | 544 | 610 | 676 | 767 | 844 | 920 | 996 | 1071 | 1186 | 1280 | 1382 | 1490 | 1602 | 1732 | 1816 | 1900 | 1985 | 2073 | 2169 | 2245 | 2323 | 2401 | 2481 | NPgY | GSP | NG FES - Falling Short | Number of I&C full electric heat pumps
NG FES - Falling Short | Lct_BB007 | Number of | NPgN | TEMP_3 | Number of I&C full electric heat pumps | Templeborough | TEMPLEBOROUGH 275/33KV | 3 | 2 | 3 | 3 | 3 | 3 | 3 | 3 | 3 | 4 | 4 | 5 | 5 | 6 | 6 | 7 | 7 | 8 | 9 | 9 | 10 | 11 | 11 | 12 | 13 | 13 | 14 | 15 | 15 | 16 | NPgY | GSP | NG FES - Falling Short | Number of I&C full electric heat pumps
NG FES - Falling Short | Lct_BB007 | Number of | NPgN | THUR_6 | Number of I&C full electric heat pumps | Thurcroft | THURCROFT | 130 | 123 | 124 | 124 | 124 | 125 | 126 | 145 | 163 | 181 | 207 | 229 | 251 | 273 | 296 | 330 | 358 | 389 | 422 | 456 | 496 | 523 | 551 | 579 | 609 | 641 | 668 | 696 | 724 | 753 | NPgY | GSP | NG FES - Falling Short | Number of I&C full electric heat pumps
NG FES - Falling Short | Lct_BB007 | Number of | NPgN | WMEL_THOM | Number of I&C full electric heat pumps | Thorpe Marsh | WEST MELTON / THORPE MARSH | 332 | 312 | 314 | 315 | 316 | 317 | 321 | 367 | 414 | 461 | 525 | 581 | 637 | 693 | 749 | 835 | 906 | 984 | 1067 | 1153 | 1254 | 1323 | 1392 | 1463 | 1538 | 1619 | 1686 | 1755 | 1826 | 1899 | NPgY | GSP | NG FES - Falling Short | Number of I&C full electric heat pumps
NG FES - Falling Short | Lct_BB007 | Number of | NPgN | WMEL_BB3 | Number of I&C full electric heat pumps | West Melton | WEST MELTON SECTION 3 | 295 | 278 | 280 | 281 | 282 | 283 | 286 | 327 | 369 | 411 | 469 | 519 | 569 | 619 | 669 | 746 | 810 | 879 | 954 | 1032 | 1122 | 1184 | 1246 | 1310 | 1378 | 1451 | 1512 | 1575 | 1639 | 1705 | NPgY | GSP | NG FES - Falling Short | Number of I&C full electric heat pumps
NG FES - Falling Short | Lct_BB007 | Number of | NPgN | WIBA_3 | Number of I&C full electric heat pumps | Wincobank | WINCOBANK | 16 | 15 | 15 | 15 | 15 | 15 | 15 | 17 | 19 | 21 | 24 | 26 | 29 | 31 | 34 | 37 | 40 | 43 | 47 | 51 | 55 | 58 | 60 | 63 | 66 | 69 | 72 | 74 | 77 | 80 | NPgY | GSP | NG FES - Falling Short | Number of I&C full electric heat pumps
NG FES - Leading the Way | Lct_BB007 | Number of | NPgN | BLYTB1 | Number of I&C full electric heat pumps | Blyth 66kV | BLYTH 66kV | 138 | 147 | 166 | 192 | 224 | 268 | 349 | 436 | 519 | 602 | 719 | 803 | 887 | 971 | 1055 | 1192 | 1272 | 1352 | 1431 | 1503 | 1591 | 1624 | 1655 | 1686 | 1712 | 1743 | 1762 | 1782 | 1802 | 1824 | NPgN | GSP | NG FES - Leading the Way | Number of I&C full electric heat pumps
NG FES - Leading the Way | Lct_BB007 | Number of | NPgN | BLYTH132 | Number of I&C full electric heat pumps | Blyth 132kV | BLYTH 132kV | 84 | 89 | 100 | 117 | 136 | 163 | 211 | 264 | 315 | 365 | 435 | 486 | 537 | 588 | 639 | 722 | 770 | 819 | 866 | 910 | 963 | 983 | 1002 | 1021 | 1036 | 1055 | 1067 | 1079 | 1091 | 1104 | NPgN | GSP | NG FES - Leading the Way | Number of I&C full electric heat pumps
NG FES - Leading the Way | Lct_BB007 | Number of | NPgN | FOUR_1 | Number of I&C full electric heat pumps | Fourstones | FOURSTONES | 33 | 36 | 40 | 47 | 54 | 65 | 84 | 105 | 126 | 146 | 174 | 194 | 215 | 235 | 255 | 288 | 308 | 327 | 346 | 363 | 385 | 393 | 400 | 408 | 414 | 421 | 426 | 431 | 436 | 441 | NPgN | GSP | NG FES - Leading the Way | Number of I&C full electric heat pumps
NG FES - Leading the Way | Lct_BB007 | Number of | NPgN | HARM_6 | Number of I&C full electric heat pumps | Hart Moor | HARTMOOR | 76 | 81 | 91 | 104 | 121 | 144 | 186 | 231 | 273 | 315 | 374 | 415 | 455 | 495 | 535 | 600 | 636 | 672 | 707 | 737 | 775 | 786 | 796 | 805 | 812 | 821 | 824 | 827 | 831 | 835 | NPgN | GSP | NG FES - Leading the Way | Number of I&C full electric heat pumps
NG FES - Leading the Way | Lct_BB007 | Number of | NPgN | HAWP_6 | Number of I&C full electric heat pumps | Hawthorn Pit | HAWTHORN PIT GRID | 76 | 80 | 90 | 103 | 120 | 142 | 184 | 228 | 271 | 312 | 370 | 411 | 451 | 490 | 530 | 594 | 630 | 666 | 700 | 730 | 768 | 779 | 788 | 797 | 804 | 813 | 816 | 819 | 823 | 826 | NPgN | GSP | NG FES - Leading the Way | Number of I&C full electric heat pumps
NG FES - Leading the Way | Lct_BB007 | Number of | NPgN | KNARE_111 | Number of I&C full electric heat pumps | Knaresborough | KNARESBOROUGH | 209 | 224 | 254 | 295 | 344 | 414 | 540 | 676 | 809 | 941 | 1126 | 1262 | 1398 | 1535 | 1674 | 1897 | 2031 | 2167 | 2300 | 2424 | 2575 | 2638 | 2697 | 2756 | 2808 | 2869 | 2910 | 2951 | 2996 | 3041 | NPgN | GSP | NG FES - Leading the Way | Number of I&C full electric heat pumps
NG FES - Leading the Way | Lct_BB007 | Number of | NPgN | LACK_6 | Number of I&C full electric heat pumps | Lackenby | LACKENBY | 123 | 131 | 148 | 171 | 199 | 239 | 311 | 388 | 462 | 536 | 639 | 714 | 788 | 863 | 937 | 1058 | 1130 | 1201 | 1270 | 1334 | 1411 | 1441 | 1468 | 1495 | 1517 | 1545 | 1561 | 1578 | 1596 | 1614 | NPgN | GSP | NG FES - Leading the Way | Number of I&C full electric heat pumps
NG FES - Leading the Way | Lct_BB007 | Number of | NPgN | NORT_1 | Number of I&C full electric heat pumps | Norton | NORTON | 441 | 470 | 530 | 614 | 713 | 854 | 1109 | 1383 | 1647 | 1909 | 2275 | 2537 | 2800 | 3062 | 3323 | 3750 | 3999 | 4246 | 4489 | 4709 | 4979 | 5079 | 5170 | 5260 | 5335 | 5427 | 5481 | 5534 | 5592 | 5652 | NPgN | GSP | NG FES - Leading the Way | Number of I&C full electric heat pumps
NG FES - Leading the Way | Lct_BB007 | Number of | NPgN | OFFE_3 | Number of I&C full electric heat pumps | Offerton | OFFERTON | 51 | 54 | 60 | 69 | 80 | 96 | 124 | 154 | 182 | 210 | 249 | 277 | 304 | 331 | 357 | 401 | 426 | 450 | 473 | 494 | 519 | 527 | 534 | 540 | 545 | 551 | 554 | 556 | 559 | 562 | NPgN | GSP | NG FES - Leading the Way | Number of I&C full electric heat pumps
NG FES - Leading the Way | Lct_BB007 | Number of | NPgN | OSBA_1 | Number of I&C full electric heat pumps | Osbaldwick | OSBALDWICK | 378 | 402 | 452 | 523 | 606 | 725 | 940 | 1171 | 1392 | 1610 | 1916 | 2134 | 2351 | 2566 | 2781 | 3132 | 3334 | 3534 | 3729 | 3905 | 4122 | 4197 | 4264 | 4332 | 4385 | 4453 | 4489 | 4525 | 4564 | 4605 | NPgN | GSP | NG FES - Leading the Way | Number of I&C full electric heat pumps
NG FES - Leading the Way | Lct_BB007 | Number of | NPgN | POPP_3 | Number of I&C full electric heat pumps | Poppleton | POPPLETON | 51 | 54 | 60 | 70 | 80 | 96 | 124 | 154 | 182 | 210 | 249 | 277 | 304 | 331 | 357 | 401 | 426 | 450 | 473 | 494 | 519 | 527 | 534 | 540 | 545 | 551 | 554 | 556 | 559 | 561 | NPgN | GSP | NG FES - Leading the Way | Number of I&C full electric heat pumps
NG FES - Leading the Way | Lct_BB007 | Number of | NPgN | SALH_1 | Number of I&C full electric heat pumps | Saltholme | SALTHOLME | 7 | 7 | 8 | 9 | 11 | 13 | 16 | 20 | 24 | 28 | 33 | 37 | 41 | 44 | 48 | 54 | 57 | 61 | 64 | 67 | 71 | 72 | 73 | 74 | 75 | 76 | 76 | 77 | 77 | 78 | NPgN | GSP | NG FES - Leading the Way | Number of I&C full electric heat pumps
NG FES - Leading the Way | Lct_BB007 | Number of | NPgN | SSHI_3 | Number of I&C full electric heat pumps | South Shields | SOUTH SHIELDS | 56 | 59 | 66 | 77 | 88 | 105 | 136 | 169 | 200 | 231 | 273 | 303 | 333 | 362 | 391 | 438 | 465 | 491 | 516 | 538 | 565 | 573 | 580 | 586 | 591 | 597 | 600 | 602 | 604 | 606 | NPgN | GSP | NG FES - Leading the Way | Number of I&C full electric heat pumps
NG FES - Leading the Way | Lct_BB007 | Number of | NPgN | KIELD01 and SPAD20 | Number of I&C full electric heat pumps | 0 | SPADEADAM | 13 | 14 | 16 | 18 | 21 | 25 | 33 | 41 | 49 | 56 | 67 | 75 | 83 | 91 | 99 | 111 | 119 | 126 | 134 | 141 | 149 | 152 | 155 | 158 | 160 | 163 | 165 | 167 | 168 | 170 | NPgN | GSP | NG FES - Leading the Way | Number of I&C full electric heat pumps
NG FES - Leading the Way | Lct_BB007 | Number of | NPgN | SPEN_1 | Number of I&C full electric heat pumps | Spennymoor | SPENNYMOOR | 247 | 262 | 294 | 339 | 391 | 467 | 603 | 748 | 886 | 1022 | 1212 | 1345 | 1476 | 1606 | 1733 | 1945 | 2063 | 2179 | 2291 | 2389 | 2512 | 2548 | 2579 | 2609 | 2630 | 2659 | 2670 | 2680 | 2691 | 2704 | NPgN | GSP | NG FES - Leading the Way | Number of I&C full electric heat pumps
NG FES - Leading the Way | Lct_BB007 | Number of | NPgN | STEN_1 | Number of I&C full electric heat pumps | Stella North | STELLA NORTH | 217 | 230 | 259 | 299 | 347 | 415 | 539 | 671 | 797 | 923 | 1098 | 1223 | 1347 | 1470 | 1593 | 1794 | 1909 | 2023 | 2134 | 2234 | 2358 | 2400 | 2438 | 2476 | 2506 | 2543 | 2563 | 2583 | 2604 | 2626 | NPgN | GSP | NG FES - Leading the Way | Number of I&C full electric heat pumps
NG FES - Leading the Way | Lct_BB007 | Number of | NPgN | STES_1 | Number of I&C full electric heat pumps | Stella South | STELLA SOUTH | 147 | 156 | 175 | 203 | 235 | 280 | 362 | 450 | 535 | 618 | 734 | 815 | 897 | 977 | 1057 | 1188 | 1263 | 1336 | 1407 | 1471 | 1550 | 1575 | 1597 | 1619 | 1636 | 1657 | 1667 | 1677 | 1688 | 1700 | NPgN | GSP | NG FES - Leading the Way | Number of I&C full electric heat pumps
NG FES - Leading the Way | Lct_BB007 | Number of | NPgN | TYNE_1 | Number of I&C full electric heat pumps | Tynemouth 1 | TYNEMOUTH | 137 | 146 | 164 | 191 | 222 | 266 | 346 | 432 | 515 | 597 | 713 | 796 | 879 | 963 | 1046 | 1182 | 1262 | 1342 | 1420 | 1491 | 1579 | 1612 | 1643 | 1674 | 1701 | 1732 | 1752 | 1771 | 1792 | 1814 | NPgN | GSP | NG FES - Leading the Way | Number of I&C full electric heat pumps
NG FES - Leading the Way | Lct_BB007 | Number of | NPgN | WBOL_6 | Number of I&C full electric heat pumps | West Boldon | WEST BOLDON | 177 | 188 | 211 | 244 | 282 | 336 | 435 | 540 | 641 | 740 | 878 | 976 | 1072 | 1168 | 1262 | 1418 | 1506 | 1592 | 1675 | 1750 | 1842 | 1870 | 1895 | 1920 | 1938 | 1962 | 1973 | 1982 | 1994 | 2005 | NPgN | GSP | NG FES - Leading the Way | Number of I&C full electric heat pumps
NG FES - Leading the Way | Lct_BB007 | Number of | NPgN | BRAW_1 | Number of I&C full electric heat pumps | Bradford West | BRADFORD WEST | 482 | 515 | 565 | 637 | 721 | 840 | 1103 | 1370 | 1626 | 1877 | 2207 | 2452 | 2696 | 2936 | 3174 | 3525 | 3744 | 3959 | 4168 | 4354 | 4563 | 4634 | 4697 | 4758 | 4804 | 4863 | 4890 | 4914 | 4943 | 4973 | NPgY | GSP | NG FES - Leading the Way | Number of I&C full electric heat pumps
NG FES - Leading the Way | Lct_BB007 | Number of | NPgN | CAMB_01 | Number of I&C full electric heat pumps | Camblesforth | CAMBLESFORTH | 38 | 41 | 45 | 51 | 58 | 68 | 90 | 113 | 134 | 156 | 185 | 207 | 229 | 251 | 273 | 306 | 327 | 348 | 369 | 388 | 410 | 419 | 428 | 437 | 444 | 453 | 459 | 465 | 472 | 478 | NPgY | GSP | NG FES - Leading the Way | Number of I&C full electric heat pumps
NG FES - Leading the Way | Lct_BB007 | Number of | NPgN | CREB_1 | Number of I&C full electric heat pumps | Creyke Beck | CREYKE BECK | 471 | 506 | 557 | 630 | 716 | 839 | 1105 | 1378 | 1642 | 1903 | 2246 | 2506 | 2765 | 3025 | 3284 | 3661 | 3905 | 4147 | 4384 | 4600 | 4842 | 4940 | 5029 | 5118 | 5191 | 5280 | 5333 | 5386 | 5444 | 5503 | NPgY | GSP | NG FES - Leading the Way | Number of I&C full electric heat pumps
NG FES - Leading the Way | Lct_BB007 | Number of | NPgN | DRAX_YEDL | Number of I&C full electric heat pumps | Drax | DRAX | 50 | 54 | 60 | 68 | 77 | 91 | 120 | 150 | 179 | 209 | 247 | 277 | 306 | 336 | 366 | 410 | 439 | 468 | 496 | 523 | 552 | 565 | 578 | 590 | 601 | 614 | 622 | 631 | 640 | 650 | NPgY | GSP | NG FES - Leading the Way | Number of I&C full electric heat pumps
NG FES - Leading the Way | Lct_BB007 | Number of | NPgN | ELLA_1 | Number of I&C full electric heat pumps | Elland | ELLAND | 355 | 380 | 417 | 469 | 531 | 619 | 812 | 1009 | 1197 | 1382 | 1625 | 1805 | 1984 | 2160 | 2335 | 2592 | 2753 | 2911 | 3063 | 3199 | 3353 | 3404 | 3449 | 3494 | 3527 | 3570 | 3588 | 3606 | 3626 | 3647 | NPgY | GSP | NG FES - Leading the Way | Number of I&C full electric heat pumps
NG FES - Leading the Way | Lct_BB007 | Number of | NPgN | FERRA2 | Number of I&C full electric heat pumps | Ferrybridge A | FERRYBRIDGE A | 75 | 81 | 89 | 101 | 115 | 135 | 178 | 223 | 266 | 308 | 364 | 407 | 450 | 493 | 536 | 599 | 640 | 681 | 721 | 758 | 799 | 817 | 833 | 850 | 864 | 880 | 891 | 902 | 913 | 926 | NPgY | GSP | NG FES - Leading the Way | Number of I&C full electric heat pumps
NG FES - Leading the Way | Lct_BB007 | Number of | NPgN | FERRB9 | Number of I&C full electric heat pumps | Ferrybridge B (_M) | FERRYBRIDGE B | 227 | 244 | 269 | 304 | 345 | 404 | 532 | 663 | 790 | 916 | 1081 | 1206 | 1331 | 1456 | 1581 | 1763 | 1880 | 1997 | 2111 | 2215 | 2333 | 2380 | 2423 | 2467 | 2503 | 2546 | 2573 | 2599 | 2627 | 2657 | NPgY | GSP | NG FES - Leading the Way | Number of I&C full electric heat pumps
NG FES - Leading the Way | Lct_BB007 | Number of | NPgN | GRIW_1 | Number of I&C full electric heat pumps | Grimsby West | GRIMSBY WEST | 135 | 144 | 158 | 179 | 202 | 236 | 310 | 385 | 457 | 528 | 621 | 690 | 759 | 827 | 894 | 993 | 1055 | 1117 | 1176 | 1229 | 1289 | 1309 | 1328 | 1346 | 1359 | 1377 | 1385 | 1393 | 1402 | 1411 | NPgY | GSP | NG FES - Leading the Way | Number of I&C full electric heat pumps
NG FES - Leading the Way | Lct_BB007 | Number of | NPgN | JORD_3 | Number of I&C full electric heat pumps | Jordanthorpe | JORDANTHORPE | 43 | 47 | 51 | 58 | 66 | 77 | 101 | 126 | 149 | 173 | 204 | 227 | 250 | 273 | 296 | 330 | 351 | 373 | 393 | 412 | 433 | 441 | 449 | 456 | 462 | 469 | 473 | 477 | 481 | 486 | NPgY | GSP | NG FES - Leading the Way | Number of I&C full electric heat pumps
NG FES - Leading the Way | Lct_BB007 | Number of | NPgN | KEAD_YEDL | Number of I&C full electric heat pumps | Keadby | KEADBY | 267 | 287 | 317 | 359 | 409 | 480 | 634 | 792 | 946 | 1099 | 1300 | 1453 | 1607 | 1762 | 1917 | 2142 | 2290 | 2437 | 2583 | 2716 | 2865 | 2930 | 2990 | 3050 | 3101 | 3161 | 3201 | 3240 | 3283 | 3327 | NPgY | GSP | NG FES - Leading the Way | Number of I&C full electric heat pumps
NG FES - Leading the Way | Lct_BB007 | Number of | NPgN | KIRKB1 | Number of I&C full electric heat pumps | Kirkstall B | KIRKSTALL B | 208 | 223 | 244 | 275 | 311 | 363 | 476 | 591 | 700 | 808 | 950 | 1055 | 1159 | 1262 | 1363 | 1513 | 1606 | 1697 | 1786 | 1864 | 1953 | 1982 | 2007 | 2032 | 2051 | 2075 | 2084 | 2094 | 2104 | 2116 | NPgY | GSP | NG FES - Leading the Way | Number of I&C full electric heat pumps
NG FES - Leading the Way | Lct_BB007 | Number of | NPgN | NEEP_3 | Number of I&C full electric heat pumps | Neepsend | NEEPSEND | 85 | 91 | 100 | 113 | 127 | 149 | 195 | 242 | 287 | 331 | 389 | 432 | 475 | 517 | 558 | 620 | 658 | 695 | 732 | 764 | 800 | 812 | 822 | 833 | 840 | 850 | 854 | 858 | 862 | 867 | NPgY | GSP | NG FES - Leading the Way | Number of I&C full electric heat pumps
NG FES - Leading the Way | Lct_BB007 | Number of | NPgN | NORL_3 | Number of I&C full electric heat pumps | Norton Lees | NORTON LEES | 67 | 72 | 79 | 89 | 100 | 117 | 154 | 191 | 226 | 261 | 307 | 341 | 374 | 407 | 440 | 488 | 518 | 548 | 576 | 602 | 630 | 640 | 648 | 656 | 662 | 670 | 673 | 676 | 679 | 683 | NPgY | GSP | NG FES - Leading the Way | Number of I&C full electric heat pumps
NG FES - Leading the Way | Lct_BB007 | Number of | NPgN | PITS_BB_B | Number of I&C full electric heat pumps | Pitsmoor | PITSMOOR 3/4 | 42 | 45 | 50 | 56 | 63 | 74 | 96 | 120 | 142 | 164 | 193 | 214 | 235 | 256 | 276 | 307 | 326 | 344 | 362 | 378 | 396 | 402 | 407 | 412 | 416 | 421 | 423 | 425 | 427 | 429 | NPgY | GSP | NG FES - Leading the Way | Number of I&C full electric heat pumps
NG FES - Leading the Way | Lct_BB007 | Number of | NPgN | SALT_1 | Number of I&C full electric heat pumps | Saltend North | SALTEND NORTH | 51 | 55 | 61 | 69 | 78 | 91 | 120 | 150 | 179 | 207 | 245 | 273 | 302 | 330 | 358 | 400 | 426 | 453 | 479 | 503 | 529 | 540 | 550 | 560 | 568 | 578 | 584 | 590 | 596 | 603 | NPgY | GSP | NG FES - Leading the Way | Number of I&C full electric heat pumps
NG FES - Leading the Way | Lct_BB007 | Number of | NPgN | SHEC_3 | Number of I&C full electric heat pumps | Sheffield City | SHEFFIELD CITY | 84 | 90 | 99 | 111 | 126 | 147 | 192 | 239 | 283 | 327 | 384 | 427 | 469 | 510 | 551 | 612 | 650 | 686 | 722 | 754 | 790 | 802 | 812 | 822 | 829 | 839 | 843 | 847 | 851 | 856 | NPgY | GSP | NG FES - Leading the Way | Number of I&C full electric heat pumps
NG FES - Leading the Way | Lct_BB007 | Number of | NPgN | SKLGB1 | Number of I&C full electric heat pumps | Skelton Grange | SKELTON GRANGE | 509 | 544 | 598 | 673 | 762 | 888 | 1166 | 1448 | 1719 | 1984 | 2333 | 2593 | 2850 | 3104 | 3357 | 3727 | 3959 | 4187 | 4408 | 4605 | 4827 | 4902 | 4969 | 5034 | 5083 | 5146 | 5175 | 5202 | 5233 | 5265 | NPgY | GSP | NG FES - Leading the Way | Number of I&C full electric heat pumps
NG FES - Leading the Way | Lct_BB007 | Number of | NPgN | TEMP_3 | Number of I&C full electric heat pumps | Templeborough | TEMPLEBOROUGH 275/33KV | 3 | 3 | 3 | 4 | 4 | 5 | 6 | 8 | 9 | 11 | 13 | 14 | 16 | 18 | 19 | 21 | 23 | 24 | 26 | 27 | 29 | 29 | 30 | 31 | 31 | 32 | 32 | 33 | 33 | 33 | NPgY | GSP | NG FES - Leading the Way | Number of I&C full electric heat pumps
NG FES - Leading the Way | Lct_BB007 | Number of | NPgN | THUR_6 | Number of I&C full electric heat pumps | Thurcroft | THURCROFT | 130 | 140 | 155 | 175 | 199 | 234 | 308 | 385 | 459 | 533 | 630 | 704 | 778 | 853 | 927 | 1036 | 1106 | 1177 | 1247 | 1310 | 1382 | 1413 | 1441 | 1469 | 1493 | 1522 | 1540 | 1558 | 1578 | 1599 | NPgY | GSP | NG FES - Leading the Way | Number of I&C full electric heat pumps
NG FES - Leading the Way | Lct_BB007 | Number of | NPgN | WMEL_THOM | Number of I&C full electric heat pumps | Thorpe Marsh | WEST MELTON / THORPE MARSH | 332 | 357 | 393 | 445 | 507 | 594 | 783 | 978 | 1166 | 1353 | 1599 | 1786 | 1973 | 2161 | 2349 | 2623 | 2802 | 2980 | 3155 | 3315 | 3495 | 3570 | 3641 | 3711 | 3770 | 3841 | 3886 | 3931 | 3979 | 4029 | NPgY | GSP | NG FES - Leading the Way | Number of I&C full electric heat pumps
NG FES - Leading the Way | Lct_BB007 | Number of | NPgN | WMEL_BB3 | Number of I&C full electric heat pumps | West Melton | WEST MELTON SECTION 3 | 295 | 317 | 350 | 396 | 451 | 529 | 698 | 871 | 1040 | 1207 | 1426 | 1594 | 1762 | 1930 | 2098 | 2344 | 2504 | 2664 | 2821 | 2965 | 3127 | 3196 | 3260 | 3324 | 3378 | 3443 | 3485 | 3526 | 3571 | 3618 | NPgY | GSP | NG FES - Leading the Way | Number of I&C full electric heat pumps
NG FES - Leading the Way | Lct_BB007 | Number of | NPgN | WIBA_3 | Number of I&C full electric heat pumps | Wincobank | WINCOBANK | 16 | 17 | 18 | 21 | 24 | 27 | 36 | 45 | 53 | 62 | 73 | 81 | 89 | 97 | 105 | 117 | 124 | 132 | 139 | 145 | 153 | 155 | 158 | 160 | 162 | 164 | 166 | 167 | 168 | 169 | NPgY | GSP | NG FES - Leading the Way | Number of I&C full electric heat pumps
NPg Planning Scenario | Lct_BB007 | Number of | NPgN | BLYTB1 | Number of I&C full electric heat pumps | Blyth 66kV | BLYTH 66kV | 134 | 137 | 152 | 179 | 211 | 249 | 290 | 333 | 410 | 497 | 600 | 688 | 793 | 896 | 1001 | 1109 | 1233 | 1374 | 1534 | 1692 | 1848 | 2019 | 2205 | 2393 | 2591 | 2801 | 3006 | 3207 | 3350 | 3439 | NPgN | GSP | NPg Planning Scenario | Number of I&C full electric heat pumps
NPg Planning Scenario | Lct_BB007 | Number of | NPgN | BLYTH132 | Number of I&C full electric heat pumps | Blyth 132kV | BLYTH 132kV | 81 | 83 | 92 | 108 | 128 | 151 | 176 | 202 | 248 | 301 | 363 | 416 | 480 | 543 | 606 | 672 | 747 | 832 | 929 | 1025 | 1119 | 1223 | 1335 | 1449 | 1569 | 1696 | 1820 | 1941 | 2028 | 2082 | NPgN | GSP | NPg Planning Scenario | Number of I&C full electric heat pumps
NPg Planning Scenario | Lct_BB007 | Number of | NPgN | FOUR_1 | Number of I&C full electric heat pumps | Fourstones | FOURSTONES | 32 | 33 | 37 | 43 | 51 | 60 | 70 | 81 | 99 | 120 | 145 | 166 | 192 | 217 | 242 | 268 | 298 | 332 | 371 | 409 | 447 | 488 | 533 | 579 | 627 | 677 | 727 | 775 | 810 | 832 | NPgN | GSP | NPg Planning Scenario | Number of I&C full electric heat pumps
NPg Planning Scenario | Lct_BB007 | Number of | NPgN | HARM_6 | Number of I&C full electric heat pumps | Hart Moor | HARTMOOR | 74 | 75 | 83 | 97 | 114 | 133 | 154 | 176 | 216 | 260 | 312 | 355 | 407 | 457 | 507 | 558 | 617 | 683 | 758 | 830 | 901 | 978 | 1060 | 1143 | 1229 | 1319 | 1406 | 1489 | 1544 | 1574 | NPgN | GSP | NPg Planning Scenario | Number of I&C full electric heat pumps
NPg Planning Scenario | Lct_BB007 | Number of | NPgN | HAWP_6 | Number of I&C full electric heat pumps | Hawthorn Pit | HAWTHORN PIT GRID | 73 | 74 | 82 | 96 | 113 | 132 | 153 | 175 | 214 | 257 | 309 | 352 | 403 | 453 | 502 | 553 | 611 | 677 | 750 | 822 | 892 | 968 | 1050 | 1131 | 1217 | 1306 | 1392 | 1474 | 1529 | 1558 | NPgN | GSP | NPg Planning Scenario | Number of I&C full electric heat pumps
NPg Planning Scenario | Lct_BB007 | Number of | NPgN | KNARE_111 | Number of I&C full electric heat pumps | Knaresborough | KNARESBOROUGH | 203 | 208 | 232 | 274 | 324 | 384 | 449 | 517 | 638 | 776 | 940 | 1081 | 1250 | 1418 | 1588 | 1765 | 1969 | 2202 | 2466 | 2730 | 2991 | 3280 | 3594 | 3912 | 4251 | 4609 | 4964 | 5312 | 5568 | 5735 | NPgN | GSP | NPg Planning Scenario | Number of I&C full electric heat pumps
NPg Planning Scenario | Lct_BB007 | Number of | NPgN | LACK_6 | Number of I&C full electric heat pumps | Lackenby | LACKENBY | 119 | 122 | 135 | 159 | 188 | 222 | 258 | 297 | 365 | 442 | 534 | 611 | 705 | 797 | 889 | 985 | 1095 | 1220 | 1362 | 1502 | 1640 | 1791 | 1956 | 2121 | 2297 | 2482 | 2663 | 2840 | 2966 | 3044 | NPgN | GSP | NPg Planning Scenario | Number of I&C full electric heat pumps
NPg Planning Scenario | Lct_BB007 | Number of | NPgN | NORT_1 | Number of I&C full electric heat pumps | Norton | NORTON | 427 | 437 | 485 | 570 | 671 | 792 | 921 | 1058 | 1300 | 1575 | 1899 | 2173 | 2502 | 2827 | 3153 | 3490 | 3876 | 4316 | 4812 | 5304 | 5785 | 6315 | 6889 | 7466 | 8077 | 8719 | 9350 | 9961 | 10393 | 10659 | NPgN | GSP | NPg Planning Scenario | Number of I&C full electric heat pumps
NPg Planning Scenario | Lct_BB007 | Number of | NPgN | OFFE_3 | Number of I&C full electric heat pumps | Offerton | OFFERTON | 49 | 50 | 55 | 65 | 76 | 89 | 103 | 118 | 144 | 173 | 208 | 237 | 272 | 305 | 339 | 373 | 413 | 457 | 507 | 556 | 604 | 655 | 711 | 767 | 825 | 886 | 945 | 1001 | 1039 | 1060 | NPgN | GSP | NPg Planning Scenario | Number of I&C full electric heat pumps
NPg Planning Scenario | Lct_BB007 | Number of | NPgN | OSBA_1 | Number of I&C full electric heat pumps | Osbaldwick | OSBALDWICK | 366 | 374 | 414 | 486 | 571 | 673 | 781 | 895 | 1098 | 1329 | 1599 | 1828 | 2101 | 2370 | 2638 | 2915 | 3232 | 3592 | 3998 | 4399 | 4789 | 5218 | 5682 | 6148 | 6639 | 7154 | 7658 | 8144 | 8483 | 8684 | NPgN | GSP | NPg Planning Scenario | Number of I&C full electric heat pumps
NPg Planning Scenario | Lct_BB007 | Number of | NPgN | POPP_3 | Number of I&C full electric heat pumps | Poppleton | POPPLETON | 49 | 50 | 55 | 65 | 76 | 89 | 103 | 118 | 144 | 173 | 208 | 237 | 272 | 306 | 339 | 373 | 413 | 457 | 507 | 556 | 604 | 655 | 711 | 766 | 825 | 885 | 944 | 1000 | 1038 | 1059 | NPgN | GSP | NPg Planning Scenario | Number of I&C full electric heat pumps
NPg Planning Scenario | Lct_BB007 | Number of | NPgN | SALH_1 | Number of I&C full electric heat pumps | Saltholme | SALTHOLME | 6 | 7 | 7 | 9 | 10 | 12 | 14 | 16 | 19 | 23 | 28 | 32 | 36 | 41 | 46 | 50 | 56 | 62 | 69 | 75 | 82 | 89 | 97 | 105 | 113 | 122 | 130 | 138 | 144 | 147 | NPgN | GSP | NPg Planning Scenario | Number of I&C full electric heat pumps
NPg Planning Scenario | Lct_BB007 | Number of | NPgN | SSHI_3 | Number of I&C full electric heat pumps | South Shields | SOUTH SHIELDS | 54 | 55 | 61 | 71 | 83 | 98 | 113 | 129 | 158 | 190 | 228 | 260 | 297 | 334 | 371 | 408 | 451 | 499 | 553 | 606 | 657 | 713 | 773 | 832 | 895 | 960 | 1023 | 1083 | 1122 | 1144 | NPgN | GSP | NPg Planning Scenario | Number of I&C full electric heat pumps
NPg Planning Scenario | Lct_BB007 | Number of | NPgN | KIELD01 and SPAD20 | Number of I&C full electric heat pumps | 0 | SPADEADAM | 12 | 13 | 14 | 17 | 20 | 23 | 27 | 31 | 38 | 46 | 56 | 64 | 74 | 84 | 94 | 104 | 115 | 129 | 143 | 158 | 173 | 189 | 206 | 224 | 242 | 262 | 281 | 300 | 313 | 322 | NPgN | GSP | NPg Planning Scenario | Number of I&C full electric heat pumps
NPg Planning Scenario | Lct_BB007 | Number of | NPgN | SPEN_1 | Number of I&C full electric heat pumps | Spennymoor | SPENNYMOOR | 240 | 244 | 269 | 315 | 369 | 433 | 501 | 572 | 699 | 843 | 1011 | 1152 | 1319 | 1483 | 1645 | 1811 | 2000 | 2215 | 2456 | 2691 | 2919 | 3168 | 3436 | 3702 | 3982 | 4273 | 4555 | 4823 | 5002 | 5098 | NPgN | GSP | NPg Planning Scenario | Number of I&C full electric heat pumps
NPg Planning Scenario | Lct_BB007 | Number of | NPgN | STEN_1 | Number of I&C full electric heat pumps | Stella North | STELLA NORTH | 210 | 214 | 237 | 278 | 327 | 385 | 447 | 513 | 629 | 761 | 916 | 1047 | 1203 | 1357 | 1511 | 1669 | 1851 | 2056 | 2288 | 2517 | 2740 | 2984 | 3249 | 3514 | 3793 | 4086 | 4372 | 4648 | 4840 | 4953 | NPgN | GSP | NPg Planning Scenario | Number of I&C full electric heat pumps
NPg Planning Scenario | Lct_BB007 | Number of | NPgN | STES_1 | Number of I&C full electric heat pumps | Stella South | STELLA SOUTH | 143 | 145 | 161 | 188 | 221 | 260 | 301 | 345 | 422 | 509 | 612 | 698 | 801 | 902 | 1003 | 1106 | 1224 | 1358 | 1509 | 1657 | 1800 | 1958 | 2128 | 2297 | 2476 | 2663 | 2844 | 3019 | 3137 | 3205 | NPgN | GSP | NPg Planning Scenario | Number of I&C full electric heat pumps
NPg Planning Scenario | Lct_BB007 | Number of | NPgN | TYNE_1 | Number of I&C full electric heat pumps | Tynemouth 1 | TYNEMOUTH | 132 | 135 | 150 | 177 | 209 | 247 | 287 | 330 | 406 | 493 | 595 | 682 | 786 | 889 | 993 | 1100 | 1223 | 1364 | 1522 | 1680 | 1835 | 2005 | 2190 | 2377 | 2574 | 2783 | 2988 | 3188 | 3331 | 3421 | NPgN | GSP | NPg Planning Scenario | Number of I&C full electric heat pumps
NPg Planning Scenario | Lct_BB007 | Number of | NPgN | WBOL_6 | Number of I&C full electric heat pumps | West Boldon | WEST BOLDON | 172 | 175 | 193 | 226 | 265 | 312 | 361 | 413 | 506 | 610 | 733 | 836 | 958 | 1078 | 1197 | 1320 | 1460 | 1618 | 1796 | 1971 | 2140 | 2326 | 2525 | 2725 | 2934 | 3153 | 3365 | 3568 | 3705 | 3782 | NPgN | GSP | NPg Planning Scenario | Number of I&C full electric heat pumps
NPg Planning Scenario | Lct_BB007 | Number of | NPgN | BRAW_1 | Number of I&C full electric heat pumps | Bradford West | BRADFORD WEST | 477 | 479 | 521 | 600 | 692 | 801 | 920 | 1044 | 1233 | 1453 | 1705 | 1931 | 2201 | 2465 | 2727 | 2996 | 3400 | 3859 | 4374 | 4799 | 5210 | 5658 | 6140 | 6620 | 7125 | 7652 | 8165 | 8657 | 8986 | 9165 | NPgY | GSP | NPg Planning Scenario | Number of I&C full electric heat pumps
NPg Planning Scenario | Lct_BB007 | Number of | NPgN | CAMB_01 | Number of I&C full electric heat pumps | Camblesforth | CAMBLESFORTH | 37 | 38 | 41 | 48 | 56 | 65 | 75 | 86 | 102 | 121 | 143 | 163 | 187 | 211 | 235 | 260 | 297 | 339 | 387 | 428 | 468 | 512 | 560 | 608 | 659 | 713 | 767 | 819 | 857 | 881 | NPgY | GSP | NPg Planning Scenario | Number of I&C full electric heat pumps
NPg Planning Scenario | Lct_BB007 | Number of | NPgN | CREB_1 | Number of I&C full electric heat pumps | Creyke Beck | CREYKE BECK | 467 | 470 | 514 | 594 | 688 | 799 | 922 | 1050 | 1245 | 1473 | 1735 | 1973 | 2258 | 2539 | 2821 | 3112 | 3546 | 4042 | 4602 | 5071 | 5529 | 6031 | 6574 | 7121 | 7699 | 8307 | 8906 | 9488 | 9896 | 10142 | NPgY | GSP | NPg Planning Scenario | Number of I&C full electric heat pumps
NPg Planning Scenario | Lct_BB007 | Number of | NPgN | DRAX_YEDL | Number of I&C full electric heat pumps | Drax | DRAX | 50 | 50 | 55 | 64 | 74 | 86 | 100 | 114 | 136 | 161 | 191 | 218 | 250 | 282 | 315 | 348 | 398 | 456 | 521 | 576 | 630 | 690 | 755 | 821 | 891 | 966 | 1039 | 1111 | 1164 | 1198 | NPgY | GSP | NPg Planning Scenario | Number of I&C full electric heat pumps
NPg Planning Scenario | Lct_BB007 | Number of | NPgN | ELLA_1 | Number of I&C full electric heat pumps | Elland | ELLAND | 352 | 353 | 384 | 442 | 510 | 590 | 678 | 769 | 908 | 1070 | 1255 | 1421 | 1620 | 1814 | 2006 | 2204 | 2500 | 2837 | 3215 | 3527 | 3828 | 4156 | 4509 | 4861 | 5231 | 5616 | 5992 | 6352 | 6591 | 6721 | NPgY | GSP | NPg Planning Scenario | Number of I&C full electric heat pumps
NPg Planning Scenario | Lct_BB007 | Number of | NPgN | FERRA2 | Number of I&C full electric heat pumps | Ferrybridge A | FERRYBRIDGE A | 75 | 75 | 82 | 95 | 111 | 129 | 149 | 170 | 201 | 239 | 282 | 321 | 368 | 414 | 461 | 509 | 581 | 663 | 757 | 835 | 913 | 997 | 1089 | 1182 | 1281 | 1385 | 1488 | 1589 | 1661 | 1706 | NPgY | GSP | NPg Planning Scenario | Number of I&C full electric heat pumps
NPg Planning Scenario | Lct_BB007 | Number of | NPgN | FERRB9 | Number of I&C full electric heat pumps | Ferrybridge B (_M) | FERRYBRIDGE B | 225 | 227 | 248 | 286 | 331 | 385 | 444 | 505 | 599 | 709 | 835 | 950 | 1087 | 1222 | 1358 | 1498 | 1707 | 1946 | 2216 | 2442 | 2663 | 2905 | 3168 | 3432 | 3712 | 4006 | 4296 | 4578 | 4776 | 4897 | NPgY | GSP | NPg Planning Scenario | Number of I&C full electric heat pumps
NPg Planning Scenario | Lct_BB007 | Number of | NPgN | GRIW_1 | Number of I&C full electric heat pumps | Grimsby West | GRIMSBY WEST | 134 | 134 | 146 | 168 | 194 | 225 | 258 | 293 | 346 | 408 | 479 | 543 | 619 | 694 | 768 | 844 | 958 | 1088 | 1234 | 1355 | 1471 | 1599 | 1736 | 1872 | 2016 | 2166 | 2313 | 2453 | 2548 | 2600 | NPgY | GSP | NPg Planning Scenario | Number of I&C full electric heat pumps
NPg Planning Scenario | Lct_BB007 | Number of | NPgN | JORD_3 | Number of I&C full electric heat pumps | Jordanthorpe | JORDANTHORPE | 43 | 43 | 47 | 54 | 63 | 73 | 84 | 96 | 113 | 134 | 158 | 179 | 204 | 229 | 255 | 280 | 319 | 363 | 413 | 454 | 495 | 539 | 586 | 634 | 685 | 738 | 790 | 840 | 875 | 895 | NPgY | GSP | NPg Planning Scenario | Number of I&C full electric heat pumps
NPg Planning Scenario | Lct_BB007 | Number of | NPgN | KEAD_YEDL | Number of I&C full electric heat pumps | Keadby | KEADBY | 264 | 267 | 292 | 339 | 393 | 457 | 529 | 603 | 718 | 850 | 1004 | 1144 | 1312 | 1479 | 1647 | 1821 | 2079 | 2375 | 2711 | 2994 | 3272 | 3577 | 3908 | 4243 | 4599 | 4974 | 5345 | 5708 | 5968 | 6131 | NPgY | GSP | NPg Planning Scenario | Number of I&C full electric heat pumps
NPg Planning Scenario | Lct_BB007 | Number of | NPgN | KIRKB1 | Number of I&C full electric heat pumps | Kirkstall B | KIRKSTALL B | 206 | 207 | 225 | 259 | 299 | 345 | 397 | 450 | 531 | 626 | 734 | 830 | 946 | 1059 | 1171 | 1286 | 1458 | 1654 | 1874 | 2055 | 2230 | 2420 | 2624 | 2828 | 3042 | 3264 | 3481 | 3688 | 3826 | 3899 | NPgY | GSP | NPg Planning Scenario | Number of I&C full electric heat pumps
NPg Planning Scenario | Lct_BB007 | Number of | NPgN | NEEP_3 | Number of I&C full electric heat pumps | Neepsend | NEEPSEND | 84 | 85 | 92 | 106 | 122 | 142 | 162 | 184 | 218 | 256 | 301 | 340 | 388 | 434 | 480 | 527 | 597 | 678 | 768 | 842 | 913 | 991 | 1075 | 1158 | 1246 | 1337 | 1426 | 1511 | 1567 | 1597 | NPgY | GSP | NPg Planning Scenario | Number of I&C full electric heat pumps
NPg Planning Scenario | Lct_BB007 | Number of | NPgN | NORL_3 | Number of I&C full electric heat pumps | Norton Lees | NORTON LEES | 67 | 67 | 73 | 84 | 96 | 112 | 128 | 145 | 172 | 202 | 237 | 268 | 305 | 342 | 378 | 415 | 471 | 534 | 605 | 663 | 720 | 781 | 847 | 913 | 982 | 1054 | 1124 | 1191 | 1235 | 1259 | NPgY | GSP | NPg Planning Scenario | Number of I&C full electric heat pumps
NPg Planning Scenario | Lct_BB007 | Number of | NPgN | PITS_BB_B | Number of I&C full electric heat pumps | Pitsmoor | PITSMOOR 3/4 | 42 | 42 | 46 | 53 | 61 | 70 | 80 | 91 | 108 | 127 | 149 | 168 | 192 | 215 | 237 | 261 | 296 | 336 | 380 | 417 | 452 | 491 | 532 | 574 | 617 | 662 | 706 | 749 | 776 | 791 | NPgY | GSP | NPg Planning Scenario | Number of I&C full electric heat pumps
NPg Planning Scenario | Lct_BB007 | Number of | NPgN | SALT_1 | Number of I&C full electric heat pumps | Saltend North | SALTEND NORTH | 51 | 51 | 56 | 65 | 75 | 87 | 100 | 114 | 136 | 161 | 189 | 215 | 246 | 277 | 308 | 340 | 387 | 441 | 503 | 554 | 604 | 659 | 719 | 779 | 842 | 909 | 975 | 1039 | 1083 | 1111 | NPgY | GSP | NPg Planning Scenario | Number of I&C full electric heat pumps
NPg Planning Scenario | Lct_BB007 | Number of | NPgN | SHEC_3 | Number of I&C full electric heat pumps | Sheffield City | SHEFFIELD CITY | 83 | 84 | 91 | 105 | 121 | 140 | 160 | 182 | 215 | 253 | 297 | 336 | 383 | 428 | 474 | 520 | 590 | 669 | 758 | 831 | 902 | 979 | 1061 | 1144 | 1230 | 1320 | 1408 | 1492 | 1547 | 1577 | NPgY | GSP | NPg Planning Scenario | Number of I&C full electric heat pumps
NPg Planning Scenario | Lct_BB007 | Number of | NPgN | SKLGB1 | Number of I&C full electric heat pumps | Skelton Grange | SKELTON GRANGE | 504 | 506 | 551 | 634 | 731 | 846 | 972 | 1103 | 1304 | 1536 | 1803 | 2041 | 2327 | 2606 | 2883 | 3168 | 3595 | 4081 | 4627 | 5076 | 5511 | 5985 | 6495 | 7004 | 7539 | 8098 | 8641 | 9163 | 9512 | 9702 | NPgY | GSP | NPg Planning Scenario | Number of I&C full electric heat pumps
NPg Planning Scenario | Lct_BB007 | Number of | NPgN | TEMP_3 | Number of I&C full electric heat pumps | Templeborough | TEMPLEBOROUGH 275/33KV | 3 | 3 | 3 | 3 | 4 | 5 | 5 | 6 | 7 | 8 | 10 | 11 | 13 | 15 | 16 | 18 | 21 | 24 | 27 | 30 | 33 | 36 | 39 | 43 | 46 | 50 | 54 | 57 | 60 | 62 | NPgY | GSP | NPg Planning Scenario | Number of I&C full electric heat pumps
NPg Planning Scenario | Lct_BB007 | Number of | NPgN | THUR_6 | Number of I&C full electric heat pumps | Thurcroft | THURCROFT | 129 | 130 | 143 | 165 | 191 | 223 | 257 | 293 | 348 | 413 | 487 | 554 | 636 | 716 | 796 | 880 | 1005 | 1147 | 1309 | 1445 | 1578 | 1725 | 1883 | 2044 | 2215 | 2394 | 2572 | 2745 | 2869 | 2947 | NPgY | GSP | NPg Planning Scenario | Number of I&C full electric heat pumps
NPg Planning Scenario | Lct_BB007 | Number of | NPgN | WMEL_THOM | Number of I&C full electric heat pumps | Thorpe Marsh | WEST MELTON / THORPE MARSH | 328 | 332 | 363 | 420 | 486 | 566 | 653 | 744 | 884 | 1047 | 1235 | 1406 | 1611 | 1814 | 2018 | 2230 | 2544 | 2904 | 3311 | 3654 | 3990 | 4359 | 4759 | 5163 | 5592 | 6043 | 6489 | 6924 | 7234 | 7426 | NPgY | GSP | NPg Planning Scenario | Number of I&C full electric heat pumps
NPg Planning Scenario | Lct_BB007 | Number of | NPgN | WMEL_BB3 | Number of I&C full electric heat pumps | West Melton | WEST MELTON SECTION 3 | 292 | 295 | 323 | 374 | 433 | 504 | 582 | 664 | 789 | 934 | 1102 | 1255 | 1439 | 1620 | 1803 | 1992 | 2274 | 2596 | 2961 | 3269 | 3571 | 3902 | 4261 | 4625 | 5011 | 5417 | 5819 | 6212 | 6493 | 6668 | NPgY | GSP | NPg Planning Scenario | Number of I&C full electric heat pumps
NPg Planning Scenario | Lct_BB007 | Number of | NPgN | WIBA_3 | Number of I&C full electric heat pumps | Wincobank | WINCOBANK | 15 | 16 | 17 | 20 | 23 | 26 | 30 | 34 | 40 | 48 | 56 | 64 | 73 | 81 | 90 | 99 | 113 | 128 | 146 | 160 | 174 | 190 | 206 | 223 | 240 | 259 | 276 | 294 | 306 | 312 | NPgY | GSP | NPg Planning Scenario | Number of I&C full electric heat pumps
NG FES - System Transformation | Lct_BB007 | Number of | NPgN | BLYTB1 | Number of I&C full electric heat pumps | Blyth 66kV | BLYTH 66kV | 138 | 133 | 134 | 138 | 168 | 212 | 268 | 331 | 401 | 475 | 538 | 603 | 670 | 739 | 810 | 900 | 978 | 1055 | 1131 | 1206 | 1282 | 1337 | 1386 | 1429 | 1469 | 1529 | 1570 | 1608 | 1643 | 1677 | NPgN | GSP | NG FES - System Transformation | Number of I&C full electric heat pumps
NG FES - System Transformation | Lct_BB007 | Number of | NPgN | BLYTH132 | Number of I&C full electric heat pumps | Blyth 132kV | BLYTH 132kV | 84 | 80 | 81 | 84 | 102 | 128 | 162 | 201 | 243 | 288 | 326 | 365 | 406 | 447 | 491 | 545 | 592 | 639 | 685 | 731 | 777 | 810 | 839 | 866 | 890 | 925 | 951 | 973 | 995 | 1015 | NPgN | GSP | NG FES - System Transformation | Number of I&C full electric heat pumps
NG FES - System Transformation | Lct_BB007 | Number of | NPgN | FOUR_1 | Number of I&C full electric heat pumps | Fourstones | FOURSTONES | 33 | 32 | 33 | 33 | 41 | 51 | 65 | 80 | 97 | 115 | 130 | 146 | 162 | 179 | 196 | 218 | 237 | 255 | 274 | 292 | 310 | 323 | 335 | 346 | 355 | 370 | 380 | 389 | 397 | 405 | NPgN | GSP | NG FES - System Transformation | Number of I&C full electric heat pumps
NG FES - System Transformation | Lct_BB007 | Number of | NPgN | HARM_6 | Number of I&C full electric heat pumps | Hart Moor | HARTMOOR | 76 | 73 | 73 | 75 | 91 | 113 | 142 | 175 | 211 | 249 | 280 | 312 | 344 | 377 | 410 | 453 | 489 | 525 | 559 | 592 | 625 | 647 | 666 | 683 | 697 | 720 | 734 | 747 | 758 | 767 | NPgN | GSP | NG FES - System Transformation | Number of I&C full electric heat pumps
NG FES - System Transformation | Lct_BB007 | Number of | NPgN | HAWP_6 | Number of I&C full electric heat pumps | Hawthorn Pit | HAWTHORN PIT GRID | 76 | 72 | 73 | 74 | 90 | 112 | 141 | 174 | 209 | 246 | 277 | 309 | 341 | 373 | 407 | 449 | 485 | 520 | 553 | 586 | 619 | 641 | 660 | 676 | 690 | 713 | 727 | 739 | 750 | 760 | NPgN | GSP | NG FES - System Transformation | Number of I&C full electric heat pumps
NG FES - System Transformation | Lct_BB007 | Number of | NPgN | KNARE_111 | Number of I&C full electric heat pumps | Knaresborough | KNARESBOROUGH | 209 | 202 | 206 | 212 | 259 | 327 | 414 | 515 | 625 | 743 | 843 | 948 | 1057 | 1169 | 1285 | 1432 | 1562 | 1691 | 1819 | 1946 | 2076 | 2171 | 2258 | 2337 | 2410 | 2516 | 2592 | 2664 | 2731 | 2796 | NPgN | GSP | NG FES - System Transformation | Number of I&C full electric heat pumps
NG FES - System Transformation | Lct_BB007 | Number of | NPgN | LACK_6 | Number of I&C full electric heat pumps | Lackenby | LACKENBY | 123 | 118 | 120 | 123 | 150 | 188 | 238 | 295 | 357 | 423 | 479 | 536 | 596 | 657 | 720 | 799 | 869 | 937 | 1004 | 1071 | 1138 | 1186 | 1229 | 1267 | 1302 | 1355 | 1391 | 1424 | 1455 | 1484 | NPgN | GSP | NG FES - System Transformation | Number of I&C full electric heat pumps
NG FES - System Transformation | Lct_BB007 | Number of | NPgN | NORT_1 | Number of I&C full electric heat pumps | Norton | NORTON | 441 | 425 | 429 | 440 | 535 | 673 | 851 | 1052 | 1273 | 1506 | 1703 | 1907 | 2116 | 2330 | 2552 | 2832 | 3074 | 3314 | 3549 | 3781 | 4015 | 4181 | 4329 | 4460 | 4580 | 4759 | 4882 | 4995 | 5099 | 5196 | NPgN | GSP | NG FES - System Transformation | Number of I&C full electric heat pumps
NG FES - System Transformation | Lct_BB007 | Number of | NPgN | OFFE_3 | Number of I&C full electric heat pumps | Offerton | OFFERTON | 51 | 49 | 49 | 50 | 60 | 75 | 95 | 117 | 141 | 166 | 187 | 208 | 230 | 252 | 274 | 303 | 327 | 351 | 374 | 396 | 419 | 434 | 447 | 458 | 468 | 484 | 493 | 502 | 510 | 516 | NPgN | GSP | NG FES - System Transformation | Number of I&C full electric heat pumps
NG FES - System Transformation | Lct_BB007 | Number of | NPgN | OSBA_1 | Number of I&C full electric heat pumps | Osbaldwick | OSBALDWICK | 378 | 363 | 367 | 375 | 455 | 572 | 721 | 891 | 1076 | 1271 | 1434 | 1604 | 1777 | 1953 | 2135 | 2365 | 2563 | 2759 | 2949 | 3136 | 3324 | 3455 | 3571 | 3673 | 3765 | 3905 | 3999 | 4084 | 4162 | 4233 | NPgN | GSP | NG FES - System Transformation | Number of I&C full electric heat pumps
NG FES - System Transformation | Lct_BB007 | Number of | NPgN | POPP_3 | Number of I&C full electric heat pumps | Poppleton | POPPLETON | 51 | 49 | 49 | 50 | 60 | 76 | 95 | 117 | 141 | 166 | 187 | 208 | 230 | 252 | 274 | 303 | 327 | 351 | 374 | 396 | 419 | 434 | 447 | 458 | 468 | 483 | 493 | 502 | 509 | 516 | NPgN | GSP | NG FES - System Transformation | Number of I&C full electric heat pumps
NG FES - System Transformation | Lct_BB007 | Number of | NPgN | SALH_1 | Number of I&C full electric heat pumps | Saltholme | SALTHOLME | 7 | 6 | 6 | 7 | 8 | 10 | 13 | 16 | 19 | 22 | 25 | 28 | 31 | 34 | 37 | 41 | 44 | 47 | 51 | 54 | 57 | 59 | 61 | 63 | 64 | 66 | 68 | 69 | 70 | 72 | NPgN | GSP | NG FES - System Transformation | Number of I&C full electric heat pumps
NG FES - System Transformation | Lct_BB007 | Number of | NPgN | SSHI_3 | Number of I&C full electric heat pumps | South Shields | SOUTH SHIELDS | 56 | 54 | 54 | 55 | 66 | 83 | 104 | 129 | 155 | 182 | 205 | 228 | 252 | 275 | 300 | 331 | 357 | 383 | 408 | 432 | 456 | 472 | 486 | 497 | 507 | 524 | 534 | 543 | 551 | 557 | NPgN | GSP | NG FES - System Transformation | Number of I&C full electric heat pumps
NG FES - System Transformation | Lct_BB007 | Number of | NPgN | KIELD01 and SPAD20 | Number of I&C full electric heat pumps | 0 | SPADEADAM | 13 | 12 | 13 | 13 | 16 | 20 | 25 | 31 | 38 | 44 | 50 | 56 | 63 | 69 | 76 | 84 | 91 | 99 | 106 | 113 | 120 | 125 | 130 | 134 | 137 | 143 | 147 | 150 | 154 | 157 | NPgN | GSP | NG FES - System Transformation | Number of I&C full electric heat pumps
NG FES - System Transformation | Lct_BB007 | Number of | NPgN | SPEN_1 | Number of I&C full electric heat pumps | Spennymoor | SPENNYMOOR | 247 | 237 | 238 | 243 | 294 | 368 | 462 | 569 | 685 | 806 | 907 | 1010 | 1115 | 1222 | 1331 | 1469 | 1586 | 1701 | 1811 | 1919 | 2026 | 2097 | 2159 | 2212 | 2258 | 2332 | 2378 | 2418 | 2454 | 2485 | NPgN | GSP | NG FES - System Transformation | Number of I&C full electric heat pumps
NG FES - System Transformation | Lct_BB007 | Number of | NPgN | STEN_1 | Number of I&C full electric heat pumps | Stella North | STELLA NORTH | 217 | 208 | 210 | 215 | 261 | 328 | 413 | 510 | 616 | 728 | 822 | 919 | 1018 | 1119 | 1223 | 1355 | 1468 | 1579 | 1688 | 1794 | 1901 | 1976 | 2042 | 2099 | 2151 | 2230 | 2283 | 2331 | 2374 | 2414 | NPgN | GSP | NG FES - System Transformation | Number of I&C full electric heat pumps
NG FES - System Transformation | Lct_BB007 | Number of | NPgN | STES_1 | Number of I&C full electric heat pumps | Stella South | STELLA SOUTH | 147 | 141 | 142 | 145 | 176 | 221 | 278 | 343 | 413 | 487 | 549 | 613 | 678 | 744 | 812 | 898 | 971 | 1043 | 1113 | 1181 | 1249 | 1296 | 1337 | 1373 | 1404 | 1453 | 1485 | 1514 | 1539 | 1562 | NPgN | GSP | NG FES - System Transformation | Number of I&C full electric heat pumps
NG FES - System Transformation | Lct_BB007 | Number of | NPgN | TYNE_1 | Number of I&C full electric heat pumps | Tynemouth 1 | TYNEMOUTH | 137 | 132 | 133 | 137 | 166 | 210 | 265 | 328 | 398 | 471 | 533 | 598 | 664 | 733 | 803 | 893 | 970 | 1047 | 1123 | 1197 | 1273 | 1327 | 1376 | 1420 | 1460 | 1519 | 1560 | 1598 | 1634 | 1668 | NPgN | GSP | NG FES - System Transformation | Number of I&C full electric heat pumps
NG FES - System Transformation | Lct_BB007 | Number of | NPgN | WBOL_6 | Number of I&C full electric heat pumps | West Boldon | WEST BOLDON | 177 | 170 | 171 | 175 | 212 | 265 | 334 | 411 | 495 | 584 | 657 | 733 | 810 | 889 | 969 | 1071 | 1158 | 1242 | 1325 | 1405 | 1485 | 1540 | 1587 | 1628 | 1664 | 1721 | 1757 | 1789 | 1818 | 1843 | NPgN | GSP | NG FES - System Transformation | Number of I&C full electric heat pumps
NG FES - System Transformation | Lct_BB007 | Number of | NPgN | BRAW_1 | Number of I&C full electric heat pumps | Bradford West | BRADFORD WEST | 482 | 475 | 478 | 485 | 514 | 648 | 815 | 1005 | 1211 | 1427 | 1614 | 1800 | 1990 | 2183 | 2381 | 2678 | 2895 | 3108 | 3315 | 3516 | 3748 | 3886 | 4006 | 4110 | 4201 | 4368 | 4461 | 4542 | 4616 | 4681 | NPgY | GSP | NG FES - System Transformation | Number of I&C full electric heat pumps
NG FES - System Transformation | Lct_BB007 | Number of | NPgN | CAMB_01 | Number of I&C full electric heat pumps | Camblesforth | CAMBLESFORTH | 38 | 37 | 38 | 39 | 41 | 52 | 66 | 83 | 100 | 119 | 135 | 152 | 169 | 187 | 205 | 232 | 253 | 273 | 293 | 314 | 337 | 352 | 365 | 377 | 389 | 407 | 419 | 430 | 440 | 450 | NPgY | GSP | NG FES - System Transformation | Number of I&C full electric heat pumps
NG FES - System Transformation | Lct_BB007 | Number of | NPgN | CREB_1 | Number of I&C full electric heat pumps | Creyke Beck | CREYKE BECK | 471 | 467 | 471 | 480 | 510 | 646 | 817 | 1011 | 1223 | 1447 | 1642 | 1840 | 2042 | 2249 | 2463 | 2781 | 3019 | 3256 | 3487 | 3715 | 3977 | 4142 | 4290 | 4420 | 4539 | 4742 | 4865 | 4978 | 5083 | 5180 | NPgY | GSP | NG FES - System Transformation | Number of I&C full electric heat pumps
NG FES - System Transformation | Lct_BB007 | Number of | NPgN | DRAX_YEDL | Number of I&C full electric heat pumps | Drax | DRAX | 50 | 50 | 50 | 52 | 55 | 70 | 89 | 110 | 134 | 159 | 181 | 203 | 226 | 250 | 275 | 311 | 339 | 367 | 395 | 422 | 453 | 474 | 493 | 510 | 526 | 551 | 568 | 583 | 598 | 612 | NPgY | GSP | NG FES - System Transformation | Number of I&C full electric heat pumps
NG FES - System Transformation | Lct_BB007 | Number of | NPgN | ELLA_1 | Number of I&C full electric heat pumps | Elland | ELLAND | 355 | 350 | 352 | 358 | 379 | 477 | 600 | 740 | 892 | 1051 | 1188 | 1325 | 1465 | 1606 | 1752 | 1969 | 2129 | 2285 | 2437 | 2584 | 2754 | 2854 | 2942 | 3018 | 3084 | 3206 | 3273 | 3333 | 3386 | 3433 | NPgY | GSP | NG FES - System Transformation | Number of I&C full electric heat pumps
NG FES - System Transformation | Lct_BB007 | Number of | NPgN | FERRA2 | Number of I&C full electric heat pumps | Ferrybridge A | FERRYBRIDGE A | 75 | 75 | 76 | 77 | 82 | 104 | 132 | 163 | 198 | 234 | 266 | 299 | 332 | 367 | 402 | 455 | 495 | 534 | 573 | 612 | 656 | 685 | 711 | 734 | 755 | 791 | 813 | 834 | 853 | 871 | NPgY | GSP | NG FES - System Transformation | Number of I&C full electric heat pumps
NG FES - System Transformation | Lct_BB007 | Number of | NPgN | FERRB9 | Number of I&C full electric heat pumps | Ferrybridge B (_M) | FERRYBRIDGE B | 227 | 225 | 227 | 231 | 246 | 311 | 393 | 486 | 589 | 697 | 790 | 886 | 983 | 1083 | 1186 | 1339 | 1454 | 1568 | 1679 | 1789 | 1916 | 1996 | 2067 | 2131 | 2188 | 2287 | 2347 | 2402 | 2453 | 2501 | NPgY | GSP | NG FES - System Transformation | Number of I&C full electric heat pumps
NG FES - System Transformation | Lct_BB007 | Number of | NPgN | GRIW_1 | Number of I&C full electric heat pumps | Grimsby West | GRIMSBY WEST | 135 | 133 | 134 | 136 | 144 | 182 | 229 | 282 | 340 | 401 | 454 | 506 | 560 | 615 | 671 | 754 | 816 | 877 | 935 | 993 | 1058 | 1098 | 1132 | 1162 | 1189 | 1236 | 1263 | 1287 | 1309 | 1328 | NPgY | GSP | NG FES - System Transformation | Number of I&C full electric heat pumps
NG FES - System Transformation | Lct_BB007 | Number of | NPgN | JORD_3 | Number of I&C full electric heat pumps | Jordanthorpe | JORDANTHORPE | 43 | 43 | 43 | 44 | 47 | 59 | 75 | 92 | 111 | 132 | 149 | 167 | 185 | 203 | 222 | 251 | 272 | 293 | 313 | 333 | 356 | 370 | 383 | 394 | 404 | 421 | 431 | 441 | 449 | 457 | NPgY | GSP | NG FES - System Transformation | Number of I&C full electric heat pumps
NG FES - System Transformation | Lct_BB007 | Number of | NPgN | KEAD_YEDL | Number of I&C full electric heat pumps | Keadby | KEADBY | 267 | 265 | 268 | 274 | 292 | 370 | 468 | 581 | 705 | 836 | 950 | 1067 | 1187 | 1310 | 1438 | 1627 | 1771 | 1913 | 2054 | 2193 | 2353 | 2457 | 2550 | 2634 | 2711 | 2839 | 2920 | 2995 | 3065 | 3132 | NPgY | GSP | NG FES - System Transformation | Number of I&C full electric heat pumps
NG FES - System Transformation | Lct_BB007 | Number of | NPgN | KIRKB1 | Number of I&C full electric heat pumps | Kirkstall B | KIRKSTALL B | 208 | 205 | 206 | 210 | 222 | 279 | 351 | 433 | 522 | 615 | 694 | 774 | 856 | 938 | 1023 | 1149 | 1242 | 1332 | 1420 | 1506 | 1604 | 1662 | 1712 | 1755 | 1793 | 1863 | 1902 | 1935 | 1965 | 1992 | NPgY | GSP | NG FES - System Transformation | Number of I&C full electric heat pumps
NG FES - System Transformation | Lct_BB007 | Number of | NPgN | NEEP_3 | Number of I&C full electric heat pumps | Neepsend | NEEPSEND | 85 | 84 | 85 | 86 | 91 | 114 | 144 | 177 | 214 | 252 | 284 | 317 | 350 | 384 | 419 | 471 | 509 | 546 | 582 | 617 | 657 | 681 | 701 | 719 | 735 | 763 | 779 | 793 | 805 | 816 | NPgY | GSP | NG FES - System Transformation | Number of I&C full electric heat pumps
NG FES - System Transformation | Lct_BB007 | Number of | NPgN | NORL_3 | Number of I&C full electric heat pumps | Norton Lees | NORTON LEES | 67 | 66 | 67 | 68 | 72 | 90 | 113 | 140 | 168 | 198 | 224 | 250 | 276 | 303 | 330 | 371 | 401 | 430 | 459 | 486 | 518 | 537 | 553 | 567 | 579 | 602 | 614 | 625 | 634 | 643 | NPgY | GSP | NG FES - System Transformation | Number of I&C full electric heat pumps
NG FES - System Transformation | Lct_BB007 | Number of | NPgN | PITS_BB_B | Number of I&C full electric heat pumps | Pitsmoor | PITSMOOR 3/4 | 42 | 42 | 42 | 42 | 45 | 57 | 71 | 88 | 106 | 125 | 141 | 157 | 173 | 190 | 207 | 233 | 252 | 270 | 288 | 305 | 325 | 337 | 347 | 356 | 364 | 378 | 386 | 393 | 399 | 404 | NPgY | GSP | NG FES - System Transformation | Number of I&C full electric heat pumps
NG FES - System Transformation | Lct_BB007 | Number of | NPgN | SALT_1 | Number of I&C full electric heat pumps | Saltend North | SALTEND NORTH | 51 | 51 | 51 | 52 | 56 | 70 | 89 | 110 | 133 | 158 | 179 | 201 | 223 | 245 | 269 | 304 | 330 | 356 | 381 | 406 | 435 | 453 | 469 | 483 | 497 | 519 | 532 | 545 | 556 | 567 | NPgY | GSP | NG FES - System Transformation | Number of I&C full electric heat pumps
NG FES - System Transformation | Lct_BB007 | Number of | NPgN | SHEC_3 | Number of I&C full electric heat pumps | Sheffield City | SHEFFIELD CITY | 84 | 83 | 83 | 85 | 90 | 113 | 142 | 175 | 211 | 249 | 281 | 313 | 346 | 379 | 414 | 465 | 502 | 539 | 574 | 609 | 649 | 672 | 693 | 710 | 725 | 754 | 769 | 783 | 795 | 806 | NPgY | GSP | NG FES - System Transformation | Number of I&C full electric heat pumps
NG FES - System Transformation | Lct_BB007 | Number of | NPgN | SKLGB1 | Number of I&C full electric heat pumps | Skelton Grange | SKELTON GRANGE | 509 | 502 | 505 | 513 | 543 | 685 | 862 | 1062 | 1280 | 1509 | 1706 | 1903 | 2104 | 2308 | 2518 | 2831 | 3061 | 3287 | 3506 | 3719 | 3964 | 4111 | 4238 | 4348 | 4445 | 4622 | 4721 | 4808 | 4886 | 4956 | NPgY | GSP | NG FES - System Transformation | Number of I&C full electric heat pumps
NG FES - System Transformation | Lct_BB007 | Number of | NPgN | TEMP_3 | Number of I&C full electric heat pumps | Templeborough | TEMPLEBOROUGH 275/33KV | 3 | 3 | 3 | 3 | 3 | 4 | 5 | 6 | 7 | 8 | 9 | 11 | 12 | 13 | 14 | 16 | 18 | 19 | 21 | 22 | 24 | 25 | 26 | 26 | 27 | 28 | 29 | 30 | 31 | 32 | NPgY | GSP | NG FES - System Transformation | Number of I&C full electric heat pumps
NG FES - System Transformation | Lct_BB007 | Number of | NPgN | THUR_6 | Number of I&C full electric heat pumps | Thurcroft | THURCROFT | 130 | 129 | 131 | 133 | 142 | 180 | 228 | 282 | 342 | 405 | 461 | 517 | 575 | 634 | 696 | 787 | 856 | 924 | 992 | 1058 | 1135 | 1184 | 1229 | 1269 | 1306 | 1367 | 1405 | 1440 | 1474 | 1505 | NPgY | GSP | NG FES - System Transformation | Number of I&C full electric heat pumps
NG FES - System Transformation | Lct_BB007 | Number of | NPgN | WMEL_THOM | Number of I&C full electric heat pumps | Thorpe Marsh | WEST MELTON / THORPE MARSH | 332 | 329 | 332 | 339 | 361 | 457 | 579 | 717 | 868 | 1029 | 1169 | 1311 | 1457 | 1607 | 1762 | 1993 | 2166 | 2339 | 2509 | 2677 | 2870 | 2994 | 3105 | 3205 | 3297 | 3449 | 3545 | 3633 | 3716 | 3793 | NPgY | GSP | NG FES - System Transformation | Number of I&C full electric heat pumps
NG FES - System Transformation | Lct_BB007 | Number of | NPgN | WMEL_BB3 | Number of I&C full electric heat pumps | West Melton | WEST MELTON SECTION 3 | 295 | 293 | 296 | 302 | 322 | 408 | 516 | 639 | 774 | 918 | 1043 | 1170 | 1301 | 1435 | 1574 | 1780 | 1936 | 2091 | 2244 | 2395 | 2568 | 2680 | 2780 | 2871 | 2954 | 3092 | 3179 | 3259 | 3335 | 3406 | NPgY | GSP | NG FES - System Transformation | Number of I&C full electric heat pumps
NG FES - System Transformation | Lct_BB007 | Number of | NPgN | WIBA_3 | Number of I&C full electric heat pumps | Wincobank | WINCOBANK | 16 | 15 | 16 | 16 | 17 | 21 | 27 | 33 | 40 | 47 | 53 | 59 | 66 | 72 | 79 | 89 | 96 | 103 | 111 | 117 | 125 | 130 | 135 | 138 | 142 | 148 | 151 | 154 | 157 | 159 | NPgY | GSP | NG FES - System Transformation | Number of I&C full electric heat pumps
NG FES - Consumer Transformation | Lct_BB008 | Number of | NPgN | BLYTB1 | Number of I&C hybrid heat pumps | Blyth 66kV | BLYTH 66kV | 0 | 23 | 40 | 65 | 93 | 127 | 156 | 186 | 217 | 247 | 279 | 311 | 344 | 377 | 409 | 444 | 468 | 490 | 500 | 507 | 518 | 526 | 535 | 545 | 555 | 564 | 575 | 586 | 598 | 610 | NPgN | GSP | NG FES - Consumer Transformation | Number of I&C hybrid heat pumps
NG FES - Consumer Transformation | Lct_BB008 | Number of | NPgN | BLYTH132 | Number of I&C hybrid heat pumps | Blyth 132kV | BLYTH 132kV | 0 | 14 | 24 | 40 | 57 | 77 | 95 | 113 | 131 | 150 | 169 | 188 | 208 | 228 | 248 | 269 | 284 | 296 | 303 | 307 | 314 | 318 | 324 | 330 | 336 | 341 | 348 | 355 | 362 | 369 | NPgN | GSP | NG FES - Consumer Transformation | Number of I&C hybrid heat pumps
NG FES - Consumer Transformation | Lct_BB008 | Number of | NPgN | FOUR_1 | Number of I&C hybrid heat pumps | Fourstones | FOURSTONES | 0 | 6 | 10 | 16 | 23 | 31 | 38 | 45 | 52 | 60 | 68 | 75 | 83 | 91 | 99 | 107 | 113 | 118 | 121 | 123 | 125 | 127 | 129 | 132 | 134 | 136 | 139 | 142 | 145 | 148 | NPgN | GSP | NG FES - Consumer Transformation | Number of I&C hybrid heat pumps
NG FES - Consumer Transformation | Lct_BB008 | Number of | NPgN | HARM_6 | Number of I&C hybrid heat pumps | Hart Moor | HARTMOOR | 0 | 13 | 22 | 35 | 50 | 68 | 83 | 99 | 114 | 129 | 145 | 161 | 176 | 192 | 207 | 223 | 234 | 243 | 247 | 249 | 252 | 254 | 257 | 260 | 263 | 266 | 269 | 272 | 276 | 279 | NPgN | GSP | NG FES - Consumer Transformation | Number of I&C hybrid heat pumps
NG FES - Consumer Transformation | Lct_BB008 | Number of | NPgN | HAWP_6 | Number of I&C hybrid heat pumps | Hawthorn Pit | HAWTHORN PIT GRID | 0 | 12 | 22 | 35 | 50 | 67 | 83 | 98 | 113 | 128 | 144 | 159 | 175 | 190 | 205 | 221 | 232 | 241 | 244 | 247 | 250 | 252 | 255 | 258 | 261 | 263 | 266 | 270 | 273 | 276 | NPgN | GSP | NG FES - Consumer Transformation | Number of I&C hybrid heat pumps
NG FES - Consumer Transformation | Lct_BB008 | Number of | NPgN | KNARE_111 | Number of I&C hybrid heat pumps | Knaresborough | KNARESBOROUGH | 0 | 35 | 61 | 100 | 144 | 196 | 242 | 289 | 337 | 386 | 437 | 489 | 542 | 596 | 649 | 706 | 748 | 784 | 804 | 819 | 838 | 854 | 872 | 892 | 911 | 928 | 950 | 971 | 994 | 1017 | NPgN | GSP | NG FES - Consumer Transformation | Number of I&C hybrid heat pumps
NG FES - Consumer Transformation | Lct_BB008 | Number of | NPgN | LACK_6 | Number of I&C hybrid heat pumps | Lackenby | LACKENBY | 0 | 20 | 35 | 58 | 83 | 113 | 139 | 166 | 193 | 220 | 248 | 277 | 306 | 335 | 363 | 394 | 416 | 435 | 444 | 450 | 460 | 466 | 474 | 484 | 492 | 500 | 510 | 519 | 529 | 540 | NPgN | GSP | NG FES - Consumer Transformation | Number of I&C hybrid heat pumps
NG FES - Consumer Transformation | Lct_BB008 | Number of | NPgN | NORT_1 | Number of I&C hybrid heat pumps | Norton | NORTON | 0 | 73 | 127 | 209 | 297 | 403 | 497 | 592 | 687 | 783 | 883 | 983 | 1086 | 1188 | 1288 | 1396 | 1473 | 1537 | 1568 | 1590 | 1622 | 1644 | 1671 | 1702 | 1731 | 1756 | 1789 | 1821 | 1855 | 1891 | NPgN | GSP | NG FES - Consumer Transformation | Number of I&C hybrid heat pumps
NG FES - Consumer Transformation | Lct_BB008 | Number of | NPgN | OFFE_3 | Number of I&C hybrid heat pumps | Offerton | OFFERTON | 0 | 8 | 14 | 24 | 33 | 45 | 56 | 66 | 76 | 86 | 97 | 107 | 118 | 128 | 138 | 149 | 157 | 163 | 165 | 167 | 169 | 171 | 173 | 175 | 177 | 178 | 181 | 183 | 185 | 188 | NPgN | GSP | NG FES - Consumer Transformation | Number of I&C hybrid heat pumps
NG FES - Consumer Transformation | Lct_BB008 | Number of | NPgN | OSBA_1 | Number of I&C hybrid heat pumps | Osbaldwick | OSBALDWICK | 0 | 63 | 109 | 178 | 253 | 342 | 422 | 501 | 581 | 661 | 744 | 827 | 911 | 995 | 1078 | 1166 | 1228 | 1280 | 1303 | 1319 | 1342 | 1358 | 1378 | 1401 | 1423 | 1441 | 1466 | 1489 | 1514 | 1541 | NPgN | GSP | NG FES - Consumer Transformation | Number of I&C hybrid heat pumps
NG FES - Consumer Transformation | Lct_BB008 | Number of | NPgN | POPP_3 | Number of I&C hybrid heat pumps | Poppleton | POPPLETON | 0 | 8 | 14 | 24 | 34 | 45 | 56 | 66 | 76 | 86 | 97 | 107 | 118 | 128 | 139 | 149 | 157 | 163 | 165 | 167 | 169 | 171 | 172 | 175 | 177 | 178 | 181 | 183 | 185 | 188 | NPgN | GSP | NG FES - Consumer Transformation | Number of I&C hybrid heat pumps
NG FES - Consumer Transformation | Lct_BB008 | Number of | NPgN | SALH_1 | Number of I&C hybrid heat pumps | Saltholme | SALTHOLME | 0 | 1 | 2 | 3 | 4 | 6 | 7 | 9 | 10 | 11 | 13 | 14 | 16 | 17 | 19 | 20 | 21 | 22 | 22 | 23 | 23 | 23 | 24 | 24 | 24 | 25 | 25 | 25 | 26 | 26 | NPgN | GSP | NG FES - Consumer Transformation | Number of I&C hybrid heat pumps
NG FES - Consumer Transformation | Lct_BB008 | Number of | NPgN | SSHI_3 | Number of I&C hybrid heat pumps | South Shields | SOUTH SHIELDS | 0 | 9 | 16 | 26 | 37 | 50 | 61 | 72 | 83 | 95 | 106 | 118 | 129 | 140 | 151 | 163 | 171 | 178 | 180 | 182 | 184 | 186 | 187 | 190 | 192 | 193 | 196 | 198 | 200 | 203 | NPgN | GSP | NG FES - Consumer Transformation | Number of I&C hybrid heat pumps
NG FES - Consumer Transformation | Lct_BB008 | Number of | NPgN | KIELD01 and SPAD20 | Number of I&C hybrid heat pumps | 0 | SPADEADAM | 0 | 2 | 4 | 6 | 9 | 12 | 15 | 17 | 20 | 23 | 26 | 29 | 32 | 35 | 38 | 41 | 44 | 46 | 47 | 47 | 48 | 49 | 50 | 51 | 52 | 53 | 54 | 55 | 56 | 57 | NPgN | GSP | NG FES - Consumer Transformation | Number of I&C hybrid heat pumps
NG FES - Consumer Transformation | Lct_BB008 | Number of | NPgN | SPEN_1 | Number of I&C hybrid heat pumps | Spennymoor | SPENNYMOOR | 0 | 41 | 71 | 115 | 163 | 220 | 270 | 320 | 370 | 419 | 471 | 521 | 572 | 623 | 672 | 724 | 760 | 789 | 800 | 807 | 818 | 825 | 834 | 844 | 853 | 860 | 872 | 882 | 893 | 904 | NPgN | GSP | NG FES - Consumer Transformation | Number of I&C hybrid heat pumps
NG FES - Consumer Transformation | Lct_BB008 | Number of | NPgN | STEN_1 | Number of I&C hybrid heat pumps | Stella North | STELLA NORTH | 0 | 36 | 62 | 102 | 145 | 196 | 242 | 287 | 333 | 378 | 426 | 474 | 522 | 570 | 617 | 668 | 703 | 732 | 746 | 755 | 768 | 777 | 788 | 801 | 813 | 823 | 837 | 850 | 864 | 879 | NPgN | GSP | NG FES - Consumer Transformation | Number of I&C hybrid heat pumps
NG FES - Consumer Transformation | Lct_BB008 | Number of | NPgN | STES_1 | Number of I&C hybrid heat pumps | Stella South | STELLA SOUTH | 0 | 24 | 42 | 69 | 98 | 132 | 163 | 193 | 223 | 253 | 285 | 316 | 348 | 379 | 410 | 443 | 465 | 484 | 492 | 497 | 505 | 510 | 516 | 524 | 531 | 536 | 544 | 552 | 560 | 569 | NPgN | GSP | NG FES - Consumer Transformation | Number of I&C hybrid heat pumps
NG FES - Consumer Transformation | Lct_BB008 | Number of | NPgN | TYNE_1 | Number of I&C hybrid heat pumps | Tynemouth 1 | TYNEMOUTH | 0 | 23 | 39 | 65 | 92 | 125 | 155 | 185 | 215 | 245 | 277 | 308 | 341 | 373 | 406 | 440 | 465 | 486 | 496 | 504 | 514 | 522 | 531 | 542 | 552 | 560 | 572 | 583 | 594 | 607 | NPgN | GSP | NG FES - Consumer Transformation | Number of I&C hybrid heat pumps
NG FES - Consumer Transformation | Lct_BB008 | Number of | NPgN | WBOL_6 | Number of I&C hybrid heat pumps | West Boldon | WEST BOLDON | 0 | 29 | 51 | 83 | 118 | 159 | 195 | 231 | 267 | 303 | 341 | 378 | 416 | 453 | 489 | 528 | 555 | 576 | 585 | 591 | 600 | 605 | 613 | 621 | 629 | 635 | 644 | 652 | 661 | 671 | NPgN | GSP | NG FES - Consumer Transformation | Number of I&C hybrid heat pumps
NG FES - Consumer Transformation | Lct_BB008 | Number of | NPgN | BRAW_1 | Number of I&C hybrid heat pumps | Bradford West | BRADFORD WEST | 0 | 73 | 126 | 205 | 292 | 402 | 494 | 586 | 678 | 770 | 870 | 965 | 1062 | 1157 | 1250 | 1349 | 1418 | 1474 | 1497 | 1512 | 1539 | 1553 | 1572 | 1594 | 1614 | 1634 | 1657 | 1679 | 1702 | 1727 | NPgY | GSP | NG FES - Consumer Transformation | Number of I&C hybrid heat pumps
NG FES - Consumer Transformation | Lct_BB008 | Number of | NPgN | CAMB_01 | Number of I&C hybrid heat pumps | Camblesforth | CAMBLESFORTH | 0 | 6 | 10 | 16 | 23 | 33 | 40 | 48 | 56 | 64 | 73 | 81 | 90 | 99 | 108 | 117 | 124 | 130 | 133 | 135 | 138 | 141 | 143 | 146 | 149 | 152 | 156 | 159 | 162 | 166 | NPgY | GSP | NG FES - Consumer Transformation | Number of I&C hybrid heat pumps
NG FES - Consumer Transformation | Lct_BB008 | Number of | NPgN | CREB_1 | Number of I&C hybrid heat pumps | Creyke Beck | CREYKE BECK | 0 | 72 | 124 | 203 | 290 | 401 | 495 | 590 | 685 | 780 | 886 | 986 | 1089 | 1192 | 1293 | 1402 | 1479 | 1544 | 1575 | 1597 | 1633 | 1656 | 1684 | 1715 | 1744 | 1773 | 1808 | 1840 | 1874 | 1911 | NPgY | GSP | NG FES - Consumer Transformation | Number of I&C hybrid heat pumps
NG FES - Consumer Transformation | Lct_BB008 | Number of | NPgN | DRAX_YEDL | Number of I&C hybrid heat pumps | Drax | DRAX | 0 | 8 | 13 | 22 | 31 | 43 | 54 | 64 | 75 | 86 | 97 | 109 | 121 | 132 | 144 | 157 | 166 | 174 | 178 | 181 | 186 | 189 | 193 | 198 | 202 | 206 | 211 | 216 | 220 | 226 | NPgY | GSP | NG FES - Consumer Transformation | Number of I&C hybrid heat pumps
NG FES - Consumer Transformation | Lct_BB008 | Number of | NPgN | ELLA_1 | Number of I&C hybrid heat pumps | Elland | ELLAND | 0 | 54 | 93 | 151 | 215 | 296 | 364 | 432 | 499 | 567 | 641 | 710 | 781 | 851 | 919 | 992 | 1042 | 1083 | 1100 | 1111 | 1131 | 1141 | 1155 | 1170 | 1185 | 1199 | 1216 | 1232 | 1248 | 1266 | NPgY | GSP | NG FES - Consumer Transformation | Number of I&C hybrid heat pumps
NG FES - Consumer Transformation | Lct_BB008 | Number of | NPgN | FERRA2 | Number of I&C hybrid heat pumps | Ferrybridge A | FERRYBRIDGE A | 0 | 11 | 20 | 33 | 47 | 65 | 80 | 95 | 111 | 126 | 144 | 160 | 177 | 194 | 211 | 229 | 242 | 253 | 259 | 263 | 270 | 274 | 279 | 285 | 290 | 296 | 302 | 308 | 315 | 321 | NPgY | GSP | NG FES - Consumer Transformation | Number of I&C hybrid heat pumps
NG FES - Consumer Transformation | Lct_BB008 | Number of | NPgN | FERRB9 | Number of I&C hybrid heat pumps | Ferrybridge B (_M) | FERRYBRIDGE B | 0 | 34 | 60 | 98 | 140 | 193 | 239 | 284 | 330 | 376 | 426 | 475 | 524 | 574 | 622 | 675 | 712 | 743 | 758 | 769 | 787 | 798 | 811 | 826 | 841 | 855 | 872 | 888 | 905 | 923 | NPgY | GSP | NG FES - Consumer Transformation | Number of I&C hybrid heat pumps
NG FES - Consumer Transformation | Lct_BB008 | Number of | NPgN | GRIW_1 | Number of I&C hybrid heat pumps | Grimsby West | GRIMSBY WEST | 0 | 20 | 35 | 58 | 82 | 113 | 139 | 165 | 190 | 216 | 245 | 272 | 299 | 326 | 352 | 380 | 400 | 416 | 422 | 427 | 435 | 439 | 444 | 451 | 457 | 462 | 469 | 476 | 483 | 490 | NPgY | GSP | NG FES - Consumer Transformation | Number of I&C hybrid heat pumps
NG FES - Consumer Transformation | Lct_BB008 | Number of | NPgN | JORD_3 | Number of I&C hybrid heat pumps | Jordanthorpe | JORDANTHORPE | 0 | 7 | 11 | 19 | 27 | 37 | 45 | 54 | 62 | 71 | 80 | 89 | 99 | 108 | 117 | 126 | 133 | 139 | 141 | 143 | 146 | 148 | 150 | 153 | 155 | 158 | 160 | 163 | 166 | 169 | NPgY | GSP | NG FES - Consumer Transformation | Number of I&C hybrid heat pumps
NG FES - Consumer Transformation | Lct_BB008 | Number of | NPgN | KEAD_YEDL | Number of I&C hybrid heat pumps | Keadby | KEADBY | 0 | 41 | 70 | 116 | 166 | 230 | 284 | 339 | 394 | 451 | 513 | 572 | 633 | 694 | 755 | 820 | 867 | 907 | 928 | 943 | 966 | 982 | 1001 | 1022 | 1042 | 1062 | 1085 | 1107 | 1130 | 1155 | NPgY | GSP | NG FES - Consumer Transformation | Number of I&C hybrid heat pumps
NG FES - Consumer Transformation | Lct_BB008 | Number of | NPgN | KIRKB1 | Number of I&C hybrid heat pumps | Kirkstall B | KIRKSTALL B | 0 | 31 | 54 | 89 | 126 | 174 | 213 | 253 | 292 | 331 | 375 | 415 | 456 | 497 | 537 | 579 | 608 | 632 | 641 | 647 | 659 | 664 | 672 | 681 | 689 | 697 | 706 | 715 | 725 | 735 | NPgY | GSP | NG FES - Consumer Transformation | Number of I&C hybrid heat pumps
NG FES - Consumer Transformation | Lct_BB008 | Number of | NPgN | NEEP_3 | Number of I&C hybrid heat pumps | Neepsend | NEEPSEND | 0 | 13 | 22 | 36 | 52 | 71 | 87 | 103 | 120 | 136 | 153 | 170 | 187 | 204 | 220 | 237 | 249 | 259 | 263 | 265 | 270 | 272 | 275 | 279 | 282 | 285 | 289 | 293 | 297 | 301 | NPgY | GSP | NG FES - Consumer Transformation | Number of I&C hybrid heat pumps
NG FES - Consumer Transformation | Lct_BB008 | Number of | NPgN | NORL_3 | Number of I&C hybrid heat pumps | Norton Lees | NORTON LEES | 0 | 10 | 18 | 29 | 41 | 56 | 69 | 82 | 94 | 107 | 121 | 134 | 147 | 160 | 173 | 187 | 196 | 204 | 207 | 209 | 213 | 214 | 217 | 220 | 222 | 225 | 228 | 231 | 234 | 237 | NPgY | GSP | NG FES - Consumer Transformation | Number of I&C hybrid heat pumps
NG FES - Consumer Transformation | Lct_BB008 | Number of | NPgN | PITS_BB_B | Number of I&C hybrid heat pumps | Pitsmoor | PITSMOOR 3/4 | 0 | 6 | 11 | 18 | 26 | 35 | 43 | 51 | 59 | 67 | 76 | 84 | 93 | 101 | 109 | 117 | 123 | 128 | 130 | 131 | 134 | 135 | 136 | 138 | 140 | 141 | 143 | 145 | 147 | 149 | NPgY | GSP | NG FES - Consumer Transformation | Number of I&C hybrid heat pumps
NG FES - Consumer Transformation | Lct_BB008 | Number of | NPgN | SALT_1 | Number of I&C hybrid heat pumps | Saltend North | SALTEND NORTH | 0 | 8 | 13 | 22 | 32 | 44 | 54 | 64 | 75 | 85 | 97 | 108 | 119 | 130 | 141 | 153 | 161 | 169 | 172 | 175 | 178 | 181 | 184 | 187 | 191 | 194 | 198 | 201 | 205 | 209 | NPgY | GSP | NG FES - Consumer Transformation | Number of I&C hybrid heat pumps
NG FES - Consumer Transformation | Lct_BB008 | Number of | NPgN | SHEC_3 | Number of I&C hybrid heat pumps | Sheffield City | SHEFFIELD CITY | 0 | 13 | 22 | 36 | 51 | 70 | 86 | 102 | 118 | 134 | 152 | 168 | 185 | 201 | 217 | 234 | 246 | 256 | 259 | 262 | 266 | 269 | 272 | 275 | 279 | 282 | 286 | 289 | 293 | 297 | NPgY | GSP | NG FES - Consumer Transformation | Number of I&C hybrid heat pumps
NG FES - Consumer Transformation | Lct_BB008 | Number of | NPgN | SKLGB1 | Number of I&C hybrid heat pumps | Skelton Grange | SKELTON GRANGE | 0 | 77 | 133 | 217 | 308 | 425 | 523 | 620 | 717 | 814 | 920 | 1020 | 1122 | 1223 | 1322 | 1427 | 1499 | 1558 | 1583 | 1599 | 1628 | 1643 | 1663 | 1686 | 1708 | 1729 | 1754 | 1777 | 1802 | 1828 | NPgY | GSP | NG FES - Consumer Transformation | Number of I&C hybrid heat pumps
NG FES - Consumer Transformation | Lct_BB008 | Number of | NPgN | TEMP_3 | Number of I&C hybrid heat pumps | Templeborough | TEMPLEBOROUGH 275/33KV | 0 | 0 | 1 | 1 | 2 | 2 | 3 | 3 | 4 | 4 | 5 | 6 | 6 | 7 | 8 | 8 | 9 | 9 | 9 | 9 | 10 | 10 | 10 | 10 | 10 | 11 | 11 | 11 | 11 | 12 | NPgY | GSP | NG FES - Consumer Transformation | Number of I&C hybrid heat pumps
NG FES - Consumer Transformation | Lct_BB008 | Number of | NPgN | THUR_6 | Number of I&C hybrid heat pumps | Thurcroft | THURCROFT | 0 | 20 | 34 | 56 | 81 | 112 | 138 | 165 | 191 | 219 | 249 | 277 | 307 | 336 | 365 | 396 | 419 | 438 | 448 | 455 | 466 | 473 | 482 | 492 | 502 | 511 | 522 | 532 | 543 | 555 | NPgY | GSP | NG FES - Consumer Transformation | Number of I&C hybrid heat pumps
NG FES - Consumer Transformation | Lct_BB008 | Number of | NPgN | WMEL_THOM | Number of I&C hybrid heat pumps | Thorpe Marsh | WEST MELTON / THORPE MARSH | 0 | 50 | 87 | 144 | 205 | 284 | 351 | 418 | 486 | 555 | 631 | 703 | 777 | 851 | 925 | 1004 | 1061 | 1109 | 1133 | 1151 | 1179 | 1197 | 1219 | 1243 | 1267 | 1290 | 1317 | 1343 | 1370 | 1399 | NPgY | GSP | NG FES - Consumer Transformation | Number of I&C hybrid heat pumps
NG FES - Consumer Transformation | Lct_BB008 | Number of | NPgN | WMEL_BB3 | Number of I&C hybrid heat pumps | West Melton | WEST MELTON SECTION 3 | 0 | 45 | 78 | 128 | 183 | 253 | 313 | 373 | 433 | 495 | 563 | 627 | 694 | 760 | 826 | 897 | 948 | 992 | 1013 | 1030 | 1055 | 1071 | 1091 | 1114 | 1135 | 1156 | 1181 | 1205 | 1230 | 1257 | NPgY | GSP | NG FES - Consumer Transformation | Number of I&C hybrid heat pumps
NG FES - Consumer Transformation | Lct_BB008 | Number of | NPgN | WIBA_3 | Number of I&C hybrid heat pumps | Wincobank | WINCOBANK | 0 | 2 | 4 | 7 | 10 | 13 | 16 | 19 | 22 | 25 | 29 | 32 | 35 | 38 | 41 | 45 | 47 | 49 | 50 | 50 | 51 | 52 | 53 | 54 | 54 | 55 | 56 | 57 | 58 | 59 | NPgY | GSP | NG FES - Consumer Transformation | Number of I&C hybrid heat pumps
NG FES - Falling Short | Lct_BB008 | Number of | NPgN | BLYTB1 | Number of I&C hybrid heat pumps | Blyth 66kV | BLYTH 66kV | 0 | 10 | 13 | 17 | 18 | 18 | 18 | 19 | 19 | 19 | 20 | 21 | 22 | 23 | 24 | 23 | 24 | 27 | 33 | 43 | 59 | 75 | 91 | 108 | 124 | 142 | 160 | 178 | 197 | 216 | NPgN | GSP | NG FES - Falling Short | Number of I&C hybrid heat pumps
NG FES - Falling Short | Lct_BB008 | Number of | NPgN | BLYTH132 | Number of I&C hybrid heat pumps | Blyth 132kV | BLYTH 132kV | 0 | 6 | 8 | 10 | 11 | 11 | 11 | 11 | 11 | 12 | 12 | 13 | 13 | 14 | 15 | 14 | 14 | 16 | 20 | 26 | 36 | 46 | 55 | 65 | 75 | 86 | 97 | 108 | 119 | 131 | NPgN | GSP | NG FES - Falling Short | Number of I&C hybrid heat pumps
NG FES - Falling Short | Lct_BB008 | Number of | NPgN | FOUR_1 | Number of I&C hybrid heat pumps | Fourstones | FOURSTONES | 0 | 2 | 3 | 4 | 4 | 4 | 4 | 4 | 5 | 5 | 5 | 5 | 5 | 5 | 6 | 6 | 6 | 7 | 8 | 10 | 14 | 18 | 22 | 26 | 30 | 34 | 39 | 43 | 48 | 52 | NPgN | GSP | NG FES - Falling Short | Number of I&C hybrid heat pumps
NG FES - Falling Short | Lct_BB008 | Number of | NPgN | HARM_6 | Number of I&C hybrid heat pumps | Hart Moor | HARTMOOR | 0 | 5 | 7 | 9 | 10 | 10 | 10 | 10 | 10 | 10 | 11 | 11 | 11 | 12 | 12 | 12 | 12 | 13 | 16 | 21 | 29 | 36 | 44 | 51 | 59 | 67 | 75 | 83 | 91 | 99 | NPgN | GSP | NG FES - Falling Short | Number of I&C hybrid heat pumps
NG FES - Falling Short | Lct_BB008 | Number of | NPgN | HAWP_6 | Number of I&C hybrid heat pumps | Hawthorn Pit | HAWTHORN PIT GRID | 0 | 5 | 7 | 9 | 9 | 9 | 10 | 10 | 10 | 10 | 11 | 11 | 11 | 11 | 12 | 12 | 12 | 13 | 16 | 21 | 29 | 36 | 43 | 51 | 58 | 66 | 74 | 82 | 90 | 98 | NPgN | GSP | NG FES - Falling Short | Number of I&C hybrid heat pumps
NG FES - Falling Short | Lct_BB008 | Number of | NPgN | KNARE_111 | Number of I&C hybrid heat pumps | Knaresborough | KNARESBOROUGH | 0 | 15 | 21 | 26 | 27 | 27 | 28 | 29 | 30 | 30 | 32 | 33 | 34 | 36 | 38 | 37 | 38 | 43 | 53 | 70 | 96 | 122 | 149 | 176 | 204 | 233 | 263 | 295 | 327 | 360 | NPgN | GSP | NG FES - Falling Short | Number of I&C hybrid heat pumps
NG FES - Falling Short | Lct_BB008 | Number of | NPgN | LACK_6 | Number of I&C hybrid heat pumps | Lackenby | LACKENBY | 0 | 8 | 12 | 15 | 16 | 16 | 16 | 17 | 17 | 17 | 18 | 19 | 19 | 20 | 21 | 20 | 21 | 24 | 29 | 38 | 53 | 67 | 81 | 96 | 110 | 125 | 141 | 158 | 174 | 191 | NPgN | GSP | NG FES - Falling Short | Number of I&C hybrid heat pumps
NG FES - Falling Short | Lct_BB008 | Number of | NPgN | NORT_1 | Number of I&C hybrid heat pumps | Norton | NORTON | 0 | 30 | 43 | 53 | 56 | 57 | 58 | 59 | 60 | 61 | 65 | 66 | 68 | 71 | 75 | 73 | 75 | 85 | 103 | 136 | 186 | 235 | 285 | 336 | 388 | 441 | 496 | 553 | 611 | 669 | NPgN | GSP | NG FES - Falling Short | Number of I&C hybrid heat pumps
NG FES - Falling Short | Lct_BB008 | Number of | NPgN | OFFE_3 | Number of I&C hybrid heat pumps | Offerton | OFFERTON | 0 | 3 | 5 | 6 | 6 | 6 | 6 | 7 | 7 | 7 | 7 | 7 | 7 | 8 | 8 | 8 | 8 | 9 | 11 | 14 | 19 | 24 | 29 | 35 | 40 | 45 | 50 | 56 | 61 | 67 | NPgN | GSP | NG FES - Falling Short | Number of I&C hybrid heat pumps
NG FES - Falling Short | Lct_BB008 | Number of | NPgN | OSBA_1 | Number of I&C hybrid heat pumps | Osbaldwick | OSBALDWICK | 0 | 26 | 37 | 45 | 48 | 48 | 49 | 50 | 51 | 52 | 55 | 56 | 57 | 60 | 63 | 61 | 63 | 70 | 86 | 113 | 154 | 194 | 235 | 277 | 319 | 362 | 406 | 452 | 498 | 545 | NPgN | GSP | NG FES - Falling Short | Number of I&C hybrid heat pumps
NG FES - Falling Short | Lct_BB008 | Number of | NPgN | POPP_3 | Number of I&C hybrid heat pumps | Poppleton | POPPLETON | 0 | 3 | 5 | 6 | 6 | 6 | 6 | 7 | 7 | 7 | 7 | 7 | 7 | 8 | 8 | 8 | 8 | 9 | 11 | 14 | 19 | 24 | 29 | 35 | 40 | 45 | 50 | 56 | 61 | 66 | NPgN | GSP | NG FES - Falling Short | Number of I&C hybrid heat pumps
NG FES - Falling Short | Lct_BB008 | Number of | NPgN | SALH_1 | Number of I&C hybrid heat pumps | Saltholme | SALTHOLME | 0 | 0 | 1 | 1 | 1 | 1 | 1 | 1 | 1 | 1 | 1 | 1 | 1 | 1 | 1 | 1 | 1 | 1 | 1 | 2 | 3 | 3 | 4 | 5 | 5 | 6 | 7 | 8 | 8 | 9 | NPgN | GSP | NG FES - Falling Short | Number of I&C hybrid heat pumps
NG FES - Falling Short | Lct_BB008 | Number of | NPgN | SSHI_3 | Number of I&C hybrid heat pumps | South Shields | SOUTH SHIELDS | 0 | 4 | 5 | 7 | 7 | 7 | 7 | 7 | 7 | 7 | 8 | 8 | 8 | 8 | 9 | 8 | 9 | 10 | 12 | 16 | 21 | 27 | 32 | 37 | 43 | 49 | 54 | 60 | 66 | 72 | NPgN | GSP | NG FES - Falling Short | Number of I&C hybrid heat pumps
NG FES - Falling Short | Lct_BB008 | Number of | NPgN | KIELD01 and SPAD20 | Number of I&C hybrid heat pumps | 0 | SPADEADAM | 0 | 1 | 1 | 2 | 2 | 2 | 2 | 2 | 2 | 2 | 2 | 2 | 2 | 2 | 2 | 2 | 2 | 3 | 3 | 4 | 6 | 7 | 9 | 10 | 12 | 13 | 15 | 17 | 18 | 20 | NPgN | GSP | NG FES - Falling Short | Number of I&C hybrid heat pumps
NG FES - Falling Short | Lct_BB008 | Number of | NPgN | SPEN_1 | Number of I&C hybrid heat pumps | Spennymoor | SPENNYMOOR | 0 | 17 | 24 | 29 | 31 | 31 | 31 | 32 | 32 | 33 | 35 | 35 | 36 | 37 | 39 | 38 | 39 | 43 | 53 | 69 | 94 | 118 | 142 | 167 | 191 | 216 | 242 | 268 | 294 | 320 | NPgN | GSP | NG FES - Falling Short | Number of I&C hybrid heat pumps
NG FES - Falling Short | Lct_BB008 | Number of | NPgN | STEN_1 | Number of I&C hybrid heat pumps | Stella North | STELLA NORTH | 0 | 15 | 21 | 26 | 27 | 28 | 28 | 29 | 29 | 30 | 31 | 32 | 33 | 34 | 36 | 35 | 36 | 40 | 49 | 64 | 88 | 111 | 134 | 158 | 182 | 207 | 232 | 258 | 284 | 311 | NPgN | GSP | NG FES - Falling Short | Number of I&C hybrid heat pumps
NG FES - Falling Short | Lct_BB008 | Number of | NPgN | STES_1 | Number of I&C hybrid heat pumps | Stella South | STELLA SOUTH | 0 | 10 | 14 | 18 | 19 | 19 | 19 | 19 | 20 | 20 | 21 | 21 | 22 | 23 | 24 | 23 | 24 | 27 | 32 | 42 | 58 | 73 | 88 | 103 | 119 | 135 | 151 | 168 | 184 | 201 | NPgN | GSP | NG FES - Falling Short | Number of I&C hybrid heat pumps
NG FES - Falling Short | Lct_BB008 | Number of | NPgN | TYNE_1 | Number of I&C hybrid heat pumps | Tynemouth 1 | TYNEMOUTH | 0 | 9 | 13 | 17 | 18 | 18 | 18 | 18 | 19 | 19 | 20 | 21 | 21 | 22 | 24 | 23 | 24 | 27 | 33 | 43 | 59 | 75 | 91 | 107 | 124 | 141 | 159 | 177 | 196 | 215 | NPgN | GSP | NG FES - Falling Short | Number of I&C hybrid heat pumps
NG FES - Falling Short | Lct_BB008 | Number of | NPgN | WBOL_6 | Number of I&C hybrid heat pumps | West Boldon | WEST BOLDON | 0 | 12 | 17 | 21 | 22 | 22 | 23 | 23 | 23 | 24 | 25 | 26 | 26 | 27 | 29 | 27 | 28 | 32 | 39 | 50 | 69 | 87 | 105 | 123 | 141 | 159 | 179 | 198 | 218 | 237 | NPgN | GSP | NG FES - Falling Short | Number of I&C hybrid heat pumps
NG FES - Falling Short | Lct_BB008 | Number of | NPgN | BRAW_1 | Number of I&C hybrid heat pumps | Bradford West | BRADFORD WEST | 0 | 30 | 42 | 52 | 54 | 56 | 57 | 58 | 59 | 60 | 63 | 64 | 66 | 68 | 72 | 69 | 72 | 80 | 97 | 127 | 174 | 219 | 265 | 311 | 357 | 405 | 454 | 504 | 554 | 604 | NPgY | GSP | NG FES - Falling Short | Number of I&C hybrid heat pumps
NG FES - Falling Short | Lct_BB008 | Number of | NPgN | CAMB_01 | Number of I&C hybrid heat pumps | Camblesforth | CAMBLESFORTH | 0 | 2 | 3 | 4 | 4 | 5 | 5 | 5 | 5 | 5 | 5 | 5 | 6 | 6 | 6 | 6 | 6 | 7 | 9 | 11 | 16 | 20 | 24 | 29 | 33 | 38 | 43 | 48 | 53 | 58 | NPgY | GSP | NG FES - Falling Short | Number of I&C hybrid heat pumps
NG FES - Falling Short | Lct_BB008 | Number of | NPgN | CREB_1 | Number of I&C hybrid heat pumps | Creyke Beck | CREYKE BECK | 0 | 29 | 41 | 51 | 54 | 56 | 57 | 58 | 59 | 60 | 64 | 65 | 67 | 70 | 74 | 72 | 75 | 84 | 102 | 135 | 185 | 234 | 283 | 334 | 386 | 440 | 495 | 552 | 610 | 669 | NPgY | GSP | NG FES - Falling Short | Number of I&C hybrid heat pumps
NG FES - Falling Short | Lct_BB008 | Number of | NPgN | DRAX_YEDL | Number of I&C hybrid heat pumps | Drax | DRAX | 0 | 3 | 4 | 5 | 6 | 6 | 6 | 6 | 6 | 7 | 7 | 7 | 7 | 8 | 8 | 8 | 8 | 9 | 12 | 15 | 21 | 27 | 33 | 39 | 45 | 51 | 58 | 65 | 72 | 79 | NPgY | GSP | NG FES - Falling Short | Number of I&C hybrid heat pumps
NG FES - Falling Short | Lct_BB008 | Number of | NPgN | ELLA_1 | Number of I&C hybrid heat pumps | Elland | ELLAND | 0 | 22 | 31 | 38 | 40 | 41 | 42 | 42 | 43 | 44 | 46 | 47 | 48 | 50 | 53 | 51 | 53 | 59 | 72 | 94 | 128 | 161 | 194 | 228 | 262 | 297 | 333 | 370 | 406 | 443 | NPgY | GSP | NG FES - Falling Short | Number of I&C hybrid heat pumps
NG FES - Falling Short | Lct_BB008 | Number of | NPgN | FERRA2 | Number of I&C hybrid heat pumps | Ferrybridge A | FERRYBRIDGE A | 0 | 5 | 7 | 8 | 9 | 9 | 9 | 9 | 10 | 10 | 10 | 11 | 11 | 11 | 12 | 12 | 12 | 14 | 17 | 22 | 31 | 39 | 47 | 55 | 64 | 73 | 83 | 92 | 102 | 112 | NPgY | GSP | NG FES - Falling Short | Number of I&C hybrid heat pumps
NG FES - Falling Short | Lct_BB008 | Number of | NPgN | FERRB9 | Number of I&C hybrid heat pumps | Ferrybridge B (_M) | FERRYBRIDGE B | 0 | 14 | 20 | 25 | 26 | 27 | 27 | 28 | 28 | 29 | 31 | 31 | 32 | 34 | 36 | 35 | 36 | 40 | 49 | 65 | 89 | 113 | 137 | 161 | 186 | 212 | 239 | 266 | 294 | 323 | NPgY | GSP | NG FES - Falling Short | Number of I&C hybrid heat pumps
NG FES - Falling Short | Lct_BB008 | Number of | NPgN | GRIW_1 | Number of I&C hybrid heat pumps | Grimsby West | GRIMSBY WEST | 0 | 8 | 12 | 14 | 15 | 16 | 16 | 16 | 16 | 17 | 18 | 18 | 18 | 19 | 20 | 20 | 20 | 23 | 27 | 36 | 49 | 62 | 75 | 88 | 101 | 115 | 129 | 143 | 157 | 171 | NPgY | GSP | NG FES - Falling Short | Number of I&C hybrid heat pumps
NG FES - Falling Short | Lct_BB008 | Number of | NPgN | JORD_3 | Number of I&C hybrid heat pumps | Jordanthorpe | JORDANTHORPE | 0 | 3 | 4 | 5 | 5 | 5 | 5 | 5 | 5 | 5 | 6 | 6 | 6 | 6 | 7 | 6 | 7 | 8 | 9 | 12 | 17 | 21 | 25 | 30 | 34 | 39 | 44 | 49 | 54 | 59 | NPgY | GSP | NG FES - Falling Short | Number of I&C hybrid heat pumps
NG FES - Falling Short | Lct_BB008 | Number of | NPgN | KEAD_YEDL | Number of I&C hybrid heat pumps | Keadby | KEADBY | 0 | 17 | 23 | 29 | 31 | 32 | 33 | 33 | 34 | 35 | 37 | 38 | 39 | 41 | 43 | 42 | 44 | 49 | 60 | 80 | 110 | 139 | 168 | 199 | 230 | 263 | 297 | 332 | 368 | 404 | NPgY | GSP | NG FES - Falling Short | Number of I&C hybrid heat pumps
NG FES - Falling Short | Lct_BB008 | Number of | NPgN | KIRKB1 | Number of I&C hybrid heat pumps | Kirkstall B | KIRKSTALL B | 0 | 13 | 18 | 22 | 24 | 24 | 24 | 25 | 25 | 26 | 27 | 27 | 28 | 29 | 31 | 30 | 31 | 34 | 42 | 55 | 75 | 94 | 113 | 133 | 152 | 173 | 194 | 215 | 236 | 257 | NPgY | GSP | NG FES - Falling Short | Number of I&C hybrid heat pumps
NG FES - Falling Short | Lct_BB008 | Number of | NPgN | NEEP_3 | Number of I&C hybrid heat pumps | Neepsend | NEEPSEND | 0 | 5 | 7 | 9 | 10 | 10 | 10 | 10 | 10 | 11 | 11 | 11 | 12 | 12 | 13 | 12 | 13 | 14 | 17 | 22 | 31 | 38 | 46 | 54 | 62 | 71 | 79 | 88 | 97 | 105 | NPgY | GSP | NG FES - Falling Short | Number of I&C hybrid heat pumps
NG FES - Falling Short | Lct_BB008 | Number of | NPgN | NORL_3 | Number of I&C hybrid heat pumps | Norton Lees | NORTON LEES | 0 | 4 | 6 | 7 | 8 | 8 | 8 | 8 | 8 | 8 | 9 | 9 | 9 | 9 | 10 | 10 | 10 | 11 | 13 | 18 | 24 | 30 | 37 | 43 | 49 | 56 | 63 | 69 | 76 | 83 | NPgY | GSP | NG FES - Falling Short | Number of I&C hybrid heat pumps
NG FES - Falling Short | Lct_BB008 | Number of | NPgN | PITS_BB_B | Number of I&C hybrid heat pumps | Pitsmoor | PITSMOOR 3/4 | 0 | 3 | 4 | 5 | 5 | 5 | 5 | 5 | 5 | 5 | 5 | 6 | 6 | 6 | 6 | 6 | 6 | 7 | 8 | 11 | 15 | 19 | 23 | 27 | 31 | 35 | 39 | 44 | 48 | 52 | NPgY | GSP | NG FES - Falling Short | Number of I&C hybrid heat pumps
NG FES - Falling Short | Lct_BB008 | Number of | NPgN | SALT_1 | Number of I&C hybrid heat pumps | Saltend North | SALTEND NORTH | 0 | 3 | 4 | 6 | 6 | 6 | 6 | 6 | 6 | 7 | 7 | 7 | 7 | 8 | 8 | 8 | 8 | 9 | 11 | 15 | 20 | 26 | 31 | 37 | 42 | 48 | 54 | 60 | 67 | 73 | NPgY | GSP | NG FES - Falling Short | Number of I&C hybrid heat pumps
NG FES - Falling Short | Lct_BB008 | Number of | NPgN | SHEC_3 | Number of I&C hybrid heat pumps | Sheffield City | SHEFFIELD CITY | 0 | 5 | 7 | 9 | 10 | 10 | 10 | 10 | 10 | 10 | 11 | 11 | 11 | 12 | 12 | 12 | 12 | 14 | 17 | 22 | 30 | 38 | 46 | 54 | 62 | 70 | 78 | 87 | 95 | 104 | NPgY | GSP | NG FES - Falling Short | Number of I&C hybrid heat pumps
NG FES - Falling Short | Lct_BB008 | Number of | NPgN | SKLGB1 | Number of I&C hybrid heat pumps | Skelton Grange | SKELTON GRANGE | 0 | 32 | 44 | 55 | 58 | 59 | 60 | 61 | 62 | 63 | 66 | 68 | 69 | 72 | 76 | 73 | 76 | 85 | 103 | 135 | 184 | 232 | 280 | 329 | 378 | 429 | 481 | 533 | 586 | 640 | NPgY | GSP | NG FES - Falling Short | Number of I&C hybrid heat pumps
NG FES - Falling Short | Lct_BB008 | Number of | NPgN | TEMP_3 | Number of I&C hybrid heat pumps | Templeborough | TEMPLEBOROUGH 275/33KV | 0 | 0 | 0 | 0 | 0 | 0 | 0 | 0 | 0 | 0 | 0 | 0 | 0 | 0 | 0 | 0 | 0 | 0 | 1 | 1 | 1 | 1 | 2 | 2 | 2 | 3 | 3 | 3 | 4 | 4 | NPgY | GSP | NG FES - Falling Short | Number of I&C hybrid heat pumps
NG FES - Falling Short | Lct_BB008 | Number of | NPgN | THUR_6 | Number of I&C hybrid heat pumps | Thurcroft | THURCROFT | 0 | 8 | 11 | 14 | 15 | 15 | 16 | 16 | 17 | 17 | 18 | 18 | 19 | 20 | 21 | 20 | 21 | 24 | 29 | 38 | 53 | 67 | 81 | 96 | 111 | 127 | 143 | 160 | 177 | 194 | NPgY | GSP | NG FES - Falling Short | Number of I&C hybrid heat pumps
NG FES - Falling Short | Lct_BB008 | Number of | NPgN | WMEL_THOM | Number of I&C hybrid heat pumps | Thorpe Marsh | WEST MELTON / THORPE MARSH | 0 | 21 | 29 | 36 | 38 | 39 | 40 | 41 | 42 | 43 | 45 | 47 | 48 | 50 | 53 | 52 | 54 | 60 | 74 | 97 | 134 | 169 | 205 | 242 | 280 | 320 | 361 | 403 | 446 | 490 | NPgY | GSP | NG FES - Falling Short | Number of I&C hybrid heat pumps
NG FES - Falling Short | Lct_BB008 | Number of | NPgN | WMEL_BB3 | Number of I&C hybrid heat pumps | West Melton | WEST MELTON SECTION 3 | 0 | 18 | 26 | 32 | 34 | 35 | 36 | 37 | 37 | 38 | 40 | 42 | 43 | 45 | 47 | 46 | 48 | 54 | 66 | 87 | 120 | 151 | 184 | 217 | 251 | 287 | 324 | 361 | 400 | 440 | NPgY | GSP | NG FES - Falling Short | Number of I&C hybrid heat pumps
NG FES - Falling Short | Lct_BB008 | Number of | NPgN | WIBA_3 | Number of I&C hybrid heat pumps | Wincobank | WINCOBANK | 0 | 1 | 1 | 2 | 2 | 2 | 2 | 2 | 2 | 2 | 2 | 2 | 2 | 2 | 2 | 2 | 2 | 3 | 3 | 4 | 6 | 7 | 9 | 10 | 12 | 14 | 15 | 17 | 19 | 21 | NPgY | GSP | NG FES - Falling Short | Number of I&C hybrid heat pumps
NG FES - Leading the Way | Lct_BB008 | Number of | NPgN | BLYTB1 | Number of I&C hybrid heat pumps | Blyth 66kV | BLYTH 66kV | 0 | 27 | 42 | 57 | 74 | 101 | 126 | 152 | 187 | 226 | 276 | 315 | 353 | 392 | 431 | 492 | 529 | 566 | 601 | 633 | 679 | 707 | 735 | 754 | 772 | 797 | 824 | 851 | 878 | 905 | NPgN | GSP | NG FES - Leading the Way | Number of I&C hybrid heat pumps
NG FES - Leading the Way | Lct_BB008 | Number of | NPgN | BLYTH132 | Number of I&C hybrid heat pumps | Blyth 132kV | BLYTH 132kV | 0 | 16 | 25 | 35 | 45 | 61 | 76 | 92 | 113 | 137 | 167 | 191 | 214 | 237 | 261 | 298 | 320 | 343 | 364 | 383 | 411 | 428 | 445 | 457 | 467 | 483 | 499 | 515 | 531 | 548 | NPgN | GSP | NG FES - Leading the Way | Number of I&C hybrid heat pumps
NG FES - Leading the Way | Lct_BB008 | Number of | NPgN | FOUR_1 | Number of I&C hybrid heat pumps | Fourstones | FOURSTONES | 0 | 6 | 10 | 14 | 18 | 25 | 30 | 37 | 45 | 55 | 67 | 76 | 85 | 95 | 104 | 119 | 128 | 137 | 145 | 153 | 164 | 171 | 178 | 182 | 187 | 193 | 199 | 206 | 212 | 219 | NPgN | GSP | NG FES - Leading the Way | Number of I&C hybrid heat pumps
NG FES - Leading the Way | Lct_BB008 | Number of | NPgN | HARM_6 | Number of I&C hybrid heat pumps | Hart Moor | HARTMOOR | 0 | 15 | 23 | 31 | 40 | 54 | 67 | 80 | 99 | 118 | 144 | 163 | 181 | 200 | 218 | 248 | 265 | 281 | 297 | 311 | 331 | 342 | 354 | 360 | 366 | 376 | 385 | 395 | 405 | 414 | NPgN | GSP | NG FES - Leading the Way | Number of I&C hybrid heat pumps
NG FES - Leading the Way | Lct_BB008 | Number of | NPgN | HAWP_6 | Number of I&C hybrid heat pumps | Hawthorn Pit | HAWTHORN PIT GRID | 0 | 14 | 23 | 31 | 39 | 54 | 66 | 80 | 98 | 117 | 142 | 161 | 180 | 198 | 216 | 245 | 262 | 279 | 294 | 308 | 328 | 339 | 350 | 357 | 362 | 372 | 381 | 391 | 401 | 410 | NPgN | GSP | NG FES - Leading the Way | Number of I&C hybrid heat pumps
NG FES - Leading the Way | Lct_BB008 | Number of | NPgN | KNARE_111 | Number of I&C hybrid heat pumps | Knaresborough | KNARESBOROUGH | 0 | 41 | 64 | 88 | 114 | 157 | 195 | 236 | 292 | 353 | 433 | 495 | 557 | 620 | 683 | 783 | 845 | 906 | 966 | 1021 | 1099 | 1149 | 1198 | 1233 | 1266 | 1312 | 1361 | 1410 | 1459 | 1509 | NPgN | GSP | NG FES - Leading the Way | Number of I&C hybrid heat pumps
NG FES - Leading the Way | Lct_BB008 | Number of | NPgN | LACK_6 | Number of I&C hybrid heat pumps | Lackenby | LACKENBY | 0 | 24 | 37 | 51 | 66 | 90 | 112 | 135 | 167 | 201 | 246 | 280 | 314 | 348 | 383 | 437 | 470 | 502 | 533 | 562 | 602 | 627 | 652 | 669 | 684 | 707 | 730 | 754 | 777 | 801 | NPgN | GSP | NG FES - Leading the Way | Number of I&C hybrid heat pumps
NG FES - Leading the Way | Lct_BB008 | Number of | NPgN | NORT_1 | Number of I&C hybrid heat pumps | Norton | NORTON | 0 | 85 | 134 | 183 | 235 | 323 | 400 | 482 | 594 | 716 | 874 | 995 | 1116 | 1236 | 1357 | 1548 | 1663 | 1776 | 1885 | 1984 | 2125 | 2212 | 2297 | 2353 | 2405 | 2483 | 2562 | 2644 | 2724 | 2805 | NPgN | GSP | NG FES - Leading the Way | Number of I&C hybrid heat pumps
NG FES - Leading the Way | Lct_BB008 | Number of | NPgN | OFFE_3 | Number of I&C hybrid heat pumps | Offerton | OFFERTON | 0 | 10 | 15 | 21 | 26 | 36 | 45 | 54 | 66 | 79 | 96 | 109 | 121 | 134 | 146 | 166 | 177 | 188 | 199 | 208 | 222 | 230 | 237 | 242 | 246 | 252 | 259 | 266 | 272 | 279 | NPgN | GSP | NG FES - Leading the Way | Number of I&C hybrid heat pumps
NG FES - Leading the Way | Lct_BB008 | Number of | NPgN | OSBA_1 | Number of I&C hybrid heat pumps | Osbaldwick | OSBALDWICK | 0 | 73 | 114 | 156 | 200 | 274 | 339 | 408 | 502 | 604 | 737 | 837 | 937 | 1036 | 1136 | 1293 | 1387 | 1479 | 1566 | 1645 | 1759 | 1828 | 1895 | 1937 | 1977 | 2037 | 2099 | 2161 | 2223 | 2285 | NPgN | GSP | NG FES - Leading the Way | Number of I&C hybrid heat pumps
NG FES - Leading the Way | Lct_BB008 | Number of | NPgN | POPP_3 | Number of I&C hybrid heat pumps | Poppleton | POPPLETON | 0 | 10 | 15 | 21 | 27 | 36 | 45 | 54 | 66 | 79 | 96 | 109 | 121 | 134 | 146 | 166 | 177 | 188 | 199 | 208 | 222 | 230 | 237 | 242 | 246 | 252 | 259 | 266 | 272 | 279 | NPgN | GSP | NG FES - Leading the Way | Number of I&C hybrid heat pumps
NG FES - Leading the Way | Lct_BB008 | Number of | NPgN | SALH_1 | Number of I&C hybrid heat pumps | Saltholme | SALTHOLME | 0 | 1 | 2 | 3 | 3 | 5 | 6 | 7 | 9 | 10 | 13 | 15 | 16 | 18 | 20 | 22 | 24 | 25 | 27 | 28 | 30 | 31 | 32 | 33 | 34 | 35 | 36 | 37 | 38 | 39 | NPgN | GSP | NG FES - Leading the Way | Number of I&C hybrid heat pumps
NG FES - Leading the Way | Lct_BB008 | Number of | NPgN | SSHI_3 | Number of I&C hybrid heat pumps | South Shields | SOUTH SHIELDS | 0 | 11 | 17 | 23 | 29 | 40 | 49 | 59 | 72 | 87 | 105 | 119 | 133 | 146 | 160 | 181 | 193 | 205 | 217 | 227 | 241 | 250 | 258 | 262 | 266 | 273 | 280 | 287 | 294 | 301 | NPgN | GSP | NG FES - Leading the Way | Number of I&C hybrid heat pumps
NG FES - Leading the Way | Lct_BB008 | Number of | NPgN | KIELD01 and SPAD20 | Number of I&C hybrid heat pumps | 0 | SPADEADAM | 0 | 2 | 4 | 5 | 7 | 9 | 12 | 14 | 18 | 21 | 26 | 29 | 33 | 37 | 40 | 46 | 49 | 53 | 56 | 59 | 63 | 66 | 69 | 70 | 72 | 75 | 77 | 80 | 82 | 85 | NPgN | GSP | NG FES - Leading the Way | Number of I&C hybrid heat pumps
NG FES - Leading the Way | Lct_BB008 | Number of | NPgN | SPEN_1 | Number of I&C hybrid heat pumps | Spennymoor | SPENNYMOOR | 0 | 47 | 74 | 101 | 129 | 176 | 218 | 261 | 320 | 383 | 466 | 527 | 588 | 648 | 708 | 803 | 858 | 912 | 962 | 1007 | 1072 | 1110 | 1146 | 1167 | 1186 | 1217 | 1248 | 1280 | 1311 | 1341 | NPgN | GSP | NG FES - Leading the Way | Number of I&C hybrid heat pumps
NG FES - Leading the Way | Lct_BB008 | Number of | NPgN | STEN_1 | Number of I&C hybrid heat pumps | Stella North | STELLA NORTH | 0 | 42 | 65 | 89 | 115 | 157 | 194 | 234 | 288 | 346 | 422 | 479 | 537 | 594 | 650 | 740 | 794 | 846 | 896 | 941 | 1006 | 1045 | 1083 | 1107 | 1130 | 1163 | 1198 | 1234 | 1268 | 1303 | NPgN | GSP | NG FES - Leading the Way | Number of I&C hybrid heat pumps
NG FES - Leading the Way | Lct_BB008 | Number of | NPgN | STES_1 | Number of I&C hybrid heat pumps | Stella South | STELLA SOUTH | 0 | 28 | 44 | 60 | 77 | 106 | 131 | 157 | 193 | 232 | 282 | 320 | 357 | 395 | 432 | 491 | 525 | 559 | 591 | 620 | 661 | 686 | 710 | 724 | 737 | 758 | 780 | 801 | 822 | 843 | NPgN | GSP | NG FES - Leading the Way | Number of I&C hybrid heat pumps
NG FES - Leading the Way | Lct_BB008 | Number of | NPgN | TYNE_1 | Number of I&C hybrid heat pumps | Tynemouth 1 | TYNEMOUTH | 0 | 26 | 41 | 57 | 73 | 100 | 125 | 150 | 186 | 224 | 274 | 312 | 350 | 389 | 427 | 488 | 525 | 561 | 596 | 628 | 674 | 702 | 730 | 749 | 767 | 792 | 819 | 846 | 873 | 900 | NPgN | GSP | NG FES - Leading the Way | Number of I&C hybrid heat pumps
NG FES - Leading the Way | Lct_BB008 | Number of | NPgN | WBOL_6 | Number of I&C hybrid heat pumps | West Boldon | WEST BOLDON | 0 | 34 | 53 | 73 | 93 | 127 | 157 | 188 | 231 | 278 | 338 | 383 | 427 | 471 | 515 | 585 | 626 | 666 | 704 | 737 | 786 | 815 | 842 | 859 | 874 | 898 | 922 | 947 | 971 | 995 | NPgN | GSP | NG FES - Leading the Way | Number of I&C hybrid heat pumps
NG FES - Leading the Way | Lct_BB008 | Number of | NPgN | BRAW_1 | Number of I&C hybrid heat pumps | Bradford West | BRADFORD WEST | 0 | 88 | 137 | 188 | 240 | 322 | 398 | 478 | 587 | 704 | 848 | 961 | 1074 | 1186 | 1296 | 1455 | 1557 | 1656 | 1750 | 1834 | 1947 | 2018 | 2087 | 2128 | 2166 | 2225 | 2286 | 2347 | 2408 | 2467 | NPgY | GSP | NG FES - Leading the Way | Number of I&C hybrid heat pumps
NG FES - Leading the Way | Lct_BB008 | Number of | NPgN | CAMB_01 | Number of I&C hybrid heat pumps | Camblesforth | CAMBLESFORTH | 0 | 7 | 11 | 15 | 19 | 26 | 32 | 39 | 48 | 59 | 71 | 81 | 91 | 101 | 112 | 126 | 136 | 146 | 155 | 164 | 175 | 183 | 190 | 195 | 200 | 207 | 215 | 222 | 230 | 237 | NPgY | GSP | NG FES - Leading the Way | Number of I&C hybrid heat pumps
NG FES - Leading the Way | Lct_BB008 | Number of | NPgN | CREB_1 | Number of I&C hybrid heat pumps | Creyke Beck | CREYKE BECK | 0 | 86 | 135 | 186 | 238 | 321 | 399 | 480 | 592 | 714 | 863 | 982 | 1102 | 1221 | 1341 | 1511 | 1624 | 1735 | 1841 | 1938 | 2066 | 2152 | 2235 | 2289 | 2340 | 2415 | 2493 | 2573 | 2651 | 2730 | NPgY | GSP | NG FES - Leading the Way | Number of I&C hybrid heat pumps
NG FES - Leading the Way | Lct_BB008 | Number of | NPgN | DRAX_YEDL | Number of I&C hybrid heat pumps | Drax | DRAX | 0 | 9 | 14 | 20 | 26 | 35 | 43 | 52 | 65 | 78 | 95 | 108 | 122 | 136 | 150 | 169 | 182 | 196 | 208 | 220 | 236 | 246 | 257 | 264 | 271 | 281 | 291 | 301 | 312 | 322 | NPgY | GSP | NG FES - Leading the Way | Number of I&C hybrid heat pumps
NG FES - Leading the Way | Lct_BB008 | Number of | NPgN | ELLA_1 | Number of I&C hybrid heat pumps | Elland | ELLAND | 0 | 65 | 101 | 138 | 177 | 237 | 293 | 352 | 432 | 519 | 624 | 708 | 790 | 872 | 954 | 1070 | 1145 | 1218 | 1286 | 1348 | 1431 | 1483 | 1533 | 1563 | 1590 | 1633 | 1677 | 1722 | 1766 | 1809 | NPgY | GSP | NG FES - Leading the Way | Number of I&C hybrid heat pumps
NG FES - Leading the Way | Lct_BB008 | Number of | NPgN | FERRA2 | Number of I&C hybrid heat pumps | Ferrybridge A | FERRYBRIDGE A | 0 | 14 | 22 | 30 | 38 | 52 | 64 | 78 | 96 | 116 | 140 | 160 | 179 | 199 | 219 | 247 | 266 | 285 | 303 | 319 | 341 | 356 | 370 | 380 | 389 | 403 | 417 | 431 | 445 | 459 | NPgY | GSP | NG FES - Leading the Way | Number of I&C hybrid heat pumps
NG FES - Leading the Way | Lct_BB008 | Number of | NPgN | FERRB9 | Number of I&C hybrid heat pumps | Ferrybridge B (_M) | FERRYBRIDGE B | 0 | 42 | 65 | 89 | 115 | 155 | 192 | 231 | 285 | 344 | 416 | 473 | 530 | 588 | 646 | 728 | 782 | 835 | 887 | 933 | 995 | 1036 | 1077 | 1103 | 1128 | 1165 | 1203 | 1241 | 1280 | 1318 | NPgY | GSP | NG FES - Leading the Way | Number of I&C hybrid heat pumps
NG FES - Leading the Way | Lct_BB008 | Number of | NPgN | GRIW_1 | Number of I&C hybrid heat pumps | Grimsby West | GRIMSBY WEST | 0 | 25 | 38 | 53 | 67 | 90 | 112 | 134 | 165 | 198 | 239 | 270 | 302 | 334 | 365 | 410 | 439 | 467 | 494 | 518 | 550 | 570 | 590 | 602 | 613 | 630 | 647 | 665 | 683 | 700 | NPgY | GSP | NG FES - Leading the Way | Number of I&C hybrid heat pumps
NG FES - Leading the Way | Lct_BB008 | Number of | NPgN | JORD_3 | Number of I&C hybrid heat pumps | Jordanthorpe | JORDANTHORPE | 0 | 8 | 12 | 17 | 22 | 29 | 36 | 44 | 54 | 65 | 78 | 89 | 100 | 110 | 121 | 136 | 146 | 156 | 165 | 174 | 185 | 192 | 199 | 204 | 208 | 215 | 221 | 228 | 234 | 241 | NPgY | GSP | NG FES - Leading the Way | Number of I&C hybrid heat pumps
NG FES - Leading the Way | Lct_BB008 | Number of | NPgN | KEAD_YEDL | Number of I&C hybrid heat pumps | Keadby | KEADBY | 0 | 49 | 77 | 106 | 136 | 184 | 229 | 276 | 341 | 412 | 500 | 570 | 640 | 711 | 783 | 884 | 952 | 1020 | 1085 | 1144 | 1223 | 1276 | 1328 | 1364 | 1398 | 1446 | 1496 | 1548 | 1599 | 1651 | NPgY | GSP | NG FES - Leading the Way | Number of I&C hybrid heat pumps
NG FES - Leading the Way | Lct_BB008 | Number of | NPgN | KIRKB1 | Number of I&C hybrid heat pumps | Kirkstall B | KIRKSTALL B | 0 | 38 | 59 | 81 | 104 | 139 | 172 | 206 | 253 | 303 | 365 | 414 | 462 | 509 | 557 | 624 | 668 | 710 | 750 | 785 | 833 | 863 | 892 | 909 | 925 | 949 | 974 | 1000 | 1025 | 1050 | NPgY | GSP | NG FES - Leading the Way | Number of I&C hybrid heat pumps
NG FES - Leading the Way | Lct_BB008 | Number of | NPgN | NEEP_3 | Number of I&C hybrid heat pumps | Neepsend | NEEPSEND | 0 | 16 | 24 | 33 | 42 | 57 | 70 | 84 | 103 | 124 | 150 | 169 | 189 | 209 | 228 | 256 | 274 | 291 | 307 | 322 | 341 | 354 | 365 | 372 | 379 | 389 | 399 | 410 | 420 | 430 | NPgY | GSP | NG FES - Leading the Way | Number of I&C hybrid heat pumps
NG FES - Leading the Way | Lct_BB008 | Number of | NPgN | NORL_3 | Number of I&C hybrid heat pumps | Norton Lees | NORTON LEES | 0 | 12 | 19 | 26 | 33 | 45 | 55 | 66 | 82 | 98 | 118 | 134 | 149 | 164 | 180 | 202 | 216 | 229 | 242 | 254 | 269 | 279 | 288 | 293 | 298 | 306 | 315 | 323 | 331 | 339 | NPgY | GSP | NG FES - Leading the Way | Number of I&C hybrid heat pumps
NG FES - Leading the Way | Lct_BB008 | Number of | NPgN | PITS_BB_B | Number of I&C hybrid heat pumps | Pitsmoor | PITSMOOR 3/4 | 0 | 8 | 12 | 16 | 21 | 28 | 35 | 42 | 51 | 61 | 74 | 84 | 94 | 103 | 113 | 127 | 135 | 144 | 152 | 159 | 169 | 175 | 181 | 184 | 188 | 193 | 198 | 203 | 208 | 213 | NPgY | GSP | NG FES - Leading the Way | Number of I&C hybrid heat pumps
NG FES - Leading the Way | Lct_BB008 | Number of | NPgN | SALT_1 | Number of I&C hybrid heat pumps | Saltend North | SALTEND NORTH | 0 | 9 | 15 | 20 | 26 | 35 | 43 | 52 | 65 | 78 | 94 | 107 | 120 | 133 | 146 | 165 | 177 | 189 | 201 | 212 | 226 | 235 | 244 | 250 | 256 | 264 | 273 | 282 | 290 | 299 | NPgY | GSP | NG FES - Leading the Way | Number of I&C hybrid heat pumps
NG FES - Leading the Way | Lct_BB008 | Number of | NPgN | SHEC_3 | Number of I&C hybrid heat pumps | Sheffield City | SHEFFIELD CITY | 0 | 15 | 24 | 33 | 42 | 56 | 69 | 83 | 102 | 123 | 148 | 167 | 187 | 206 | 225 | 253 | 270 | 287 | 303 | 318 | 337 | 349 | 361 | 368 | 374 | 384 | 394 | 404 | 415 | 425 | NPgY | GSP | NG FES - Leading the Way | Number of I&C hybrid heat pumps
NG FES - Leading the Way | Lct_BB008 | Number of | NPgN | SKLGB1 | Number of I&C hybrid heat pumps | Skelton Grange | SKELTON GRANGE | 0 | 93 | 145 | 198 | 254 | 340 | 421 | 505 | 620 | 744 | 897 | 1017 | 1135 | 1254 | 1371 | 1539 | 1647 | 1752 | 1851 | 1940 | 2059 | 2135 | 2208 | 2252 | 2292 | 2354 | 2419 | 2485 | 2549 | 2612 | NPgY | GSP | NG FES - Leading the Way | Number of I&C hybrid heat pumps
NG FES - Leading the Way | Lct_BB008 | Number of | NPgN | TEMP_3 | Number of I&C hybrid heat pumps | Templeborough | TEMPLEBOROUGH 275/33KV | 0 | 0 | 1 | 1 | 1 | 2 | 2 | 3 | 3 | 4 | 5 | 6 | 6 | 7 | 8 | 9 | 9 | 10 | 11 | 11 | 12 | 13 | 13 | 14 | 14 | 15 | 15 | 16 | 16 | 17 | NPgY | GSP | NG FES - Leading the Way | Number of I&C hybrid heat pumps
NG FES - Leading the Way | Lct_BB008 | Number of | NPgN | THUR_6 | Number of I&C hybrid heat pumps | Thurcroft | THURCROFT | 0 | 24 | 38 | 52 | 66 | 90 | 111 | 134 | 166 | 200 | 242 | 276 | 310 | 344 | 379 | 427 | 460 | 492 | 524 | 552 | 590 | 615 | 640 | 657 | 673 | 696 | 720 | 744 | 769 | 793 | NPgY | GSP | NG FES - Leading the Way | Number of I&C hybrid heat pumps
NG FES - Leading the Way | Lct_BB008 | Number of | NPgN | WMEL_THOM | Number of I&C hybrid heat pumps | Thorpe Marsh | WEST MELTON / THORPE MARSH | 0 | 61 | 96 | 131 | 169 | 227 | 283 | 341 | 421 | 508 | 615 | 700 | 786 | 873 | 959 | 1083 | 1165 | 1247 | 1325 | 1397 | 1491 | 1555 | 1618 | 1660 | 1700 | 1757 | 1817 | 1878 | 1938 | 1999 | NPgY | GSP | NG FES - Leading the Way | Number of I&C hybrid heat pumps
NG FES - Leading the Way | Lct_BB008 | Number of | NPgN | WMEL_BB3 | Number of I&C hybrid heat pumps | West Melton | WEST MELTON SECTION 3 | 0 | 54 | 85 | 117 | 150 | 203 | 252 | 304 | 375 | 453 | 548 | 625 | 702 | 779 | 857 | 967 | 1042 | 1114 | 1185 | 1249 | 1334 | 1392 | 1448 | 1487 | 1523 | 1575 | 1629 | 1684 | 1740 | 1795 | NPgY | GSP | NG FES - Leading the Way | Number of I&C hybrid heat pumps
NG FES - Leading the Way | Lct_BB008 | Number of | NPgN | WIBA_3 | Number of I&C hybrid heat pumps | Wincobank | WINCOBANK | 0 | 3 | 4 | 6 | 8 | 11 | 13 | 16 | 19 | 23 | 28 | 32 | 35 | 39 | 43 | 48 | 52 | 55 | 58 | 61 | 65 | 68 | 70 | 72 | 73 | 75 | 77 | 80 | 82 | 84 | NPgY | GSP | NG FES - Leading the Way | Number of I&C hybrid heat pumps
NPg Planning Scenario | Lct_BB008 | Number of | NPgN | BLYTB1 | Number of I&C hybrid heat pumps | Blyth 66kV | BLYTH 66kV | 9 | 24 | 34 | 37 | 40 | 40 | 42 | 43 | 43 | 49 | 58 | 74 | 83 | 103 | 128 | 155 | 179 | 210 | 249 | 308 | 377 | 437 | 483 | 532 | 572 | 605 | 636 | 664 | 701 | 718 | NPgN | GSP | NPg Planning Scenario | Number of I&C hybrid heat pumps
NPg Planning Scenario | Lct_BB008 | Number of | NPgN | BLYTH132 | Number of I&C hybrid heat pumps | Blyth 132kV | BLYTH 132kV | 5 | 15 | 21 | 23 | 24 | 25 | 25 | 26 | 26 | 30 | 35 | 45 | 50 | 62 | 78 | 94 | 108 | 127 | 151 | 187 | 228 | 264 | 293 | 322 | 346 | 366 | 385 | 402 | 424 | 434 | NPgN | GSP | NPg Planning Scenario | Number of I&C hybrid heat pumps
NPg Planning Scenario | Lct_BB008 | Number of | NPgN | FOUR_1 | Number of I&C hybrid heat pumps | Fourstones | FOURSTONES | 2 | 6 | 8 | 9 | 10 | 10 | 10 | 10 | 10 | 12 | 14 | 18 | 20 | 25 | 31 | 38 | 43 | 51 | 60 | 75 | 91 | 106 | 117 | 129 | 138 | 146 | 154 | 161 | 170 | 174 | NPgN | GSP | NPg Planning Scenario | Number of I&C hybrid heat pumps
NPg Planning Scenario | Lct_BB008 | Number of | NPgN | HARM_6 | Number of I&C hybrid heat pumps | Hart Moor | HARTMOOR | 5 | 13 | 19 | 20 | 22 | 22 | 22 | 23 | 23 | 26 | 30 | 38 | 43 | 53 | 65 | 78 | 90 | 105 | 123 | 151 | 184 | 211 | 232 | 254 | 271 | 285 | 297 | 308 | 323 | 328 | NPgN | GSP | NPg Planning Scenario | Number of I&C hybrid heat pumps
NPg Planning Scenario | Lct_BB008 | Number of | NPgN | HAWP_6 | Number of I&C hybrid heat pumps | Hawthorn Pit | HAWTHORN PIT GRID | 5 | 13 | 19 | 20 | 22 | 21 | 22 | 22 | 22 | 26 | 30 | 38 | 42 | 52 | 64 | 77 | 89 | 104 | 122 | 150 | 182 | 209 | 230 | 252 | 269 | 282 | 294 | 305 | 320 | 325 | NPgN | GSP | NPg Planning Scenario | Number of I&C hybrid heat pumps
NPg Planning Scenario | Lct_BB008 | Number of | NPgN | KNARE_111 | Number of I&C hybrid heat pumps | Knaresborough | KNARESBOROUGH | 14 | 37 | 53 | 57 | 62 | 62 | 65 | 67 | 67 | 77 | 90 | 116 | 131 | 163 | 203 | 247 | 286 | 337 | 400 | 497 | 611 | 709 | 788 | 870 | 939 | 996 | 1050 | 1101 | 1165 | 1197 | NPgN | GSP | NPg Planning Scenario | Number of I&C hybrid heat pumps
NPg Planning Scenario | Lct_BB008 | Number of | NPgN | LACK_6 | Number of I&C hybrid heat pumps | Lackenby | LACKENBY | 8 | 22 | 31 | 33 | 36 | 36 | 37 | 38 | 38 | 44 | 51 | 66 | 74 | 92 | 114 | 138 | 159 | 187 | 221 | 274 | 335 | 387 | 429 | 472 | 507 | 536 | 563 | 588 | 621 | 635 | NPgN | GSP | NPg Planning Scenario | Number of I&C hybrid heat pumps
NPg Planning Scenario | Lct_BB008 | Number of | NPgN | NORT_1 | Number of I&C hybrid heat pumps | Norton | NORTON | 29 | 78 | 110 | 119 | 129 | 129 | 133 | 136 | 136 | 157 | 182 | 234 | 263 | 325 | 403 | 488 | 562 | 660 | 781 | 966 | 1181 | 1365 | 1510 | 1660 | 1784 | 1883 | 1977 | 2064 | 2176 | 2224 | NPgN | GSP | NPg Planning Scenario | Number of I&C hybrid heat pumps
NPg Planning Scenario | Lct_BB008 | Number of | NPgN | OFFE_3 | Number of I&C hybrid heat pumps | Offerton | OFFERTON | 3 | 9 | 12 | 13 | 14 | 14 | 15 | 15 | 15 | 17 | 20 | 26 | 28 | 35 | 43 | 52 | 60 | 70 | 82 | 101 | 123 | 142 | 156 | 170 | 182 | 191 | 200 | 207 | 217 | 221 | NPgN | GSP | NPg Planning Scenario | Number of I&C hybrid heat pumps
NPg Planning Scenario | Lct_BB008 | Number of | NPgN | OSBA_1 | Number of I&C hybrid heat pumps | Osbaldwick | OSBALDWICK | 25 | 67 | 94 | 101 | 109 | 109 | 112 | 115 | 115 | 132 | 153 | 197 | 220 | 272 | 337 | 408 | 469 | 550 | 649 | 801 | 978 | 1128 | 1246 | 1367 | 1466 | 1545 | 1619 | 1687 | 1776 | 1812 | NPgN | GSP | NPg Planning Scenario | Number of I&C hybrid heat pumps
NPg Planning Scenario | Lct_BB008 | Number of | NPgN | POPP_3 | Number of I&C hybrid heat pumps | Poppleton | POPPLETON | 3 | 9 | 12 | 13 | 15 | 14 | 15 | 15 | 15 | 17 | 20 | 26 | 29 | 35 | 43 | 52 | 60 | 70 | 82 | 101 | 123 | 142 | 156 | 170 | 182 | 191 | 200 | 207 | 217 | 221 | NPgN | GSP | NPg Planning Scenario | Number of I&C hybrid heat pumps
NPg Planning Scenario | Lct_BB008 | Number of | NPgN | SALH_1 | Number of I&C hybrid heat pumps | Saltholme | SALTHOLME | 0 | 1 | 2 | 2 | 2 | 2 | 2 | 2 | 2 | 2 | 3 | 3 | 4 | 5 | 6 | 7 | 8 | 9 | 11 | 14 | 17 | 19 | 21 | 23 | 25 | 26 | 28 | 29 | 30 | 31 | NPgN | GSP | NPg Planning Scenario | Number of I&C hybrid heat pumps
NPg Planning Scenario | Lct_BB008 | Number of | NPgN | SSHI_3 | Number of I&C hybrid heat pumps | South Shields | SOUTH SHIELDS | 4 | 10 | 14 | 15 | 16 | 16 | 16 | 17 | 17 | 19 | 22 | 28 | 31 | 38 | 47 | 57 | 65 | 76 | 90 | 110 | 134 | 154 | 169 | 185 | 198 | 207 | 216 | 224 | 235 | 239 | NPgN | GSP | NPg Planning Scenario | Number of I&C hybrid heat pumps
NPg Planning Scenario | Lct_BB008 | Number of | NPgN | KIELD01 and SPAD20 | Number of I&C hybrid heat pumps | 0 | SPADEADAM | 1 | 2 | 3 | 3 | 4 | 4 | 4 | 4 | 4 | 5 | 5 | 7 | 8 | 10 | 12 | 15 | 17 | 20 | 23 | 29 | 35 | 41 | 45 | 50 | 54 | 57 | 59 | 62 | 66 | 67 | NPgN | GSP | NPg Planning Scenario | Number of I&C hybrid heat pumps
NPg Planning Scenario | Lct_BB008 | Number of | NPgN | SPEN_1 | Number of I&C hybrid heat pumps | Spennymoor | SPENNYMOOR | 16 | 43 | 61 | 66 | 71 | 70 | 72 | 74 | 73 | 84 | 97 | 124 | 138 | 170 | 210 | 253 | 290 | 339 | 399 | 490 | 596 | 685 | 753 | 823 | 879 | 923 | 963 | 999 | 1047 | 1064 | NPgN | GSP | NPg Planning Scenario | Number of I&C hybrid heat pumps
NPg Planning Scenario | Lct_BB008 | Number of | NPgN | STEN_1 | Number of I&C hybrid heat pumps | Stella North | STELLA NORTH | 14 | 38 | 54 | 58 | 63 | 63 | 64 | 66 | 66 | 76 | 88 | 113 | 126 | 156 | 193 | 234 | 269 | 315 | 371 | 458 | 559 | 645 | 712 | 781 | 838 | 883 | 925 | 963 | 1013 | 1033 | NPgN | GSP | NPg Planning Scenario | Number of I&C hybrid heat pumps
NPg Planning Scenario | Lct_BB008 | Number of | NPgN | STES_1 | Number of I&C hybrid heat pumps | Stella South | STELLA SOUTH | 10 | 26 | 36 | 39 | 42 | 42 | 43 | 44 | 44 | 51 | 59 | 75 | 84 | 104 | 128 | 155 | 178 | 208 | 245 | 302 | 367 | 423 | 466 | 511 | 547 | 575 | 601 | 625 | 657 | 669 | NPgN | GSP | NPg Planning Scenario | Number of I&C hybrid heat pumps
NPg Planning Scenario | Lct_BB008 | Number of | NPgN | TYNE_1 | Number of I&C hybrid heat pumps | Tynemouth 1 | TYNEMOUTH | 9 | 24 | 34 | 37 | 40 | 40 | 41 | 42 | 43 | 49 | 57 | 73 | 82 | 102 | 127 | 154 | 177 | 209 | 247 | 306 | 374 | 433 | 480 | 528 | 569 | 601 | 632 | 660 | 697 | 714 | NPgN | GSP | NPg Planning Scenario | Number of I&C hybrid heat pumps
NPg Planning Scenario | Lct_BB008 | Number of | NPgN | WBOL_6 | Number of I&C hybrid heat pumps | West Boldon | WEST BOLDON | 12 | 31 | 44 | 47 | 51 | 51 | 52 | 53 | 53 | 61 | 70 | 90 | 101 | 124 | 153 | 185 | 212 | 248 | 292 | 359 | 437 | 503 | 554 | 606 | 648 | 681 | 712 | 739 | 776 | 789 | NPgN | GSP | NPg Planning Scenario | Number of I&C hybrid heat pumps
NPg Planning Scenario | Lct_BB008 | Number of | NPgN | BRAW_1 | Number of I&C hybrid heat pumps | Bradford West | BRADFORD WEST | 32 | 85 | 118 | 125 | 133 | 132 | 132 | 134 | 134 | 145 | 163 | 208 | 231 | 283 | 349 | 419 | 493 | 590 | 710 | 874 | 1063 | 1223 | 1346 | 1472 | 1573 | 1653 | 1726 | 1794 | 1881 | 1912 | NPgY | GSP | NPg Planning Scenario | Number of I&C hybrid heat pumps
NPg Planning Scenario | Lct_BB008 | Number of | NPgN | CAMB_01 | Number of I&C hybrid heat pumps | Camblesforth | CAMBLESFORTH | 3 | 7 | 9 | 10 | 11 | 11 | 11 | 11 | 11 | 12 | 14 | 18 | 20 | 24 | 30 | 36 | 43 | 52 | 63 | 78 | 96 | 111 | 123 | 135 | 146 | 154 | 162 | 170 | 179 | 184 | NPgY | GSP | NPg Planning Scenario | Number of I&C hybrid heat pumps
NPg Planning Scenario | Lct_BB008 | Number of | NPgN | CREB_1 | Number of I&C hybrid heat pumps | Creyke Beck | CREYKE BECK | 32 | 84 | 116 | 124 | 132 | 132 | 133 | 135 | 135 | 147 | 166 | 212 | 237 | 292 | 361 | 435 | 514 | 618 | 747 | 924 | 1129 | 1304 | 1441 | 1583 | 1700 | 1794 | 1883 | 1966 | 2071 | 2116 | NPgY | GSP | NPg Planning Scenario | Number of I&C hybrid heat pumps
NPg Planning Scenario | Lct_BB008 | Number of | NPgN | DRAX_YEDL | Number of I&C hybrid heat pumps | Drax | DRAX | 3 | 9 | 12 | 13 | 14 | 14 | 14 | 15 | 15 | 16 | 18 | 23 | 26 | 32 | 40 | 49 | 58 | 70 | 85 | 105 | 129 | 149 | 166 | 183 | 197 | 209 | 220 | 230 | 244 | 250 | NPgY | GSP | NPg Planning Scenario | Number of I&C hybrid heat pumps
NPg Planning Scenario | Lct_BB008 | Number of | NPgN | ELLA_1 | Number of I&C hybrid heat pumps | Elland | ELLAND | 24 | 63 | 87 | 92 | 98 | 97 | 97 | 99 | 99 | 106 | 120 | 153 | 170 | 208 | 257 | 308 | 363 | 434 | 522 | 642 | 781 | 898 | 988 | 1081 | 1155 | 1213 | 1267 | 1316 | 1380 | 1402 | NPgY | GSP | NPg Planning Scenario | Number of I&C hybrid heat pumps
NPg Planning Scenario | Lct_BB008 | Number of | NPgN | FERRA2 | Number of I&C hybrid heat pumps | Ferrybridge A | FERRYBRIDGE A | 5 | 13 | 19 | 20 | 21 | 21 | 21 | 22 | 22 | 24 | 27 | 34 | 39 | 48 | 59 | 71 | 84 | 102 | 123 | 152 | 186 | 216 | 239 | 263 | 283 | 299 | 315 | 329 | 348 | 356 | NPgY | GSP | NPg Planning Scenario | Number of I&C hybrid heat pumps
NPg Planning Scenario | Lct_BB008 | Number of | NPgN | FERRB9 | Number of I&C hybrid heat pumps | Ferrybridge B (_M) | FERRYBRIDGE B | 15 | 40 | 56 | 60 | 63 | 64 | 64 | 65 | 65 | 71 | 80 | 102 | 114 | 141 | 174 | 210 | 248 | 298 | 360 | 445 | 544 | 628 | 694 | 763 | 820 | 865 | 908 | 949 | 1000 | 1022 | NPgY | GSP | NPg Planning Scenario | Number of I&C hybrid heat pumps
NPg Planning Scenario | Lct_BB008 | Number of | NPgN | GRIW_1 | Number of I&C hybrid heat pumps | Grimsby West | GRIMSBY WEST | 9 | 24 | 33 | 35 | 37 | 37 | 37 | 38 | 38 | 41 | 46 | 58 | 65 | 80 | 98 | 118 | 139 | 166 | 200 | 247 | 300 | 346 | 380 | 416 | 445 | 468 | 489 | 508 | 533 | 542 | NPgY | GSP | NPg Planning Scenario | Number of I&C hybrid heat pumps
NPg Planning Scenario | Lct_BB008 | Number of | NPgN | JORD_3 | Number of I&C hybrid heat pumps | Jordanthorpe | JORDANTHORPE | 3 | 8 | 11 | 11 | 12 | 12 | 12 | 12 | 12 | 13 | 15 | 19 | 21 | 26 | 33 | 39 | 46 | 56 | 67 | 83 | 101 | 116 | 129 | 141 | 151 | 159 | 167 | 174 | 183 | 187 | NPgY | GSP | NPg Planning Scenario | Number of I&C hybrid heat pumps
NPg Planning Scenario | Lct_BB008 | Number of | NPgN | KEAD_YEDL | Number of I&C hybrid heat pumps | Keadby | KEADBY | 18 | 48 | 66 | 71 | 75 | 76 | 76 | 78 | 78 | 85 | 96 | 123 | 138 | 170 | 211 | 255 | 302 | 363 | 440 | 545 | 668 | 773 | 857 | 944 | 1016 | 1074 | 1130 | 1183 | 1249 | 1279 | NPgY | GSP | NPg Planning Scenario | Number of I&C hybrid heat pumps
NPg Planning Scenario | Lct_BB008 | Number of | NPgN | KIRKB1 | Number of I&C hybrid heat pumps | Kirkstall B | KIRKSTALL B | 14 | 37 | 51 | 54 | 57 | 57 | 57 | 58 | 58 | 62 | 70 | 89 | 99 | 122 | 150 | 180 | 212 | 253 | 304 | 374 | 455 | 523 | 575 | 629 | 672 | 705 | 736 | 764 | 801 | 814 | NPgY | GSP | NPg Planning Scenario | Number of I&C hybrid heat pumps
NPg Planning Scenario | Lct_BB008 | Number of | NPgN | NEEP_3 | Number of I&C hybrid heat pumps | Neepsend | NEEPSEND | 6 | 15 | 21 | 22 | 23 | 23 | 23 | 24 | 24 | 25 | 29 | 37 | 41 | 50 | 61 | 74 | 87 | 104 | 125 | 153 | 186 | 214 | 236 | 258 | 275 | 289 | 302 | 313 | 328 | 333 | NPgY | GSP | NPg Planning Scenario | Number of I&C hybrid heat pumps
NPg Planning Scenario | Lct_BB008 | Number of | NPgN | NORL_3 | Number of I&C hybrid heat pumps | Norton Lees | NORTON LEES | 5 | 12 | 16 | 17 | 18 | 18 | 18 | 19 | 19 | 20 | 23 | 29 | 32 | 39 | 48 | 58 | 68 | 82 | 98 | 121 | 147 | 169 | 186 | 203 | 217 | 228 | 238 | 247 | 259 | 263 | NPgY | GSP | NPg Planning Scenario | Number of I&C hybrid heat pumps
NPg Planning Scenario | Lct_BB008 | Number of | NPgN | PITS_BB_B | Number of I&C hybrid heat pumps | Pitsmoor | PITSMOOR 3/4 | 3 | 7 | 10 | 11 | 12 | 12 | 12 | 12 | 12 | 13 | 14 | 18 | 20 | 25 | 30 | 36 | 43 | 51 | 62 | 76 | 92 | 106 | 117 | 128 | 136 | 143 | 149 | 155 | 163 | 165 | NPgY | GSP | NPg Planning Scenario | Number of I&C hybrid heat pumps
NPg Planning Scenario | Lct_BB008 | Number of | NPgN | SALT_1 | Number of I&C hybrid heat pumps | Saltend North | SALTEND NORTH | 3 | 9 | 13 | 13 | 14 | 14 | 14 | 15 | 15 | 16 | 18 | 23 | 26 | 32 | 39 | 48 | 56 | 68 | 82 | 101 | 123 | 143 | 158 | 173 | 186 | 196 | 206 | 215 | 227 | 232 | NPgY | GSP | NPg Planning Scenario | Number of I&C hybrid heat pumps
NPg Planning Scenario | Lct_BB008 | Number of | NPgN | SHEC_3 | Number of I&C hybrid heat pumps | Sheffield City | SHEFFIELD CITY | 6 | 15 | 21 | 22 | 23 | 23 | 23 | 23 | 23 | 25 | 28 | 36 | 40 | 49 | 61 | 73 | 86 | 102 | 123 | 151 | 184 | 212 | 233 | 254 | 272 | 285 | 298 | 309 | 324 | 329 | NPgY | GSP | NPg Planning Scenario | Number of I&C hybrid heat pumps
NPg Planning Scenario | Lct_BB008 | Number of | NPgN | SKLGB1 | Number of I&C hybrid heat pumps | Skelton Grange | SKELTON GRANGE | 34 | 90 | 125 | 132 | 140 | 140 | 140 | 142 | 141 | 153 | 173 | 220 | 244 | 300 | 369 | 443 | 522 | 624 | 751 | 925 | 1125 | 1294 | 1424 | 1557 | 1665 | 1749 | 1827 | 1899 | 1991 | 2024 | NPgY | GSP | NPg Planning Scenario | Number of I&C hybrid heat pumps
NPg Planning Scenario | Lct_BB008 | Number of | NPgN | TEMP_3 | Number of I&C hybrid heat pumps | Templeborough | TEMPLEBOROUGH 275/33KV | 0 | 0 | 1 | 1 | 1 | 1 | 1 | 1 | 1 | 1 | 1 | 1 | 1 | 2 | 2 | 3 | 3 | 4 | 4 | 5 | 7 | 8 | 9 | 9 | 10 | 11 | 11 | 12 | 13 | 13 | NPgY | GSP | NPg Planning Scenario | Number of I&C hybrid heat pumps
NPg Planning Scenario | Lct_BB008 | Number of | NPgN | THUR_6 | Number of I&C hybrid heat pumps | Thurcroft | THURCROFT | 9 | 23 | 32 | 34 | 37 | 37 | 37 | 38 | 38 | 41 | 47 | 60 | 67 | 82 | 102 | 123 | 146 | 176 | 212 | 263 | 322 | 373 | 413 | 455 | 489 | 517 | 544 | 569 | 601 | 615 | NPgY | GSP | NPg Planning Scenario | Number of I&C hybrid heat pumps
NPg Planning Scenario | Lct_BB008 | Number of | NPgN | WMEL_THOM | Number of I&C hybrid heat pumps | Thorpe Marsh | WEST MELTON / THORPE MARSH | 22 | 59 | 82 | 88 | 93 | 93 | 94 | 96 | 96 | 104 | 118 | 151 | 169 | 209 | 258 | 312 | 369 | 444 | 537 | 666 | 814 | 942 | 1043 | 1148 | 1235 | 1305 | 1372 | 1435 | 1514 | 1549 | NPgY | GSP | NPg Planning Scenario | Number of I&C hybrid heat pumps
NPg Planning Scenario | Lct_BB008 | Number of | NPgN | WMEL_BB3 | Number of I&C hybrid heat pumps | West Melton | WEST MELTON SECTION 3 | 20 | 53 | 73 | 78 | 83 | 83 | 84 | 85 | 86 | 93 | 106 | 135 | 151 | 186 | 231 | 279 | 330 | 397 | 481 | 595 | 729 | 843 | 934 | 1028 | 1106 | 1170 | 1230 | 1287 | 1359 | 1391 | NPgY | GSP | NPg Planning Scenario | Number of I&C hybrid heat pumps
NPg Planning Scenario | Lct_BB008 | Number of | NPgN | WIBA_3 | Number of I&C hybrid heat pumps | Wincobank | WINCOBANK | 1 | 3 | 4 | 4 | 4 | 4 | 4 | 4 | 4 | 5 | 5 | 7 | 8 | 9 | 12 | 14 | 16 | 20 | 24 | 29 | 36 | 41 | 45 | 50 | 53 | 56 | 58 | 61 | 64 | 65 | NPgY | GSP | NPg Planning Scenario | Number of I&C hybrid heat pumps
NG FES - System Transformation | Lct_BB008 | Number of | NPgN | BLYTB1 | Number of I&C hybrid heat pumps | Blyth 66kV | BLYTH 66kV | 0 | 19 | 32 | 48 | 65 | 83 | 100 | 119 | 143 | 168 | 212 | 255 | 299 | 344 | 389 | 453 | 504 | 555 | 603 | 649 | 705 | 753 | 799 | 840 | 879 | 910 | 937 | 964 | 992 | 1019 | NPgN | GSP | NG FES - System Transformation | Number of I&C hybrid heat pumps
NG FES - System Transformation | Lct_BB008 | Number of | NPgN | BLYTH132 | Number of I&C hybrid heat pumps | Blyth 132kV | BLYTH 132kV | 0 | 11 | 20 | 29 | 40 | 50 | 61 | 72 | 86 | 102 | 128 | 155 | 181 | 208 | 236 | 274 | 306 | 336 | 365 | 393 | 427 | 456 | 484 | 509 | 532 | 551 | 567 | 584 | 601 | 617 | NPgN | GSP | NG FES - System Transformation | Number of I&C hybrid heat pumps
NG FES - System Transformation | Lct_BB008 | Number of | NPgN | FOUR_1 | Number of I&C hybrid heat pumps | Fourstones | FOURSTONES | 0 | 5 | 8 | 12 | 16 | 20 | 24 | 29 | 35 | 41 | 51 | 62 | 72 | 83 | 94 | 110 | 122 | 134 | 146 | 157 | 170 | 182 | 193 | 203 | 213 | 220 | 226 | 233 | 240 | 246 | NPgN | GSP | NG FES - System Transformation | Number of I&C hybrid heat pumps
NG FES - System Transformation | Lct_BB008 | Number of | NPgN | HARM_6 | Number of I&C hybrid heat pumps | Hart Moor | HARTMOOR | 0 | 10 | 18 | 26 | 35 | 44 | 53 | 63 | 75 | 88 | 110 | 132 | 154 | 175 | 197 | 228 | 252 | 276 | 298 | 318 | 343 | 365 | 384 | 401 | 417 | 429 | 438 | 448 | 457 | 466 | NPgN | GSP | NG FES - System Transformation | Number of I&C hybrid heat pumps
NG FES - System Transformation | Lct_BB008 | Number of | NPgN | HAWP_6 | Number of I&C hybrid heat pumps | Hawthorn Pit | HAWTHORN PIT GRID | 0 | 10 | 17 | 26 | 35 | 44 | 53 | 63 | 74 | 87 | 109 | 131 | 152 | 174 | 195 | 226 | 250 | 273 | 295 | 315 | 340 | 361 | 380 | 397 | 413 | 424 | 434 | 443 | 453 | 462 | NPgN | GSP | NG FES - System Transformation | Number of I&C hybrid heat pumps
NG FES - System Transformation | Lct_BB008 | Number of | NPgN | KNARE_111 | Number of I&C hybrid heat pumps | Knaresborough | KNARESBOROUGH | 0 | 28 | 49 | 74 | 101 | 128 | 155 | 185 | 222 | 263 | 332 | 401 | 472 | 543 | 618 | 721 | 806 | 889 | 969 | 1047 | 1140 | 1223 | 1302 | 1374 | 1443 | 1498 | 1546 | 1597 | 1649 | 1699 | NPgN | GSP | NG FES - System Transformation | Number of I&C hybrid heat pumps
NG FES - System Transformation | Lct_BB008 | Number of | NPgN | LACK_6 | Number of I&C hybrid heat pumps | Lackenby | LACKENBY | 0 | 17 | 29 | 43 | 58 | 74 | 89 | 106 | 127 | 150 | 188 | 227 | 266 | 305 | 346 | 403 | 448 | 492 | 535 | 576 | 625 | 668 | 709 | 745 | 780 | 807 | 830 | 854 | 878 | 902 | NPgN | GSP | NG FES - System Transformation | Number of I&C hybrid heat pumps
NG FES - System Transformation | Lct_BB008 | Number of | NPgN | NORT_1 | Number of I&C hybrid heat pumps | Norton | NORTON | 0 | 60 | 103 | 154 | 208 | 264 | 319 | 379 | 452 | 533 | 670 | 807 | 944 | 1083 | 1227 | 1426 | 1586 | 1742 | 1890 | 2033 | 2206 | 2355 | 2496 | 2622 | 2741 | 2834 | 2912 | 2995 | 3078 | 3157 | NPgN | GSP | NG FES - System Transformation | Number of I&C hybrid heat pumps
NG FES - System Transformation | Lct_BB008 | Number of | NPgN | OFFE_3 | Number of I&C hybrid heat pumps | Offerton | OFFERTON | 0 | 7 | 12 | 17 | 23 | 30 | 36 | 42 | 50 | 59 | 73 | 88 | 103 | 117 | 132 | 153 | 169 | 185 | 199 | 213 | 230 | 244 | 258 | 269 | 280 | 288 | 294 | 301 | 308 | 314 | NPgN | GSP | NG FES - System Transformation | Number of I&C hybrid heat pumps
NG FES - System Transformation | Lct_BB008 | Number of | NPgN | OSBA_1 | Number of I&C hybrid heat pumps | Osbaldwick | OSBALDWICK | 0 | 51 | 88 | 131 | 177 | 224 | 270 | 321 | 382 | 450 | 564 | 678 | 793 | 908 | 1026 | 1191 | 1322 | 1450 | 1570 | 1686 | 1826 | 1946 | 2059 | 2159 | 2253 | 2326 | 2385 | 2448 | 2512 | 2572 | NPgN | GSP | NG FES - System Transformation | Number of I&C hybrid heat pumps
NG FES - System Transformation | Lct_BB008 | Number of | NPgN | POPP_3 | Number of I&C hybrid heat pumps | Poppleton | POPPLETON | 0 | 7 | 12 | 17 | 23 | 30 | 36 | 42 | 50 | 59 | 73 | 88 | 103 | 117 | 132 | 153 | 169 | 185 | 199 | 213 | 230 | 244 | 258 | 269 | 280 | 288 | 294 | 301 | 307 | 314 | NPgN | GSP | NG FES - System Transformation | Number of I&C hybrid heat pumps
NG FES - System Transformation | Lct_BB008 | Number of | NPgN | SALH_1 | Number of I&C hybrid heat pumps | Saltholme | SALTHOLME | 0 | 1 | 2 | 2 | 3 | 4 | 5 | 6 | 7 | 8 | 10 | 12 | 14 | 16 | 18 | 21 | 23 | 25 | 27 | 29 | 31 | 33 | 35 | 37 | 38 | 40 | 41 | 42 | 43 | 44 | NPgN | GSP | NG FES - System Transformation | Number of I&C hybrid heat pumps
NG FES - System Transformation | Lct_BB008 | Number of | NPgN | SSHI_3 | Number of I&C hybrid heat pumps | South Shields | SOUTH SHIELDS | 0 | 8 | 13 | 19 | 26 | 33 | 39 | 46 | 55 | 64 | 80 | 96 | 112 | 128 | 144 | 167 | 184 | 201 | 217 | 232 | 250 | 266 | 280 | 292 | 304 | 312 | 319 | 326 | 332 | 339 | NPgN | GSP | NG FES - System Transformation | Number of I&C hybrid heat pumps
NG FES - System Transformation | Lct_BB008 | Number of | NPgN | KIELD01 and SPAD20 | Number of I&C hybrid heat pumps | 0 | SPADEADAM | 0 | 2 | 3 | 5 | 6 | 8 | 9 | 11 | 13 | 16 | 20 | 24 | 28 | 32 | 36 | 42 | 47 | 52 | 56 | 61 | 66 | 70 | 75 | 79 | 82 | 85 | 88 | 90 | 93 | 95 | NPgN | GSP | NG FES - System Transformation | Number of I&C hybrid heat pumps
NG FES - System Transformation | Lct_BB008 | Number of | NPgN | SPEN_1 | Number of I&C hybrid heat pumps | Spennymoor | SPENNYMOOR | 0 | 33 | 57 | 85 | 114 | 144 | 173 | 205 | 243 | 285 | 357 | 427 | 498 | 568 | 640 | 740 | 818 | 894 | 965 | 1032 | 1113 | 1181 | 1245 | 1300 | 1351 | 1389 | 1419 | 1450 | 1481 | 1510 | NPgN | GSP | NG FES - System Transformation | Number of I&C hybrid heat pumps
NG FES - System Transformation | Lct_BB008 | Number of | NPgN | STEN_1 | Number of I&C hybrid heat pumps | Stella North | STELLA NORTH | 0 | 29 | 51 | 75 | 101 | 128 | 155 | 184 | 219 | 258 | 323 | 389 | 454 | 520 | 588 | 682 | 757 | 830 | 899 | 965 | 1045 | 1113 | 1177 | 1234 | 1287 | 1328 | 1362 | 1397 | 1433 | 1467 | NPgN | GSP | NG FES - System Transformation | Number of I&C hybrid heat pumps
NG FES - System Transformation | Lct_BB008 | Number of | NPgN | STES_1 | Number of I&C hybrid heat pumps | Stella South | STELLA SOUTH | 0 | 20 | 34 | 51 | 69 | 86 | 104 | 123 | 147 | 172 | 216 | 259 | 302 | 346 | 390 | 452 | 501 | 548 | 593 | 635 | 686 | 730 | 771 | 807 | 840 | 866 | 886 | 907 | 929 | 949 | NPgN | GSP | NG FES - System Transformation | Number of I&C hybrid heat pumps
NG FES - System Transformation | Lct_BB008 | Number of | NPgN | TYNE_1 | Number of I&C hybrid heat pumps | Tynemouth 1 | TYNEMOUTH | 0 | 19 | 32 | 48 | 65 | 82 | 99 | 118 | 141 | 167 | 210 | 253 | 297 | 341 | 386 | 449 | 500 | 550 | 598 | 644 | 699 | 748 | 794 | 835 | 874 | 905 | 931 | 958 | 986 | 1013 | NPgN | GSP | NG FES - System Transformation | Number of I&C hybrid heat pumps
NG FES - System Transformation | Lct_BB008 | Number of | NPgN | WBOL_6 | Number of I&C hybrid heat pumps | West Boldon | WEST BOLDON | 0 | 24 | 41 | 61 | 82 | 104 | 125 | 148 | 176 | 207 | 258 | 310 | 362 | 413 | 466 | 539 | 597 | 653 | 705 | 756 | 816 | 867 | 915 | 957 | 996 | 1025 | 1048 | 1073 | 1097 | 1120 | NPgN | GSP | NG FES - System Transformation | Number of I&C hybrid heat pumps
NG FES - System Transformation | Lct_BB008 | Number of | NPgN | BRAW_1 | Number of I&C hybrid heat pumps | Bradford West | BRADFORD WEST | 0 | 58 | 100 | 148 | 200 | 254 | 306 | 362 | 430 | 505 | 635 | 762 | 888 | 1015 | 1145 | 1348 | 1493 | 1633 | 1765 | 1891 | 2059 | 2189 | 2310 | 2416 | 2514 | 2601 | 2661 | 2723 | 2786 | 2845 | NPgY | GSP | NG FES - System Transformation | Number of I&C hybrid heat pumps
NG FES - System Transformation | Lct_BB008 | Number of | NPgN | CAMB_01 | Number of I&C hybrid heat pumps | Camblesforth | CAMBLESFORTH | 0 | 5 | 8 | 12 | 16 | 21 | 25 | 30 | 36 | 42 | 53 | 64 | 75 | 87 | 99 | 117 | 130 | 144 | 156 | 169 | 185 | 198 | 211 | 222 | 233 | 242 | 250 | 258 | 266 | 273 | NPgY | GSP | NG FES - System Transformation | Number of I&C hybrid heat pumps
NG FES - System Transformation | Lct_BB008 | Number of | NPgN | CREB_1 | Number of I&C hybrid heat pumps | Creyke Beck | CREYKE BECK | 0 | 57 | 98 | 146 | 199 | 253 | 306 | 364 | 435 | 512 | 646 | 778 | 911 | 1046 | 1184 | 1400 | 1558 | 1711 | 1857 | 1998 | 2185 | 2333 | 2474 | 2599 | 2717 | 2824 | 2902 | 2985 | 3068 | 3148 | NPgY | GSP | NG FES - System Transformation | Number of I&C hybrid heat pumps
NG FES - System Transformation | Lct_BB008 | Number of | NPgN | DRAX_YEDL | Number of I&C hybrid heat pumps | Drax | DRAX | 0 | 6 | 11 | 16 | 21 | 27 | 33 | 40 | 47 | 56 | 71 | 86 | 101 | 116 | 132 | 157 | 175 | 193 | 210 | 227 | 249 | 267 | 284 | 300 | 315 | 328 | 339 | 350 | 361 | 372 | NPgY | GSP | NG FES - System Transformation | Number of I&C hybrid heat pumps
NG FES - System Transformation | Lct_BB008 | Number of | NPgN | ELLA_1 | Number of I&C hybrid heat pumps | Elland | ELLAND | 0 | 43 | 74 | 109 | 147 | 187 | 225 | 266 | 317 | 372 | 467 | 561 | 654 | 747 | 842 | 992 | 1098 | 1201 | 1297 | 1390 | 1513 | 1608 | 1697 | 1774 | 1846 | 1909 | 1953 | 1998 | 2044 | 2086 | NPgY | GSP | NG FES - System Transformation | Number of I&C hybrid heat pumps
NG FES - System Transformation | Lct_BB008 | Number of | NPgN | FERRA2 | Number of I&C hybrid heat pumps | Ferrybridge A | FERRYBRIDGE A | 0 | 9 | 16 | 24 | 32 | 41 | 49 | 59 | 70 | 83 | 105 | 126 | 148 | 170 | 193 | 229 | 255 | 281 | 305 | 329 | 361 | 386 | 410 | 431 | 452 | 471 | 485 | 500 | 515 | 529 | NPgY | GSP | NG FES - System Transformation | Number of I&C hybrid heat pumps
NG FES - System Transformation | Lct_BB008 | Number of | NPgN | FERRB9 | Number of I&C hybrid heat pumps | Ferrybridge B (_M) | FERRYBRIDGE B | 0 | 27 | 47 | 71 | 96 | 122 | 147 | 175 | 209 | 247 | 311 | 375 | 439 | 503 | 570 | 674 | 750 | 824 | 894 | 962 | 1053 | 1124 | 1192 | 1252 | 1310 | 1362 | 1400 | 1440 | 1481 | 1520 | NPgY | GSP | NG FES - System Transformation | Number of I&C hybrid heat pumps
NG FES - System Transformation | Lct_BB008 | Number of | NPgN | GRIW_1 | Number of I&C hybrid heat pumps | Grimsby West | GRIMSBY WEST | 0 | 16 | 28 | 41 | 56 | 71 | 86 | 102 | 121 | 142 | 178 | 214 | 250 | 286 | 322 | 380 | 421 | 461 | 498 | 534 | 581 | 618 | 653 | 683 | 711 | 736 | 754 | 772 | 790 | 807 | NPgY | GSP | NG FES - System Transformation | Number of I&C hybrid heat pumps
NG FES - System Transformation | Lct_BB008 | Number of | NPgN | JORD_3 | Number of I&C hybrid heat pumps | Jordanthorpe | JORDANTHORPE | 0 | 5 | 9 | 13 | 18 | 23 | 28 | 33 | 40 | 47 | 59 | 71 | 82 | 95 | 107 | 126 | 140 | 154 | 167 | 179 | 195 | 208 | 221 | 231 | 242 | 251 | 257 | 264 | 271 | 278 | NPgY | GSP | NG FES - System Transformation | Number of I&C hybrid heat pumps
NG FES - System Transformation | Lct_BB008 | Number of | NPgN | KEAD_YEDL | Number of I&C hybrid heat pumps | Keadby | KEADBY | 0 | 32 | 56 | 83 | 113 | 145 | 176 | 209 | 250 | 296 | 374 | 451 | 530 | 609 | 691 | 819 | 913 | 1006 | 1094 | 1179 | 1293 | 1384 | 1471 | 1548 | 1623 | 1691 | 1742 | 1796 | 1850 | 1903 | NPgY | GSP | NG FES - System Transformation | Number of I&C hybrid heat pumps
NG FES - System Transformation | Lct_BB008 | Number of | NPgN | KIRKB1 | Number of I&C hybrid heat pumps | Kirkstall B | KIRKSTALL B | 0 | 25 | 43 | 64 | 86 | 109 | 132 | 156 | 185 | 218 | 273 | 328 | 382 | 436 | 492 | 579 | 641 | 700 | 756 | 810 | 881 | 936 | 987 | 1032 | 1073 | 1110 | 1134 | 1160 | 1186 | 1210 | NPgY | GSP | NG FES - System Transformation | Number of I&C hybrid heat pumps
NG FES - System Transformation | Lct_BB008 | Number of | NPgN | NEEP_3 | Number of I&C hybrid heat pumps | Neepsend | NEEPSEND | 0 | 10 | 18 | 26 | 35 | 45 | 54 | 64 | 76 | 89 | 112 | 134 | 156 | 179 | 201 | 237 | 262 | 287 | 310 | 332 | 361 | 383 | 404 | 423 | 440 | 455 | 465 | 475 | 486 | 496 | NPgY | GSP | NG FES - System Transformation | Number of I&C hybrid heat pumps
NG FES - System Transformation | Lct_BB008 | Number of | NPgN | NORL_3 | Number of I&C hybrid heat pumps | Norton Lees | NORTON LEES | 0 | 8 | 14 | 21 | 28 | 35 | 43 | 50 | 60 | 70 | 88 | 106 | 123 | 141 | 159 | 187 | 207 | 226 | 244 | 261 | 284 | 302 | 319 | 333 | 347 | 358 | 366 | 375 | 383 | 391 | NPgY | GSP | NG FES - System Transformation | Number of I&C hybrid heat pumps
NG FES - System Transformation | Lct_BB008 | Number of | NPgN | PITS_BB_B | Number of I&C hybrid heat pumps | Pitsmoor | PITSMOOR 3/4 | 0 | 5 | 9 | 13 | 17 | 22 | 27 | 32 | 38 | 44 | 55 | 66 | 77 | 88 | 100 | 117 | 130 | 142 | 153 | 164 | 179 | 190 | 200 | 209 | 218 | 225 | 230 | 235 | 241 | 246 | NPgY | GSP | NG FES - System Transformation | Number of I&C hybrid heat pumps
NG FES - System Transformation | Lct_BB008 | Number of | NPgN | SALT_1 | Number of I&C hybrid heat pumps | Saltend North | SALTEND NORTH | 0 | 6 | 11 | 16 | 22 | 28 | 33 | 40 | 47 | 56 | 70 | 85 | 99 | 114 | 129 | 153 | 170 | 187 | 203 | 218 | 239 | 255 | 270 | 284 | 297 | 309 | 318 | 327 | 336 | 345 | NPgY | GSP | NG FES - System Transformation | Number of I&C hybrid heat pumps
NG FES - System Transformation | Lct_BB008 | Number of | NPgN | SHEC_3 | Number of I&C hybrid heat pumps | Sheffield City | SHEFFIELD CITY | 0 | 10 | 17 | 26 | 35 | 44 | 53 | 63 | 75 | 88 | 110 | 133 | 154 | 176 | 199 | 234 | 259 | 283 | 306 | 327 | 356 | 379 | 399 | 417 | 434 | 449 | 459 | 469 | 480 | 489 | NPgY | GSP | NG FES - System Transformation | Number of I&C hybrid heat pumps
NG FES - System Transformation | Lct_BB008 | Number of | NPgN | SKLGB1 | Number of I&C hybrid heat pumps | Skelton Grange | SKELTON GRANGE | 0 | 61 | 105 | 156 | 211 | 268 | 323 | 382 | 455 | 534 | 671 | 805 | 939 | 1073 | 1210 | 1426 | 1579 | 1727 | 1867 | 2000 | 2178 | 2315 | 2444 | 2556 | 2660 | 2753 | 2816 | 2883 | 2949 | 3012 | NPgY | GSP | NG FES - System Transformation | Number of I&C hybrid heat pumps
NG FES - System Transformation | Lct_BB008 | Number of | NPgN | TEMP_3 | Number of I&C hybrid heat pumps | Templeborough | TEMPLEBOROUGH 275/33KV | 0 | 0 | 1 | 1 | 1 | 1 | 2 | 2 | 2 | 3 | 4 | 4 | 5 | 6 | 7 | 8 | 9 | 10 | 11 | 12 | 13 | 14 | 15 | 16 | 16 | 17 | 17 | 18 | 19 | 19 | NPgY | GSP | NG FES - System Transformation | Number of I&C hybrid heat pumps
NG FES - System Transformation | Lct_BB008 | Number of | NPgN | THUR_6 | Number of I&C hybrid heat pumps | Thurcroft | THURCROFT | 0 | 16 | 27 | 41 | 55 | 71 | 85 | 102 | 122 | 144 | 181 | 219 | 256 | 295 | 334 | 396 | 441 | 486 | 528 | 569 | 624 | 667 | 709 | 746 | 781 | 814 | 838 | 864 | 890 | 915 | NPgY | GSP | NG FES - System Transformation | Number of I&C hybrid heat pumps
NG FES - System Transformation | Lct_BB008 | Number of | NPgN | WMEL_THOM | Number of I&C hybrid heat pumps | Thorpe Marsh | WEST MELTON / THORPE MARSH | 0 | 40 | 69 | 103 | 140 | 179 | 217 | 258 | 309 | 364 | 460 | 555 | 650 | 747 | 847 | 1003 | 1118 | 1229 | 1336 | 1440 | 1577 | 1687 | 1791 | 1884 | 1973 | 2054 | 2115 | 2178 | 2243 | 2305 | NPgY | GSP | NG FES - System Transformation | Number of I&C hybrid heat pumps
NG FES - System Transformation | Lct_BB008 | Number of | NPgN | WMEL_BB3 | Number of I&C hybrid heat pumps | West Melton | WEST MELTON SECTION 3 | 0 | 36 | 62 | 92 | 125 | 160 | 193 | 230 | 275 | 325 | 410 | 495 | 581 | 667 | 757 | 896 | 999 | 1099 | 1195 | 1288 | 1411 | 1510 | 1603 | 1688 | 1768 | 1841 | 1896 | 1954 | 2013 | 2070 | NPgY | GSP | NG FES - System Transformation | Number of I&C hybrid heat pumps
NG FES - System Transformation | Lct_BB008 | Number of | NPgN | WIBA_3 | Number of I&C hybrid heat pumps | Wincobank | WINCOBANK | 0 | 2 | 3 | 5 | 7 | 8 | 10 | 12 | 14 | 17 | 21 | 25 | 29 | 34 | 38 | 45 | 50 | 54 | 59 | 63 | 69 | 73 | 78 | 81 | 85 | 88 | 90 | 92 | 95 | 97 | NPgY | GSP | NG FES - System Transformation | Number of I&C hybrid heat pumps
NG FES - Consumer Transformation | Lct_BB003 | Number of | NPgN | BLYTB1 | Pure Electric (road vehicles other than vans, cars and motorbikes) | Blyth 66kV | BLYTH 66kV | 2 | 4 | 6 | 11 | 19 | 31 | 44 | 60 | 82 | 113 | 155 | 210 | 284 | 381 | 502 | 635 | 778 | 929 | 1083 | 1241 | 1394 | 1516 | 1588 | 1606 | 1622 | 1636 | 1650 | 1659 | 1670 | 1672 | NPgN | GSP | NG FES - Consumer Transformation | Pure Electric (road vehicles other than vans, cars and motorbikes)
NG FES - Consumer Transformation | Lct_BB003 | Number of | NPgN | BLYTH132 | Pure Electric (road vehicles other than vans, cars and motorbikes) | Blyth 132kV | BLYTH 132kV | 1 | 1 | 2 | 4 | 6 | 10 | 13 | 18 | 25 | 33 | 44 | 59 | 77 | 101 | 130 | 161 | 193 | 228 | 262 | 298 | 332 | 358 | 374 | 379 | 384 | 388 | 393 | 395 | 397 | 398 | NPgN | GSP | NG FES - Consumer Transformation | Pure Electric (road vehicles other than vans, cars and motorbikes)
NG FES - Consumer Transformation | Lct_BB003 | Number of | NPgN | FOUR_1 | Pure Electric (road vehicles other than vans, cars and motorbikes) | Fourstones | FOURSTONES | 0 | 0 | 0 | 1 | 1 | 2 | 3 | 4 | 6 | 7 | 9 | 11 | 15 | 19 | 24 | 28 | 33 | 38 | 43 | 48 | 53 | 56 | 58 | 59 | 60 | 61 | 62 | 62 | 62 | 62 | NPgN | GSP | NG FES - Consumer Transformation | Pure Electric (road vehicles other than vans, cars and motorbikes)
NG FES - Consumer Transformation | Lct_BB003 | Number of | NPgN | HARM_6 | Pure Electric (road vehicles other than vans, cars and motorbikes) | Hart Moor | HARTMOOR | 0 | 0 | 1 | 2 | 4 | 7 | 11 | 17 | 24 | 35 | 51 | 73 | 104 | 147 | 203 | 268 | 338 | 413 | 490 | 569 | 648 | 712 | 750 | 758 | 762 | 765 | 769 | 772 | 777 | 780 | NPgN | GSP | NG FES - Consumer Transformation | Pure Electric (road vehicles other than vans, cars and motorbikes)
NG FES - Consumer Transformation | Lct_BB003 | Number of | NPgN | HAWP_6 | Pure Electric (road vehicles other than vans, cars and motorbikes) | Hawthorn Pit | HAWTHORN PIT GRID | 0 | 0 | 2 | 3 | 4 | 8 | 12 | 18 | 27 | 39 | 57 | 81 | 117 | 165 | 228 | 301 | 378 | 462 | 549 | 639 | 727 | 798 | 841 | 850 | 854 | 858 | 862 | 864 | 872 | 873 | NPgN | GSP | NG FES - Consumer Transformation | Pure Electric (road vehicles other than vans, cars and motorbikes)
NG FES - Consumer Transformation | Lct_BB003 | Number of | NPgN | KNARE_111 | Pure Electric (road vehicles other than vans, cars and motorbikes) | Knaresborough | KNARESBOROUGH | 1 | 2 | 3 | 6 | 12 | 20 | 30 | 43 | 60 | 86 | 122 | 173 | 243 | 339 | 464 | 603 | 755 | 918 | 1085 | 1256 | 1425 | 1561 | 1643 | 1662 | 1672 | 1680 | 1691 | 1697 | 1710 | 1714 | NPgN | GSP | NG FES - Consumer Transformation | Pure Electric (road vehicles other than vans, cars and motorbikes)
NG FES - Consumer Transformation | Lct_BB003 | Number of | NPgN | LACK_6 | Pure Electric (road vehicles other than vans, cars and motorbikes) | Lackenby | LACKENBY | 1 | 2 | 4 | 7 | 14 | 25 | 36 | 52 | 76 | 110 | 158 | 227 | 324 | 457 | 631 | 829 | 1045 | 1274 | 1511 | 1756 | 1998 | 2193 | 2310 | 2337 | 2348 | 2357 | 2370 | 2378 | 2396 | 2402 | NPgN | GSP | NG FES - Consumer Transformation | Pure Electric (road vehicles other than vans, cars and motorbikes)
NG FES - Consumer Transformation | Lct_BB003 | Number of | NPgN | NORT_1 | Pure Electric (road vehicles other than vans, cars and motorbikes) | Norton | NORTON | 5 | 10 | 18 | 31 | 54 | 93 | 131 | 184 | 257 | 359 | 498 | 689 | 948 | 1294 | 1734 | 2225 | 2755 | 3318 | 3895 | 4490 | 5067 | 5530 | 5807 | 5875 | 5920 | 5960 | 6004 | 6030 | 6073 | 6086 | NPgN | GSP | NG FES - Consumer Transformation | Pure Electric (road vehicles other than vans, cars and motorbikes)
NG FES - Consumer Transformation | Lct_BB003 | Number of | NPgN | OFFE_3 | Pure Electric (road vehicles other than vans, cars and motorbikes) | Offerton | OFFERTON | 1 | 2 | 3 | 5 | 7 | 13 | 17 | 23 | 30 | 39 | 51 | 65 | 83 | 104 | 127 | 150 | 174 | 200 | 224 | 248 | 271 | 287 | 297 | 300 | 307 | 312 | 318 | 321 | 323 | 322 | NPgN | GSP | NG FES - Consumer Transformation | Pure Electric (road vehicles other than vans, cars and motorbikes)
NG FES - Consumer Transformation | Lct_BB003 | Number of | NPgN | OSBA_1 | Pure Electric (road vehicles other than vans, cars and motorbikes) | Osbaldwick | OSBALDWICK | 3 | 7 | 10 | 18 | 29 | 48 | 66 | 90 | 122 | 163 | 218 | 290 | 384 | 504 | 649 | 803 | 970 | 1146 | 1323 | 1504 | 1676 | 1810 | 1891 | 1913 | 1938 | 1959 | 1980 | 1994 | 2005 | 2008 | NPgN | GSP | NG FES - Consumer Transformation | Pure Electric (road vehicles other than vans, cars and motorbikes)
NG FES - Consumer Transformation | Lct_BB003 | Number of | NPgN | POPP_3 | Pure Electric (road vehicles other than vans, cars and motorbikes) | Poppleton | POPPLETON | 0 | 1 | 1 | 3 | 4 | 7 | 9 | 13 | 17 | 24 | 33 | 45 | 61 | 81 | 107 | 135 | 167 | 199 | 232 | 266 | 299 | 325 | 341 | 345 | 348 | 351 | 354 | 355 | 359 | 358 | NPgN | GSP | NG FES - Consumer Transformation | Pure Electric (road vehicles other than vans, cars and motorbikes)
NG FES - Consumer Transformation | Lct_BB003 | Number of | NPgN | SALH_1 | Pure Electric (road vehicles other than vans, cars and motorbikes) | Saltholme | SALTHOLME | 0 | 0 | 0 | 0 | 0 | 0 | 0 | 0 | 0 | 0 | 0 | 0 | 0 | 0 | 0 | 0 | 0 | 0 | 0 | 0 | 0 | 0 | 0 | 0 | 0 | 0 | 0 | 0 | 0 | 0 | NPgN | GSP | NG FES - Consumer Transformation | Pure Electric (road vehicles other than vans, cars and motorbikes)
NG FES - Consumer Transformation | Lct_BB003 | Number of | NPgN | SSHI_3 | Pure Electric (road vehicles other than vans, cars and motorbikes) | South Shields | SOUTH SHIELDS | 4 | 7 | 11 | 19 | 31 | 51 | 68 | 90 | 118 | 155 | 199 | 254 | 320 | 399 | 485 | 569 | 658 | 751 | 839 | 928 | 1006 | 1065 | 1099 | 1111 | 1139 | 1163 | 1183 | 1198 | 1203 | 1200 | NPgN | GSP | NG FES - Consumer Transformation | Pure Electric (road vehicles other than vans, cars and motorbikes)
NG FES - Consumer Transformation | Lct_BB003 | Number of | NPgN | KIELD01 and SPAD20 | Pure Electric (road vehicles other than vans, cars and motorbikes) | 0 | SPADEADAM | 0 | 0 | 0 | 0 | 0 | 0 | 0 | 1 | 1 | 2 | 2 | 3 | 5 | 7 | 10 | 14 | 17 | 21 | 25 | 30 | 34 | 37 | 39 | 40 | 40 | 40 | 40 | 40 | 41 | 41 | NPgN | GSP | NG FES - Consumer Transformation | Pure Electric (road vehicles other than vans, cars and motorbikes)
NG FES - Consumer Transformation | Lct_BB003 | Number of | NPgN | SPEN_1 | Pure Electric (road vehicles other than vans, cars and motorbikes) | Spennymoor | SPENNYMOOR | 1 | 3 | 5 | 9 | 17 | 29 | 41 | 59 | 84 | 119 | 168 | 236 | 330 | 457 | 621 | 808 | 1008 | 1222 | 1442 | 1669 | 1891 | 2070 | 2177 | 2202 | 2216 | 2228 | 2242 | 2251 | 2267 | 2273 | NPgN | GSP | NG FES - Consumer Transformation | Pure Electric (road vehicles other than vans, cars and motorbikes)
NG FES - Consumer Transformation | Lct_BB003 | Number of | NPgN | STEN_1 | Pure Electric (road vehicles other than vans, cars and motorbikes) | Stella North | STELLA NORTH | 6 | 12 | 19 | 31 | 52 | 85 | 115 | 154 | 203 | 269 | 350 | 455 | 585 | 743 | 928 | 1114 | 1315 | 1523 | 1729 | 1936 | 2127 | 2274 | 2360 | 2388 | 2433 | 2474 | 2508 | 2531 | 2544 | 2543 | NPgN | GSP | NG FES - Consumer Transformation | Pure Electric (road vehicles other than vans, cars and motorbikes)
NG FES - Consumer Transformation | Lct_BB003 | Number of | NPgN | STES_1 | Pure Electric (road vehicles other than vans, cars and motorbikes) | Stella South | STELLA SOUTH | 2 | 5 | 8 | 15 | 27 | 45 | 64 | 90 | 125 | 174 | 242 | 335 | 460 | 628 | 842 | 1081 | 1337 | 1610 | 1890 | 2179 | 2459 | 2683 | 2818 | 2850 | 2873 | 2893 | 2914 | 2926 | 2947 | 2953 | NPgN | GSP | NG FES - Consumer Transformation | Pure Electric (road vehicles other than vans, cars and motorbikes)
NG FES - Consumer Transformation | Lct_BB003 | Number of | NPgN | TYNE_1 | Pure Electric (road vehicles other than vans, cars and motorbikes) | Tynemouth 1 | TYNEMOUTH | 1 | 1 | 3 | 6 | 9 | 15 | 22 | 31 | 43 | 60 | 83 | 115 | 157 | 214 | 287 | 368 | 457 | 550 | 645 | 744 | 839 | 915 | 962 | 972 | 980 | 987 | 994 | 999 | 1005 | 1008 | NPgN | GSP | NG FES - Consumer Transformation | Pure Electric (road vehicles other than vans, cars and motorbikes)
NG FES - Consumer Transformation | Lct_BB003 | Number of | NPgN | WBOL_6 | Pure Electric (road vehicles other than vans, cars and motorbikes) | West Boldon | WEST BOLDON | 5 | 11 | 19 | 32 | 53 | 88 | 121 | 164 | 221 | 297 | 398 | 528 | 698 | 912 | 1174 | 1451 | 1750 | 2064 | 2380 | 2703 | 3011 | 3251 | 3395 | 3434 | 3480 | 3521 | 3558 | 3582 | 3603 | 3606 | NPgN | GSP | NG FES - Consumer Transformation | Pure Electric (road vehicles other than vans, cars and motorbikes)
NG FES - Consumer Transformation | Lct_BB003 | Number of | NPgN | BRAW_1 | Pure Electric (road vehicles other than vans, cars and motorbikes) | Bradford West | BRADFORD WEST | 13 | 24 | 35 | 50 | 71 | 101 | 137 | 183 | 245 | 325 | 429 | 563 | 731 | 941 | 1190 | 1448 | 1725 | 2014 | 2303 | 2597 | 2871 | 3083 | 3210 | 3247 | 3301 | 3347 | 3389 | 3416 | 3435 | 3435 | NPgY | GSP | NG FES - Consumer Transformation | Pure Electric (road vehicles other than vans, cars and motorbikes)
NG FES - Consumer Transformation | Lct_BB003 | Number of | NPgN | CAMB_01 | Pure Electric (road vehicles other than vans, cars and motorbikes) | Camblesforth | CAMBLESFORTH | 0 | 1 | 1 | 2 | 3 | 5 | 8 | 12 | 17 | 26 | 39 | 57 | 83 | 120 | 169 | 226 | 287 | 353 | 421 | 492 | 561 | 618 | 652 | 660 | 662 | 664 | 667 | 668 | 673 | 676 | NPgY | GSP | NG FES - Consumer Transformation | Pure Electric (road vehicles other than vans, cars and motorbikes)
NG FES - Consumer Transformation | Lct_BB003 | Number of | NPgN | CREB_1 | Pure Electric (road vehicles other than vans, cars and motorbikes) | Creyke Beck | CREYKE BECK | 9 | 17 | 25 | 36 | 53 | 77 | 106 | 146 | 200 | 272 | 368 | 496 | 666 | 885 | 1158 | 1453 | 1772 | 2107 | 2449 | 2799 | 3135 | 3401 | 3560 | 3601 | 3641 | 3675 | 3709 | 3731 | 3754 | 3759 | NPgY | GSP | NG FES - Consumer Transformation | Pure Electric (road vehicles other than vans, cars and motorbikes)
NG FES - Consumer Transformation | Lct_BB003 | Number of | NPgN | DRAX_YEDL | Pure Electric (road vehicles other than vans, cars and motorbikes) | Drax | DRAX | 1 | 2 | 2 | 5 | 7 | 11 | 16 | 24 | 33 | 49 | 71 | 100 | 143 | 201 | 277 | 364 | 457 | 558 | 661 | 768 | 873 | 958 | 1009 | 1020 | 1026 | 1030 | 1036 | 1039 | 1047 | 1050 | NPgY | GSP | NG FES - Consumer Transformation | Pure Electric (road vehicles other than vans, cars and motorbikes)
NG FES - Consumer Transformation | Lct_BB003 | Number of | NPgN | ELLA_1 | Pure Electric (road vehicles other than vans, cars and motorbikes) | Elland | ELLAND | 33 | 59 | 85 | 120 | 170 | 239 | 320 | 425 | 559 | 730 | 946 | 1214 | 1542 | 1932 | 2375 | 2806 | 3272 | 3750 | 4217 | 4684 | 5107 | 5423 | 5610 | 5675 | 5804 | 5915 | 6010 | 6075 | 6102 | 6095 | NPgY | GSP | NG FES - Consumer Transformation | Pure Electric (road vehicles other than vans, cars and motorbikes)
NG FES - Consumer Transformation | Lct_BB003 | Number of | NPgN | FERRA2 | Pure Electric (road vehicles other than vans, cars and motorbikes) | Ferrybridge A | FERRYBRIDGE A | 2 | 2 | 3 | 6 | 10 | 16 | 23 | 34 | 50 | 73 | 105 | 153 | 219 | 311 | 432 | 570 | 720 | 880 | 1046 | 1218 | 1388 | 1525 | 1607 | 1626 | 1633 | 1638 | 1647 | 1652 | 1664 | 1669 | NPgY | GSP | NG FES - Consumer Transformation | Pure Electric (road vehicles other than vans, cars and motorbikes)
NG FES - Consumer Transformation | Lct_BB003 | Number of | NPgN | FERRB9 | Pure Electric (road vehicles other than vans, cars and motorbikes) | Ferrybridge B (_M) | FERRYBRIDGE B | 4 | 9 | 14 | 21 | 32 | 49 | 71 | 102 | 146 | 208 | 296 | 419 | 590 | 822 | 1122 | 1463 | 1832 | 2224 | 2630 | 3048 | 3458 | 3788 | 3987 | 4033 | 4056 | 4077 | 4101 | 4116 | 4146 | 4156 | NPgY | GSP | NG FES - Consumer Transformation | Pure Electric (road vehicles other than vans, cars and motorbikes)
NG FES - Consumer Transformation | Lct_BB003 | Number of | NPgN | GRIW_1 | Pure Electric (road vehicles other than vans, cars and motorbikes) | Grimsby West | GRIMSBY WEST | 2 | 4 | 7 | 13 | 20 | 31 | 45 | 66 | 95 | 139 | 199 | 286 | 407 | 575 | 794 | 1045 | 1315 | 1604 | 1903 | 2212 | 2516 | 2762 | 2910 | 2944 | 2957 | 2970 | 2986 | 2995 | 3017 | 3027 | NPgY | GSP | NG FES - Consumer Transformation | Pure Electric (road vehicles other than vans, cars and motorbikes)
NG FES - Consumer Transformation | Lct_BB003 | Number of | NPgN | JORD_3 | Pure Electric (road vehicles other than vans, cars and motorbikes) | Jordanthorpe | JORDANTHORPE | 0 | 0 | 0 | 0 | 0 | 0 | 0 | 0 | 0 | 1 | 1 | 2 | 2 | 3 | 5 | 6 | 8 | 9 | 11 | 13 | 15 | 17 | 18 | 18 | 18 | 18 | 18 | 18 | 18 | 18 | NPgY | GSP | NG FES - Consumer Transformation | Pure Electric (road vehicles other than vans, cars and motorbikes)
NG FES - Consumer Transformation | Lct_BB003 | Number of | NPgN | KEAD_YEDL | Pure Electric (road vehicles other than vans, cars and motorbikes) | Keadby | KEADBY | 4 | 7 | 11 | 16 | 24 | 36 | 52 | 73 | 103 | 147 | 207 | 290 | 405 | 560 | 760 | 986 | 1229 | 1489 | 1755 | 2030 | 2299 | 2516 | 2646 | 2676 | 2694 | 2709 | 2726 | 2737 | 2757 | 2764 | NPgY | GSP | NG FES - Consumer Transformation | Pure Electric (road vehicles other than vans, cars and motorbikes)
NG FES - Consumer Transformation | Lct_BB003 | Number of | NPgN | KIRKB1 | Pure Electric (road vehicles other than vans, cars and motorbikes) | Kirkstall B | KIRKSTALL B | 12 | 20 | 29 | 42 | 59 | 84 | 113 | 151 | 202 | 268 | 352 | 458 | 591 | 755 | 949 | 1146 | 1358 | 1579 | 1799 | 2021 | 2227 | 2386 | 2480 | 2509 | 2554 | 2593 | 2627 | 2650 | 2664 | 2663 | NPgY | GSP | NG FES - Consumer Transformation | Pure Electric (road vehicles other than vans, cars and motorbikes)
NG FES - Consumer Transformation | Lct_BB003 | Number of | NPgN | NEEP_3 | Pure Electric (road vehicles other than vans, cars and motorbikes) | Neepsend | NEEPSEND | 0 | 0 | 1 | 1 | 2 | 3 | 4 | 6 | 8 | 11 | 16 | 22 | 31 | 43 | 58 | 74 | 92 | 111 | 131 | 151 | 171 | 187 | 197 | 199 | 200 | 202 | 203 | 204 | 205 | 206 | NPgY | GSP | NG FES - Consumer Transformation | Pure Electric (road vehicles other than vans, cars and motorbikes)
NG FES - Consumer Transformation | Lct_BB003 | Number of | NPgN | NORL_3 | Pure Electric (road vehicles other than vans, cars and motorbikes) | Norton Lees | NORTON LEES | 5 | 8 | 12 | 17 | 24 | 33 | 43 | 57 | 74 | 95 | 122 | 152 | 188 | 229 | 271 | 309 | 349 | 389 | 426 | 462 | 492 | 512 | 524 | 530 | 548 | 564 | 576 | 585 | 586 | 584 | NPgY | GSP | NG FES - Consumer Transformation | Pure Electric (road vehicles other than vans, cars and motorbikes)
NG FES - Consumer Transformation | Lct_BB003 | Number of | NPgN | PITS_BB_B | Pure Electric (road vehicles other than vans, cars and motorbikes) | Pitsmoor | PITSMOOR 3/4 | 0 | 0 | 0 | 0 | 1 | 1 | 1 | 2 | 3 | 5 | 7 | 11 | 15 | 22 | 31 | 42 | 53 | 65 | 78 | 91 | 104 | 115 | 121 | 122 | 123 | 123 | 124 | 124 | 125 | 125 | NPgY | GSP | NG FES - Consumer Transformation | Pure Electric (road vehicles other than vans, cars and motorbikes)
NG FES - Consumer Transformation | Lct_BB003 | Number of | NPgN | SALT_1 | Pure Electric (road vehicles other than vans, cars and motorbikes) | Saltend North | SALTEND NORTH | 1 | 2 | 3 | 4 | 6 | 11 | 15 | 21 | 30 | 43 | 61 | 86 | 121 | 169 | 230 | 299 | 374 | 455 | 537 | 622 | 706 | 772 | 813 | 822 | 827 | 831 | 836 | 839 | 846 | 847 | NPgY | GSP | NG FES - Consumer Transformation | Pure Electric (road vehicles other than vans, cars and motorbikes)
NG FES - Consumer Transformation | Lct_BB003 | Number of | NPgN | SHEC_3 | Pure Electric (road vehicles other than vans, cars and motorbikes) | Sheffield City | SHEFFIELD CITY | 0 | 0 | 0 | 1 | 1 | 2 | 3 | 5 | 7 | 10 | 15 | 23 | 33 | 48 | 67 | 90 | 114 | 140 | 167 | 195 | 223 | 246 | 259 | 262 | 263 | 264 | 265 | 266 | 268 | 268 | NPgY | GSP | NG FES - Consumer Transformation | Pure Electric (road vehicles other than vans, cars and motorbikes)
NG FES - Consumer Transformation | Lct_BB003 | Number of | NPgN | SKLGB1 | Pure Electric (road vehicles other than vans, cars and motorbikes) | Skelton Grange | SKELTON GRANGE | 7 | 15 | 22 | 34 | 52 | 79 | 113 | 161 | 229 | 326 | 461 | 650 | 910 | 1262 | 1719 | 2234 | 2791 | 3385 | 3996 | 4627 | 5245 | 5742 | 6041 | 6110 | 6147 | 6181 | 6220 | 6243 | 6288 | 6304 | NPgY | GSP | NG FES - Consumer Transformation | Pure Electric (road vehicles other than vans, cars and motorbikes)
NG FES - Consumer Transformation | Lct_BB003 | Number of | NPgN | TEMP_3 | Pure Electric (road vehicles other than vans, cars and motorbikes) | Templeborough | TEMPLEBOROUGH 275/33KV | 0 | 0 | 0 | 0 | 0 | 1 | 1 | 1 | 2 | 3 | 4 | 6 | 9 | 13 | 18 | 24 | 31 | 38 | 45 | 53 | 60 | 66 | 70 | 71 | 71 | 71 | 72 | 72 | 72 | 73 | NPgY | GSP | NG FES - Consumer Transformation | Pure Electric (road vehicles other than vans, cars and motorbikes)
NG FES - Consumer Transformation | Lct_BB003 | Number of | NPgN | THUR_6 | Pure Electric (road vehicles other than vans, cars and motorbikes) | Thurcroft | THURCROFT | 2 | 4 | 6 | 10 | 15 | 24 | 35 | 49 | 71 | 103 | 146 | 210 | 296 | 415 | 570 | 747 | 939 | 1142 | 1353 | 1570 | 1784 | 1956 | 2060 | 2084 | 2095 | 2105 | 2116 | 2123 | 2139 | 2145 | NPgY | GSP | NG FES - Consumer Transformation | Pure Electric (road vehicles other than vans, cars and motorbikes)
NG FES - Consumer Transformation | Lct_BB003 | Number of | NPgN | WMEL_THOM | Pure Electric (road vehicles other than vans, cars and motorbikes) | Thorpe Marsh | WEST MELTON / THORPE MARSH | 4 | 7 | 11 | 19 | 28 | 45 | 66 | 96 | 141 | 204 | 295 | 425 | 607 | 858 | 1187 | 1564 | 1971 | 2407 | 2858 | 3323 | 3782 | 4152 | 4376 | 4426 | 4446 | 4464 | 4488 | 4501 | 4535 | 4548 | NPgY | GSP | NG FES - Consumer Transformation | Pure Electric (road vehicles other than vans, cars and motorbikes)
NG FES - Consumer Transformation | Lct_BB003 | Number of | NPgN | WMEL_BB3 | Pure Electric (road vehicles other than vans, cars and motorbikes) | West Melton | WEST MELTON SECTION 3 | 9 | 16 | 24 | 34 | 50 | 73 | 99 | 136 | 185 | 250 | 338 | 454 | 606 | 802 | 1045 | 1305 | 1587 | 1883 | 2184 | 2492 | 2787 | 3019 | 3158 | 3194 | 3232 | 3264 | 3296 | 3316 | 3336 | 3341 | NPgY | GSP | NG FES - Consumer Transformation | Pure Electric (road vehicles other than vans, cars and motorbikes)
NG FES - Consumer Transformation | Lct_BB003 | Number of | NPgN | WIBA_3 | Pure Electric (road vehicles other than vans, cars and motorbikes) | Wincobank | WINCOBANK | 0 | 0 | 0 | 1 | 1 | 2 | 2 | 4 | 6 | 8 | 12 | 18 | 26 | 38 | 53 | 71 | 91 | 111 | 133 | 155 | 177 | 195 | 206 | 208 | 209 | 209 | 210 | 211 | 212 | 213 | NPgY | GSP | NG FES - Consumer Transformation | Pure Electric (road vehicles other than vans, cars and motorbikes)
NG FES - Falling Short | Lct_BB003 | Number of | NPgN | BLYTB1 | Pure Electric (road vehicles other than vans, cars and motorbikes) | Blyth 66kV | BLYTH 66kV | 2 | 2 | 2 | 4 | 6 | 9 | 12 | 17 | 25 | 34 | 43 | 56 | 73 | 96 | 126 | 166 | 220 | 280 | 349 | 456 | 574 | 701 | 838 | 985 | 1146 | 1273 | 1363 | 1402 | 1445 | 1489 | NPgN | GSP | NG FES - Falling Short | Pure Electric (road vehicles other than vans, cars and motorbikes)
NG FES - Falling Short | Lct_BB003 | Number of | NPgN | BLYTH132 | Pure Electric (road vehicles other than vans, cars and motorbikes) | Blyth 132kV | BLYTH 132kV | 1 | 1 | 1 | 1 | 2 | 2 | 4 | 6 | 8 | 10 | 13 | 16 | 21 | 27 | 35 | 45 | 58 | 72 | 88 | 114 | 140 | 168 | 199 | 231 | 267 | 295 | 315 | 325 | 337 | 348 | NPgN | GSP | NG FES - Falling Short | Pure Electric (road vehicles other than vans, cars and motorbikes)
NG FES - Falling Short | Lct_BB003 | Number of | NPgN | FOUR_1 | Pure Electric (road vehicles other than vans, cars and motorbikes) | Fourstones | FOURSTONES | 0 | 0 | 0 | 0 | 0 | 1 | 1 | 1 | 2 | 2 | 3 | 3 | 5 | 6 | 7 | 9 | 11 | 13 | 15 | 20 | 23 | 27 | 32 | 36 | 41 | 45 | 47 | 49 | 50 | 53 | NPgN | GSP | NG FES - Falling Short | Pure Electric (road vehicles other than vans, cars and motorbikes)
NG FES - Falling Short | Lct_BB003 | Number of | NPgN | HARM_6 | Pure Electric (road vehicles other than vans, cars and motorbikes) | Hart Moor | HARTMOOR | 0 | 0 | 0 | 0 | 1 | 2 | 3 | 4 | 6 | 8 | 12 | 16 | 22 | 32 | 44 | 61 | 85 | 114 | 147 | 196 | 257 | 321 | 391 | 465 | 547 | 616 | 661 | 680 | 694 | 712 | NPgN | GSP | NG FES - Falling Short | Pure Electric (road vehicles other than vans, cars and motorbikes)
NG FES - Falling Short | Lct_BB003 | Number of | NPgN | HAWP_6 | Pure Electric (road vehicles other than vans, cars and motorbikes) | Hawthorn Pit | HAWTHORN PIT GRID | 0 | 0 | 0 | 0 | 2 | 2 | 3 | 4 | 7 | 10 | 13 | 18 | 26 | 36 | 50 | 69 | 96 | 128 | 164 | 220 | 288 | 360 | 438 | 521 | 614 | 689 | 741 | 762 | 779 | 798 | NPgN | GSP | NG FES - Falling Short | Pure Electric (road vehicles other than vans, cars and motorbikes)
NG FES - Falling Short | Lct_BB003 | Number of | NPgN | KNARE_111 | Pure Electric (road vehicles other than vans, cars and motorbikes) | Knaresborough | KNARESBOROUGH | 1 | 1 | 1 | 2 | 3 | 5 | 7 | 10 | 17 | 22 | 30 | 41 | 56 | 76 | 105 | 144 | 196 | 259 | 331 | 441 | 570 | 709 | 859 | 1020 | 1197 | 1341 | 1439 | 1480 | 1515 | 1555 | NPgN | GSP | NG FES - Falling Short | Pure Electric (road vehicles other than vans, cars and motorbikes)
NG FES - Falling Short | Lct_BB003 | Number of | NPgN | LACK_6 | Pure Electric (road vehicles other than vans, cars and motorbikes) | Lackenby | LACKENBY | 1 | 1 | 2 | 2 | 4 | 5 | 8 | 13 | 19 | 27 | 37 | 51 | 70 | 99 | 137 | 191 | 265 | 354 | 455 | 607 | 793 | 991 | 1205 | 1433 | 1686 | 1893 | 2034 | 2090 | 2137 | 2191 | NPgN | GSP | NG FES - Falling Short | Pure Electric (road vehicles other than vans, cars and motorbikes)
NG FES - Falling Short | Lct_BB003 | Number of | NPgN | NORT_1 | Pure Electric (road vehicles other than vans, cars and motorbikes) | Norton | NORTON | 5 | 5 | 7 | 10 | 16 | 23 | 35 | 51 | 76 | 99 | 131 | 174 | 232 | 310 | 415 | 558 | 747 | 970 | 1221 | 1612 | 2055 | 2534 | 3051 | 3600 | 4209 | 4699 | 5036 | 5180 | 5320 | 5471 | NPgN | GSP | NG FES - Falling Short | Pure Electric (road vehicles other than vans, cars and motorbikes)
NG FES - Falling Short | Lct_BB003 | Number of | NPgN | OFFE_3 | Pure Electric (road vehicles other than vans, cars and motorbikes) | Offerton | OFFERTON | 1 | 1 | 1 | 2 | 3 | 4 | 5 | 7 | 11 | 14 | 16 | 21 | 26 | 32 | 39 | 48 | 59 | 70 | 82 | 104 | 121 | 140 | 161 | 183 | 207 | 224 | 238 | 245 | 258 | 270 | NPgN | GSP | NG FES - Falling Short | Pure Electric (road vehicles other than vans, cars and motorbikes)
NG FES - Falling Short | Lct_BB003 | Number of | NPgN | OSBA_1 | Pure Electric (road vehicles other than vans, cars and motorbikes) | Osbaldwick | OSBALDWICK | 3 | 3 | 4 | 7 | 9 | 14 | 20 | 28 | 40 | 51 | 65 | 82 | 105 | 136 | 175 | 225 | 289 | 360 | 442 | 571 | 704 | 849 | 1005 | 1171 | 1355 | 1495 | 1597 | 1645 | 1702 | 1760 | NPgN | GSP | NG FES - Falling Short | Pure Electric (road vehicles other than vans, cars and motorbikes)
NG FES - Falling Short | Lct_BB003 | Number of | NPgN | POPP_3 | Pure Electric (road vehicles other than vans, cars and motorbikes) | Poppleton | POPPLETON | 0 | 0 | 0 | 1 | 1 | 1 | 3 | 4 | 6 | 7 | 9 | 12 | 16 | 20 | 26 | 35 | 47 | 59 | 74 | 98 | 123 | 150 | 180 | 211 | 246 | 274 | 292 | 301 | 310 | 320 | NPgN | GSP | NG FES - Falling Short | Pure Electric (road vehicles other than vans, cars and motorbikes)
NG FES - Falling Short | Lct_BB003 | Number of | NPgN | SALH_1 | Pure Electric (road vehicles other than vans, cars and motorbikes) | Saltholme | SALTHOLME | 0 | 0 | 0 | 0 | 0 | 0 | 0 | 0 | 0 | 0 | 0 | 0 | 0 | 0 | 0 | 0 | 0 | 0 | 0 | 0 | 0 | 0 | 0 | 0 | 0 | 0 | 0 | 0 | 0 | 0 | NPgN | GSP | NG FES - Falling Short | Pure Electric (road vehicles other than vans, cars and motorbikes)
NG FES - Falling Short | Lct_BB003 | Number of | NPgN | SSHI_3 | Pure Electric (road vehicles other than vans, cars and motorbikes) | South Shields | SOUTH SHIELDS | 4 | 4 | 5 | 7 | 11 | 15 | 22 | 30 | 43 | 53 | 66 | 81 | 100 | 124 | 151 | 186 | 226 | 268 | 314 | 393 | 455 | 524 | 599 | 679 | 766 | 825 | 873 | 903 | 951 | 995 | NPgN | GSP | NG FES - Falling Short | Pure Electric (road vehicles other than vans, cars and motorbikes)
NG FES - Falling Short | Lct_BB003 | Number of | NPgN | KIELD01 and SPAD20 | Pure Electric (road vehicles other than vans, cars and motorbikes) | 0 | SPADEADAM | 0 | 0 | 0 | 0 | 0 | 0 | 0 | 0 | 0 | 0 | 0 | 1 | 1 | 1 | 2 | 3 | 4 | 6 | 7 | 10 | 13 | 17 | 21 | 25 | 29 | 33 | 35 | 36 | 37 | 38 | NPgN | GSP | NG FES - Falling Short | Pure Electric (road vehicles other than vans, cars and motorbikes)
NG FES - Falling Short | Lct_BB003 | Number of | NPgN | SPEN_1 | Pure Electric (road vehicles other than vans, cars and motorbikes) | Spennymoor | SPENNYMOOR | 1 | 1 | 2 | 3 | 5 | 7 | 10 | 15 | 23 | 31 | 42 | 56 | 76 | 105 | 142 | 195 | 264 | 348 | 443 | 588 | 758 | 941 | 1140 | 1350 | 1583 | 1773 | 1903 | 1956 | 2005 | 2058 | NPgN | GSP | NG FES - Falling Short | Pure Electric (road vehicles other than vans, cars and motorbikes)
NG FES - Falling Short | Lct_BB003 | Number of | NPgN | STEN_1 | Pure Electric (road vehicles other than vans, cars and motorbikes) | Stella North | STELLA NORTH | 6 | 6 | 8 | 13 | 18 | 25 | 35 | 50 | 72 | 89 | 111 | 139 | 174 | 218 | 272 | 340 | 425 | 513 | 614 | 780 | 928 | 1094 | 1273 | 1460 | 1668 | 1819 | 1934 | 1996 | 2083 | 2167 | NPgN | GSP | NG FES - Falling Short | Pure Electric (road vehicles other than vans, cars and motorbikes)
NG FES - Falling Short | Lct_BB003 | Number of | NPgN | STES_1 | Pure Electric (road vehicles other than vans, cars and motorbikes) | Stella South | STELLA SOUTH | 2 | 2 | 4 | 5 | 8 | 11 | 17 | 25 | 37 | 48 | 63 | 85 | 113 | 151 | 201 | 271 | 363 | 471 | 593 | 783 | 997 | 1230 | 1480 | 1747 | 2043 | 2279 | 2443 | 2512 | 2581 | 2655 | NPgN | GSP | NG FES - Falling Short | Pure Electric (road vehicles other than vans, cars and motorbikes)
NG FES - Falling Short | Lct_BB003 | Number of | NPgN | TYNE_1 | Pure Electric (road vehicles other than vans, cars and motorbikes) | Tynemouth 1 | TYNEMOUTH | 1 | 1 | 1 | 1 | 3 | 4 | 6 | 9 | 13 | 17 | 22 | 29 | 39 | 51 | 69 | 93 | 124 | 161 | 203 | 267 | 340 | 420 | 505 | 596 | 697 | 777 | 834 | 858 | 881 | 906 | NPgN | GSP | NG FES - Falling Short | Pure Electric (road vehicles other than vans, cars and motorbikes)
NG FES - Falling Short | Lct_BB003 | Number of | NPgN | WBOL_6 | Pure Electric (road vehicles other than vans, cars and motorbikes) | West Boldon | WEST BOLDON | 5 | 5 | 9 | 12 | 18 | 25 | 36 | 51 | 73 | 93 | 118 | 151 | 193 | 246 | 317 | 407 | 524 | 652 | 798 | 1032 | 1268 | 1526 | 1806 | 2102 | 2430 | 2681 | 2863 | 2949 | 3052 | 3157 | NPgN | GSP | NG FES - Falling Short | Pure Electric (road vehicles other than vans, cars and motorbikes)
NG FES - Falling Short | Lct_BB003 | Number of | NPgN | BRAW_1 | Pure Electric (road vehicles other than vans, cars and motorbikes) | Bradford West | BRADFORD WEST | 13 | 13 | 18 | 23 | 30 | 39 | 51 | 65 | 84 | 106 | 133 | 167 | 211 | 267 | 337 | 426 | 539 | 660 | 797 | 1021 | 1232 | 1467 | 1719 | 1987 | 2282 | 2503 | 2666 | 2749 | 2857 | 2964 | NPgY | GSP | NG FES - Falling Short | Pure Electric (road vehicles other than vans, cars and motorbikes)
NG FES - Falling Short | Lct_BB003 | Number of | NPgN | CAMB_01 | Pure Electric (road vehicles other than vans, cars and motorbikes) | Camblesforth | CAMBLESFORTH | 0 | 0 | 0 | 1 | 1 | 1 | 2 | 3 | 4 | 6 | 8 | 12 | 17 | 24 | 35 | 49 | 70 | 95 | 124 | 167 | 220 | 277 | 339 | 405 | 478 | 538 | 579 | 594 | 607 | 621 | NPgY | GSP | NG FES - Falling Short | Pure Electric (road vehicles other than vans, cars and motorbikes)
NG FES - Falling Short | Lct_BB003 | Number of | NPgN | CREB_1 | Pure Electric (road vehicles other than vans, cars and motorbikes) | Creyke Beck | CREYKE BECK | 9 | 9 | 12 | 16 | 22 | 29 | 37 | 48 | 64 | 82 | 105 | 136 | 176 | 229 | 298 | 389 | 510 | 645 | 799 | 1041 | 1300 | 1580 | 1884 | 2206 | 2562 | 2841 | 3039 | 3129 | 3227 | 3330 | NPgY | GSP | NG FES - Falling Short | Pure Electric (road vehicles other than vans, cars and motorbikes)
NG FES - Falling Short | Lct_BB003 | Number of | NPgN | DRAX_YEDL | Pure Electric (road vehicles other than vans, cars and motorbikes) | Drax | DRAX | 1 | 1 | 2 | 2 | 2 | 4 | 4 | 7 | 9 | 12 | 17 | 23 | 31 | 44 | 60 | 84 | 117 | 156 | 199 | 267 | 346 | 433 | 527 | 626 | 736 | 826 | 887 | 912 | 933 | 957 | NPgY | GSP | NG FES - Falling Short | Pure Electric (road vehicles other than vans, cars and motorbikes)
NG FES - Falling Short | Lct_BB003 | Number of | NPgN | ELLA_1 | Pure Electric (road vehicles other than vans, cars and motorbikes) | Elland | ELLAND | 33 | 33 | 43 | 58 | 76 | 97 | 123 | 156 | 200 | 249 | 309 | 383 | 475 | 587 | 726 | 895 | 1101 | 1310 | 1549 | 1948 | 2278 | 2647 | 3048 | 3468 | 3930 | 4252 | 4508 | 4659 | 4888 | 5105 | NPgY | GSP | NG FES - Falling Short | Pure Electric (road vehicles other than vans, cars and motorbikes)
NG FES - Falling Short | Lct_BB003 | Number of | NPgN | FERRA2 | Pure Electric (road vehicles other than vans, cars and motorbikes) | Ferrybridge A | FERRYBRIDGE A | 2 | 2 | 2 | 2 | 3 | 5 | 6 | 8 | 12 | 17 | 24 | 34 | 47 | 65 | 92 | 130 | 180 | 242 | 313 | 419 | 548 | 687 | 838 | 997 | 1174 | 1320 | 1418 | 1456 | 1490 | 1526 | NPgY | GSP | NG FES - Falling Short | Pure Electric (road vehicles other than vans, cars and motorbikes)
NG FES - Falling Short | Lct_BB003 | Number of | NPgN | FERRB9 | Pure Electric (road vehicles other than vans, cars and motorbikes) | Ferrybridge B (_M) | FERRYBRIDGE B | 4 | 4 | 6 | 8 | 11 | 15 | 21 | 28 | 39 | 53 | 72 | 98 | 135 | 184 | 253 | 348 | 476 | 630 | 803 | 1068 | 1382 | 1720 | 2085 | 2473 | 2903 | 3253 | 3492 | 3589 | 3676 | 3774 | NPgY | GSP | NG FES - Falling Short | Pure Electric (road vehicles other than vans, cars and motorbikes)
NG FES - Falling Short | Lct_BB003 | Number of | NPgN | GRIW_1 | Pure Electric (road vehicles other than vans, cars and motorbikes) | Grimsby West | GRIMSBY WEST | 2 | 2 | 3 | 4 | 6 | 9 | 12 | 17 | 24 | 33 | 46 | 64 | 89 | 124 | 173 | 240 | 333 | 446 | 572 | 765 | 998 | 1249 | 1518 | 1806 | 2125 | 2385 | 2562 | 2633 | 2693 | 2761 | NPgY | GSP | NG FES - Falling Short | Pure Electric (road vehicles other than vans, cars and motorbikes)
NG FES - Falling Short | Lct_BB003 | Number of | NPgN | JORD_3 | Pure Electric (road vehicles other than vans, cars and motorbikes) | Jordanthorpe | JORDANTHORPE | 0 | 0 | 0 | 0 | 0 | 0 | 0 | 0 | 0 | 0 | 0 | 0 | 0 | 1 | 1 | 1 | 2 | 3 | 3 | 4 | 6 | 7 | 9 | 11 | 13 | 14 | 16 | 16 | 16 | 17 | NPgY | GSP | NG FES - Falling Short | Pure Electric (road vehicles other than vans, cars and motorbikes)
NG FES - Falling Short | Lct_BB003 | Number of | NPgN | KEAD_YEDL | Pure Electric (road vehicles other than vans, cars and motorbikes) | Keadby | KEADBY | 4 | 4 | 4 | 6 | 9 | 11 | 15 | 21 | 29 | 39 | 52 | 70 | 95 | 129 | 175 | 238 | 324 | 425 | 540 | 717 | 924 | 1146 | 1386 | 1641 | 1924 | 2153 | 2309 | 2374 | 2435 | 2500 | NPgY | GSP | NG FES - Falling Short | Pure Electric (road vehicles other than vans, cars and motorbikes)
NG FES - Falling Short | Lct_BB003 | Number of | NPgN | KIRKB1 | Pure Electric (road vehicles other than vans, cars and motorbikes) | Kirkstall B | KIRKSTALL B | 12 | 11 | 15 | 20 | 26 | 33 | 42 | 54 | 70 | 88 | 110 | 139 | 174 | 218 | 274 | 344 | 432 | 525 | 631 | 804 | 964 | 1141 | 1333 | 1535 | 1757 | 1921 | 2045 | 2109 | 2197 | 2283 | NPgY | GSP | NG FES - Falling Short | Pure Electric (road vehicles other than vans, cars and motorbikes)
NG FES - Falling Short | Lct_BB003 | Number of | NPgN | NEEP_3 | Pure Electric (road vehicles other than vans, cars and motorbikes) | Neepsend | NEEPSEND | 0 | 0 | 0 | 0 | 1 | 1 | 1 | 2 | 2 | 3 | 4 | 5 | 7 | 10 | 13 | 18 | 25 | 32 | 41 | 54 | 69 | 85 | 104 | 122 | 143 | 159 | 171 | 176 | 180 | 185 | NPgY | GSP | NG FES - Falling Short | Pure Electric (road vehicles other than vans, cars and motorbikes)
NG FES - Falling Short | Lct_BB003 | Number of | NPgN | NORL_3 | Pure Electric (road vehicles other than vans, cars and motorbikes) | Norton Lees | NORTON LEES | 5 | 5 | 6 | 8 | 11 | 14 | 17 | 22 | 28 | 34 | 42 | 51 | 62 | 75 | 91 | 109 | 129 | 149 | 171 | 210 | 234 | 261 | 291 | 323 | 357 | 377 | 395 | 411 | 439 | 464 | NPgY | GSP | NG FES - Falling Short | Pure Electric (road vehicles other than vans, cars and motorbikes)
NG FES - Falling Short | Lct_BB003 | Number of | NPgN | PITS_BB_B | Pure Electric (road vehicles other than vans, cars and motorbikes) | Pitsmoor | PITSMOOR 3/4 | 0 | 0 | 0 | 0 | 0 | 0 | 0 | 0 | 1 | 1 | 1 | 2 | 3 | 4 | 6 | 9 | 13 | 18 | 23 | 31 | 41 | 51 | 63 | 75 | 89 | 100 | 107 | 110 | 112 | 115 | NPgY | GSP | NG FES - Falling Short | Pure Electric (road vehicles other than vans, cars and motorbikes)
NG FES - Falling Short | Lct_BB003 | Number of | NPgN | SALT_1 | Pure Electric (road vehicles other than vans, cars and motorbikes) | Saltend North | SALTEND NORTH | 1 | 1 | 1 | 2 | 2 | 3 | 4 | 6 | 8 | 11 | 15 | 20 | 28 | 37 | 52 | 71 | 98 | 129 | 164 | 218 | 282 | 351 | 425 | 504 | 592 | 663 | 711 | 731 | 749 | 769 | NPgY | GSP | NG FES - Falling Short | Pure Electric (road vehicles other than vans, cars and motorbikes)
NG FES - Falling Short | Lct_BB003 | Number of | NPgN | SHEC_3 | Pure Electric (road vehicles other than vans, cars and motorbikes) | Sheffield City | SHEFFIELD CITY | 0 | 0 | 0 | 0 | 0 | 0 | 1 | 1 | 2 | 2 | 3 | 5 | 7 | 10 | 14 | 20 | 28 | 38 | 49 | 66 | 87 | 110 | 135 | 161 | 190 | 214 | 230 | 236 | 241 | 247 | NPgY | GSP | NG FES - Falling Short | Pure Electric (road vehicles other than vans, cars and motorbikes)
NG FES - Falling Short | Lct_BB003 | Number of | NPgN | SKLGB1 | Pure Electric (road vehicles other than vans, cars and motorbikes) | Skelton Grange | SKELTON GRANGE | 7 | 7 | 10 | 13 | 19 | 25 | 33 | 46 | 63 | 84 | 114 | 154 | 210 | 286 | 392 | 536 | 731 | 963 | 1225 | 1629 | 2101 | 2611 | 3162 | 3747 | 4396 | 4922 | 5282 | 5430 | 5564 | 5713 | NPgY | GSP | NG FES - Falling Short | Pure Electric (road vehicles other than vans, cars and motorbikes)
NG FES - Falling Short | Lct_BB003 | Number of | NPgN | TEMP_3 | Pure Electric (road vehicles other than vans, cars and motorbikes) | Templeborough | TEMPLEBOROUGH 275/33KV | 0 | 0 | 0 | 0 | 0 | 0 | 0 | 0 | 0 | 1 | 1 | 1 | 2 | 3 | 4 | 5 | 8 | 10 | 13 | 18 | 24 | 30 | 36 | 43 | 51 | 58 | 62 | 64 | 65 | 67 | NPgY | GSP | NG FES - Falling Short | Pure Electric (road vehicles other than vans, cars and motorbikes)
NG FES - Falling Short | Lct_BB003 | Number of | NPgN | THUR_6 | Pure Electric (road vehicles other than vans, cars and motorbikes) | Thurcroft | THURCROFT | 2 | 2 | 3 | 4 | 5 | 7 | 10 | 14 | 18 | 25 | 35 | 48 | 66 | 91 | 126 | 175 | 241 | 321 | 409 | 547 | 710 | 886 | 1076 | 1278 | 1502 | 1685 | 1809 | 1859 | 1903 | 1952 | NPgY | GSP | NG FES - Falling Short | Pure Electric (road vehicles other than vans, cars and motorbikes)
NG FES - Falling Short | Lct_BB003 | Number of | NPgN | WMEL_THOM | Pure Electric (road vehicles other than vans, cars and motorbikes) | Thorpe Marsh | WEST MELTON / THORPE MARSH | 4 | 3 | 4 | 6 | 9 | 12 | 18 | 25 | 35 | 48 | 67 | 94 | 131 | 184 | 257 | 359 | 498 | 666 | 857 | 1148 | 1498 | 1875 | 2282 | 2715 | 3196 | 3589 | 3855 | 3962 | 4051 | 4153 | NPgY | GSP | NG FES - Falling Short | Pure Electric (road vehicles other than vans, cars and motorbikes)
NG FES - Falling Short | Lct_BB003 | Number of | NPgN | WMEL_BB3 | Pure Electric (road vehicles other than vans, cars and motorbikes) | West Melton | WEST MELTON SECTION 3 | 9 | 9 | 11 | 16 | 21 | 27 | 35 | 45 | 59 | 77 | 97 | 126 | 162 | 210 | 272 | 355 | 461 | 581 | 717 | 933 | 1160 | 1407 | 1674 | 1956 | 2270 | 2513 | 2687 | 2768 | 2857 | 2949 | NPgY | GSP | NG FES - Falling Short | Pure Electric (road vehicles other than vans, cars and motorbikes)
NG FES - Falling Short | Lct_BB003 | Number of | NPgN | WIBA_3 | Pure Electric (road vehicles other than vans, cars and motorbikes) | Wincobank | WINCOBANK | 0 | 0 | 0 | 0 | 0 | 0 | 1 | 1 | 1 | 2 | 3 | 4 | 5 | 8 | 11 | 16 | 22 | 30 | 39 | 53 | 69 | 87 | 107 | 128 | 151 | 170 | 183 | 188 | 191 | 196 | NPgY | GSP | NG FES - Falling Short | Pure Electric (road vehicles other than vans, cars and motorbikes)
NG FES - Leading the Way | Lct_BB003 | Number of | NPgN | BLYTB1 | Pure Electric (road vehicles other than vans, cars and motorbikes) | Blyth 66kV | BLYTH 66kV | 2 | 5 | 7 | 13 | 22 | 37 | 51 | 70 | 95 | 128 | 172 | 228 | 302 | 395 | 511 | 634 | 768 | 910 | 1057 | 1209 | 1356 | 1490 | 1595 | 1621 | 1614 | 1604 | 1591 | 1576 | 1559 | 1537 | NPgN | GSP | NG FES - Leading the Way | Pure Electric (road vehicles other than vans, cars and motorbikes)
NG FES - Leading the Way | Lct_BB003 | Number of | NPgN | BLYTH132 | Pure Electric (road vehicles other than vans, cars and motorbikes) | Blyth 132kV | BLYTH 132kV | 1 | 1 | 2 | 4 | 7 | 12 | 17 | 22 | 30 | 39 | 51 | 66 | 86 | 110 | 138 | 167 | 198 | 230 | 263 | 297 | 328 | 357 | 379 | 383 | 382 | 379 | 376 | 373 | 369 | 364 | NPgN | GSP | NG FES - Leading the Way | Pure Electric (road vehicles other than vans, cars and motorbikes)
NG FES - Leading the Way | Lct_BB003 | Number of | NPgN | FOUR_1 | Pure Electric (road vehicles other than vans, cars and motorbikes) | Fourstones | FOURSTONES | 0 | 0 | 1 | 1 | 2 | 3 | 4 | 5 | 7 | 9 | 11 | 14 | 18 | 22 | 26 | 31 | 36 | 40 | 45 | 50 | 53 | 57 | 60 | 60 | 60 | 59 | 59 | 58 | 58 | 57 | NPgN | GSP | NG FES - Leading the Way | Pure Electric (road vehicles other than vans, cars and motorbikes)
NG FES - Leading the Way | Lct_BB003 | Number of | NPgN | HARM_6 | Pure Electric (road vehicles other than vans, cars and motorbikes) | Hart Moor | HARTMOOR | 0 | 0 | 2 | 2 | 5 | 8 | 11 | 16 | 23 | 33 | 48 | 69 | 97 | 136 | 188 | 248 | 312 | 382 | 457 | 536 | 614 | 686 | 743 | 762 | 757 | 752 | 746 | 740 | 731 | 721 | NPgN | GSP | NG FES - Leading the Way | Pure Electric (road vehicles other than vans, cars and motorbikes)
NG FES - Leading the Way | Lct_BB003 | Number of | NPgN | HAWP_6 | Pure Electric (road vehicles other than vans, cars and motorbikes) | Hawthorn Pit | HAWTHORN PIT GRID | 0 | 0 | 2 | 2 | 5 | 8 | 12 | 19 | 26 | 37 | 54 | 77 | 109 | 153 | 211 | 278 | 350 | 429 | 513 | 601 | 689 | 769 | 834 | 853 | 849 | 843 | 836 | 829 | 819 | 808 | NPgN | GSP | NG FES - Leading the Way | Pure Electric (road vehicles other than vans, cars and motorbikes)
NG FES - Leading the Way | Lct_BB003 | Number of | NPgN | KNARE_111 | Pure Electric (road vehicles other than vans, cars and motorbikes) | Knaresborough | KNARESBOROUGH | 1 | 3 | 4 | 7 | 12 | 22 | 32 | 45 | 63 | 87 | 122 | 171 | 236 | 326 | 440 | 571 | 711 | 863 | 1024 | 1193 | 1360 | 1512 | 1634 | 1670 | 1662 | 1651 | 1638 | 1622 | 1604 | 1581 | NPgN | GSP | NG FES - Leading the Way | Pure Electric (road vehicles other than vans, cars and motorbikes)
NG FES - Leading the Way | Lct_BB003 | Number of | NPgN | LACK_6 | Pure Electric (road vehicles other than vans, cars and motorbikes) | Lackenby | LACKENBY | 1 | 2 | 4 | 8 | 14 | 25 | 36 | 52 | 75 | 107 | 152 | 216 | 306 | 428 | 587 | 771 | 969 | 1184 | 1415 | 1656 | 1895 | 2114 | 2290 | 2345 | 2334 | 2318 | 2299 | 2277 | 2252 | 2220 | NPgN | GSP | NG FES - Leading the Way | Pure Electric (road vehicles other than vans, cars and motorbikes)
NG FES - Leading the Way | Lct_BB003 | Number of | NPgN | NORT_1 | Pure Electric (road vehicles other than vans, cars and motorbikes) | Norton | NORTON | 5 | 12 | 20 | 36 | 63 | 106 | 148 | 206 | 283 | 387 | 527 | 717 | 967 | 1296 | 1709 | 2165 | 2657 | 3184 | 3740 | 4319 | 4879 | 5395 | 5804 | 5915 | 5887 | 5849 | 5802 | 5747 | 5684 | 5605 | NPgN | GSP | NG FES - Leading the Way | Pure Electric (road vehicles other than vans, cars and motorbikes)
NG FES - Leading the Way | Lct_BB003 | Number of | NPgN | OFFE_3 | Pure Electric (road vehicles other than vans, cars and motorbikes) | Offerton | OFFERTON | 1 | 2 | 4 | 6 | 10 | 17 | 22 | 30 | 39 | 50 | 64 | 81 | 100 | 123 | 147 | 169 | 193 | 216 | 238 | 260 | 279 | 296 | 308 | 307 | 306 | 304 | 302 | 299 | 296 | 292 | NPgN | GSP | NG FES - Leading the Way | Pure Electric (road vehicles other than vans, cars and motorbikes)
NG FES - Leading the Way | Lct_BB003 | Number of | NPgN | OSBA_1 | Pure Electric (road vehicles other than vans, cars and motorbikes) | Osbaldwick | OSBALDWICK | 3 | 8 | 12 | 21 | 36 | 59 | 80 | 108 | 146 | 193 | 253 | 330 | 427 | 547 | 687 | 833 | 990 | 1154 | 1322 | 1493 | 1654 | 1803 | 1915 | 1938 | 1929 | 1917 | 1902 | 1884 | 1864 | 1838 | NPgN | GSP | NG FES - Leading the Way | Pure Electric (road vehicles other than vans, cars and motorbikes)
NG FES - Leading the Way | Lct_BB003 | Number of | NPgN | POPP_3 | Pure Electric (road vehicles other than vans, cars and motorbikes) | Poppleton | POPPLETON | 0 | 1 | 1 | 2 | 5 | 8 | 11 | 14 | 20 | 27 | 36 | 48 | 64 | 83 | 109 | 135 | 164 | 194 | 226 | 259 | 290 | 319 | 342 | 347 | 346 | 344 | 341 | 338 | 334 | 330 | NPgN | GSP | NG FES - Leading the Way | Pure Electric (road vehicles other than vans, cars and motorbikes)
NG FES - Leading the Way | Lct_BB003 | Number of | NPgN | SALH_1 | Pure Electric (road vehicles other than vans, cars and motorbikes) | Saltholme | SALTHOLME | 0 | 0 | 0 | 0 | 0 | 0 | 0 | 0 | 0 | 0 | 0 | 0 | 0 | 0 | 0 | 0 | 0 | 0 | 0 | 0 | 0 | 0 | 0 | 0 | 0 | 0 | 0 | 0 | 0 | 0 | NPgN | GSP | NG FES - Leading the Way | Pure Electric (road vehicles other than vans, cars and motorbikes)
NG FES - Leading the Way | Lct_BB003 | Number of | NPgN | SSHI_3 | Pure Electric (road vehicles other than vans, cars and motorbikes) | South Shields | SOUTH SHIELDS | 4 | 9 | 14 | 25 | 40 | 66 | 89 | 117 | 153 | 197 | 252 | 316 | 392 | 477 | 568 | 650 | 736 | 821 | 901 | 980 | 1046 | 1106 | 1146 | 1141 | 1136 | 1130 | 1121 | 1111 | 1099 | 1085 | NPgN | GSP | NG FES - Leading the Way | Pure Electric (road vehicles other than vans, cars and motorbikes)
NG FES - Leading the Way | Lct_BB003 | Number of | NPgN | KIELD01 and SPAD20 | Pure Electric (road vehicles other than vans, cars and motorbikes) | 0 | SPADEADAM | 0 | 0 | 0 | 0 | 0 | 0 | 0 | 1 | 1 | 1 | 2 | 3 | 4 | 7 | 9 | 12 | 16 | 19 | 24 | 28 | 32 | 36 | 39 | 40 | 40 | 40 | 39 | 39 | 38 | 38 | NPgN | GSP | NG FES - Leading the Way | Pure Electric (road vehicles other than vans, cars and motorbikes)
NG FES - Leading the Way | Lct_BB003 | Number of | NPgN | SPEN_1 | Pure Electric (road vehicles other than vans, cars and motorbikes) | Spennymoor | SPENNYMOOR | 1 | 3 | 6 | 11 | 18 | 31 | 44 | 63 | 88 | 123 | 170 | 236 | 324 | 443 | 596 | 768 | 954 | 1154 | 1366 | 1589 | 1807 | 2007 | 2167 | 2214 | 2203 | 2189 | 2171 | 2151 | 2126 | 2097 | NPgN | GSP | NG FES - Leading the Way | Pure Electric (road vehicles other than vans, cars and motorbikes)
NG FES - Leading the Way | Lct_BB003 | Number of | NPgN | STEN_1 | Pure Electric (road vehicles other than vans, cars and motorbikes) | Stella North | STELLA NORTH | 6 | 15 | 23 | 39 | 65 | 108 | 146 | 194 | 256 | 333 | 430 | 548 | 690 | 856 | 1041 | 1221 | 1410 | 1603 | 1796 | 1986 | 2157 | 2314 | 2428 | 2436 | 2425 | 2410 | 2392 | 2369 | 2345 | 2313 | NPgN | GSP | NG FES - Leading the Way | Pure Electric (road vehicles other than vans, cars and motorbikes)
NG FES - Leading the Way | Lct_BB003 | Number of | NPgN | STES_1 | Pure Electric (road vehicles other than vans, cars and motorbikes) | Stella South | STELLA SOUTH | 2 | 6 | 10 | 17 | 31 | 52 | 72 | 100 | 138 | 189 | 257 | 348 | 470 | 630 | 831 | 1052 | 1290 | 1546 | 1815 | 2096 | 2368 | 2618 | 2817 | 2870 | 2856 | 2838 | 2816 | 2789 | 2759 | 2720 | NPgN | GSP | NG FES - Leading the Way | Pure Electric (road vehicles other than vans, cars and motorbikes)
NG FES - Leading the Way | Lct_BB003 | Number of | NPgN | TYNE_1 | Pure Electric (road vehicles other than vans, cars and motorbikes) | Tynemouth 1 | TYNEMOUTH | 1 | 2 | 4 | 6 | 10 | 18 | 24 | 34 | 47 | 65 | 88 | 120 | 161 | 215 | 284 | 359 | 441 | 528 | 620 | 716 | 809 | 894 | 961 | 980 | 975 | 968 | 961 | 952 | 941 | 927 | NPgN | GSP | NG FES - Leading the Way | Pure Electric (road vehicles other than vans, cars and motorbikes)
NG FES - Leading the Way | Lct_BB003 | Number of | NPgN | WBOL_6 | Pure Electric (road vehicles other than vans, cars and motorbikes) | West Boldon | WEST BOLDON | 5 | 14 | 23 | 39 | 65 | 108 | 148 | 200 | 266 | 353 | 463 | 603 | 778 | 994 | 1248 | 1510 | 1790 | 2083 | 2384 | 2689 | 2976 | 3240 | 3442 | 3480 | 3464 | 3442 | 3415 | 3383 | 3346 | 3300 | NPgN | GSP | NG FES - Leading the Way | Pure Electric (road vehicles other than vans, cars and motorbikes)
NG FES - Leading the Way | Lct_BB003 | Number of | NPgN | BRAW_1 | Pure Electric (road vehicles other than vans, cars and motorbikes) | Bradford West | BRADFORD WEST | 13 | 29 | 43 | 62 | 89 | 127 | 170 | 228 | 303 | 397 | 516 | 662 | 842 | 1059 | 1305 | 1551 | 1811 | 2081 | 2353 | 2626 | 2878 | 3108 | 3278 | 3301 | 3288 | 3266 | 3241 | 3212 | 3177 | 3134 | NPgY | GSP | NG FES - Leading the Way | Pure Electric (road vehicles other than vans, cars and motorbikes)
NG FES - Leading the Way | Lct_BB003 | Number of | NPgN | CAMB_01 | Pure Electric (road vehicles other than vans, cars and motorbikes) | Camblesforth | CAMBLESFORTH | 0 | 1 | 1 | 2 | 3 | 4 | 7 | 10 | 15 | 23 | 34 | 51 | 74 | 108 | 152 | 204 | 260 | 322 | 388 | 459 | 528 | 592 | 644 | 661 | 658 | 653 | 648 | 642 | 635 | 626 | NPgY | GSP | NG FES - Leading the Way | Pure Electric (road vehicles other than vans, cars and motorbikes)
NG FES - Leading the Way | Lct_BB003 | Number of | NPgN | CREB_1 | Pure Electric (road vehicles other than vans, cars and motorbikes) | Creyke Beck | CREYKE BECK | 9 | 20 | 30 | 44 | 64 | 93 | 127 | 173 | 233 | 312 | 415 | 548 | 718 | 934 | 1195 | 1472 | 1769 | 2083 | 2408 | 2745 | 3064 | 3359 | 3586 | 3639 | 3622 | 3599 | 3571 | 3537 | 3499 | 3449 | NPgY | GSP | NG FES - Leading the Way | Pure Electric (road vehicles other than vans, cars and motorbikes)
NG FES - Leading the Way | Lct_BB003 | Number of | NPgN | DRAX_YEDL | Pure Electric (road vehicles other than vans, cars and motorbikes) | Drax | DRAX | 1 | 2 | 3 | 4 | 8 | 11 | 17 | 24 | 34 | 48 | 68 | 96 | 135 | 190 | 259 | 339 | 425 | 520 | 620 | 725 | 829 | 924 | 1001 | 1025 | 1019 | 1012 | 1005 | 995 | 984 | 970 | NPgY | GSP | NG FES - Leading the Way | Pure Electric (road vehicles other than vans, cars and motorbikes)
NG FES - Leading the Way | Lct_BB003 | Number of | NPgN | ELLA_1 | Pure Electric (road vehicles other than vans, cars and motorbikes) | Elland | ELLAND | 33 | 72 | 106 | 152 | 217 | 306 | 411 | 545 | 715 | 927 | 1186 | 1497 | 1864 | 2285 | 2738 | 3159 | 3601 | 4044 | 4475 | 4892 | 5258 | 5590 | 5820 | 5810 | 5787 | 5751 | 5708 | 5657 | 5598 | 5521 | NPgY | GSP | NG FES - Leading the Way | Pure Electric (road vehicles other than vans, cars and motorbikes)
NG FES - Leading the Way | Lct_BB003 | Number of | NPgN | FERRA2 | Pure Electric (road vehicles other than vans, cars and motorbikes) | Ferrybridge A | FERRYBRIDGE A | 2 | 2 | 4 | 6 | 9 | 15 | 22 | 32 | 48 | 69 | 100 | 143 | 203 | 287 | 398 | 526 | 664 | 814 | 975 | 1144 | 1313 | 1467 | 1591 | 1630 | 1622 | 1611 | 1599 | 1583 | 1566 | 1543 | NPgY | GSP | NG FES - Leading the Way | Pure Electric (road vehicles other than vans, cars and motorbikes)
NG FES - Leading the Way | Lct_BB003 | Number of | NPgN | FERRB9 | Pure Electric (road vehicles other than vans, cars and motorbikes) | Ferrybridge B (_M) | FERRYBRIDGE B | 4 | 10 | 15 | 23 | 35 | 53 | 76 | 106 | 151 | 211 | 296 | 413 | 573 | 788 | 1067 | 1382 | 1723 | 2091 | 2483 | 2894 | 3297 | 3667 | 3964 | 4051 | 4031 | 4005 | 3973 | 3935 | 3891 | 3837 | NPgY | GSP | NG FES - Leading the Way | Pure Electric (road vehicles other than vans, cars and motorbikes)
NG FES - Leading the Way | Lct_BB003 | Number of | NPgN | GRIW_1 | Pure Electric (road vehicles other than vans, cars and motorbikes) | Grimsby West | GRIMSBY WEST | 2 | 5 | 8 | 13 | 20 | 32 | 46 | 65 | 93 | 134 | 191 | 272 | 384 | 538 | 739 | 970 | 1220 | 1491 | 1781 | 2087 | 2386 | 2663 | 2885 | 2954 | 2939 | 2920 | 2897 | 2869 | 2837 | 2797 | NPgY | GSP | NG FES - Leading the Way | Pure Electric (road vehicles other than vans, cars and motorbikes)
NG FES - Leading the Way | Lct_BB003 | Number of | NPgN | JORD_3 | Pure Electric (road vehicles other than vans, cars and motorbikes) | Jordanthorpe | JORDANTHORPE | 0 | 0 | 0 | 0 | 0 | 0 | 0 | 0 | 0 | 1 | 1 | 1 | 2 | 3 | 4 | 5 | 7 | 9 | 10 | 12 | 14 | 16 | 17 | 18 | 18 | 18 | 17 | 17 | 17 | 17 | NPgY | GSP | NG FES - Leading the Way | Pure Electric (road vehicles other than vans, cars and motorbikes)
NG FES - Leading the Way | Lct_BB003 | Number of | NPgN | KEAD_YEDL | Pure Electric (road vehicles other than vans, cars and motorbikes) | Keadby | KEADBY | 4 | 8 | 11 | 18 | 27 | 40 | 56 | 78 | 110 | 153 | 211 | 291 | 400 | 546 | 732 | 941 | 1166 | 1408 | 1667 | 1937 | 2200 | 2442 | 2635 | 2691 | 2678 | 2661 | 2639 | 2614 | 2585 | 2549 | NPgY | GSP | NG FES - Leading the Way | Pure Electric (road vehicles other than vans, cars and motorbikes)
NG FES - Leading the Way | Lct_BB003 | Number of | NPgN | KIRKB1 | Pure Electric (road vehicles other than vans, cars and motorbikes) | Kirkstall B | KIRKSTALL B | 12 | 24 | 36 | 52 | 74 | 106 | 143 | 191 | 252 | 330 | 427 | 546 | 689 | 861 | 1054 | 1243 | 1443 | 1648 | 1854 | 2059 | 2246 | 2417 | 2542 | 2555 | 2544 | 2528 | 2509 | 2486 | 2459 | 2425 | NPgY | GSP | NG FES - Leading the Way | Pure Electric (road vehicles other than vans, cars and motorbikes)
NG FES - Leading the Way | Lct_BB003 | Number of | NPgN | NEEP_3 | Pure Electric (road vehicles other than vans, cars and motorbikes) | Neepsend | NEEPSEND | 0 | 0 | 1 | 1 | 2 | 3 | 5 | 7 | 9 | 12 | 16 | 22 | 31 | 41 | 56 | 71 | 88 | 106 | 125 | 145 | 165 | 182 | 196 | 200 | 199 | 198 | 196 | 195 | 193 | 189 | NPgY | GSP | NG FES - Leading the Way | Pure Electric (road vehicles other than vans, cars and motorbikes)
NG FES - Leading the Way | Lct_BB003 | Number of | NPgN | NORL_3 | Pure Electric (road vehicles other than vans, cars and motorbikes) | Norton Lees | NORTON LEES | 5 | 10 | 15 | 22 | 31 | 43 | 57 | 75 | 98 | 125 | 159 | 197 | 240 | 287 | 332 | 370 | 409 | 446 | 478 | 507 | 530 | 549 | 558 | 549 | 548 | 544 | 540 | 535 | 530 | 523 | NPgY | GSP | NG FES - Leading the Way | Pure Electric (road vehicles other than vans, cars and motorbikes)
NG FES - Leading the Way | Lct_BB003 | Number of | NPgN | PITS_BB_B | Pure Electric (road vehicles other than vans, cars and motorbikes) | Pitsmoor | PITSMOOR 3/4 | 0 | 0 | 0 | 0 | 1 | 1 | 1 | 2 | 3 | 4 | 6 | 9 | 14 | 20 | 28 | 38 | 48 | 60 | 72 | 85 | 98 | 110 | 119 | 122 | 122 | 121 | 120 | 119 | 118 | 116 | NPgY | GSP | NG FES - Leading the Way | Pure Electric (road vehicles other than vans, cars and motorbikes)
NG FES - Leading the Way | Lct_BB003 | Number of | NPgN | SALT_1 | Pure Electric (road vehicles other than vans, cars and motorbikes) | Saltend North | SALTEND NORTH | 1 | 2 | 3 | 5 | 7 | 11 | 16 | 23 | 32 | 44 | 61 | 85 | 117 | 162 | 219 | 283 | 353 | 428 | 507 | 591 | 673 | 747 | 808 | 826 | 822 | 817 | 810 | 803 | 794 | 782 | NPgY | GSP | NG FES - Leading the Way | Pure Electric (road vehicles other than vans, cars and motorbikes)
NG FES - Leading the Way | Lct_BB003 | Number of | NPgN | SHEC_3 | Pure Electric (road vehicles other than vans, cars and motorbikes) | Sheffield City | SHEFFIELD CITY | 0 | 0 | 0 | 1 | 1 | 2 | 3 | 4 | 6 | 9 | 14 | 20 | 30 | 43 | 60 | 81 | 103 | 128 | 154 | 182 | 210 | 235 | 256 | 263 | 261 | 260 | 257 | 255 | 252 | 249 | NPgY | GSP | NG FES - Leading the Way | Pure Electric (road vehicles other than vans, cars and motorbikes)
NG FES - Leading the Way | Lct_BB003 | Number of | NPgN | SKLGB1 | Pure Electric (road vehicles other than vans, cars and motorbikes) | Skelton Grange | SKELTON GRANGE | 7 | 17 | 25 | 38 | 58 | 86 | 122 | 171 | 240 | 335 | 466 | 646 | 891 | 1221 | 1645 | 2123 | 2637 | 3194 | 3784 | 4404 | 5009 | 5567 | 6011 | 6141 | 6111 | 6071 | 6023 | 5965 | 5899 | 5817 | NPgY | GSP | NG FES - Leading the Way | Pure Electric (road vehicles other than vans, cars and motorbikes)
NG FES - Leading the Way | Lct_BB003 | Number of | NPgN | TEMP_3 | Pure Electric (road vehicles other than vans, cars and motorbikes) | Templeborough | TEMPLEBOROUGH 275/33KV | 0 | 0 | 0 | 0 | 0 | 0 | 1 | 1 | 2 | 2 | 4 | 5 | 8 | 12 | 16 | 22 | 28 | 35 | 42 | 49 | 57 | 64 | 69 | 71 | 71 | 70 | 70 | 69 | 68 | 67 | NPgY | GSP | NG FES - Leading the Way | Pure Electric (road vehicles other than vans, cars and motorbikes)
NG FES - Leading the Way | Lct_BB003 | Number of | NPgN | THUR_6 | Pure Electric (road vehicles other than vans, cars and motorbikes) | Thurcroft | THURCROFT | 2 | 5 | 7 | 11 | 16 | 25 | 35 | 50 | 72 | 102 | 144 | 203 | 283 | 394 | 537 | 700 | 876 | 1068 | 1271 | 1486 | 1696 | 1890 | 2045 | 2092 | 2082 | 2069 | 2052 | 2032 | 2010 | 1981 | NPgY | GSP | NG FES - Leading the Way | Pure Electric (road vehicles other than vans, cars and motorbikes)
NG FES - Leading the Way | Lct_BB003 | Number of | NPgN | WMEL_THOM | Pure Electric (road vehicles other than vans, cars and motorbikes) | Thorpe Marsh | WEST MELTON / THORPE MARSH | 4 | 8 | 12 | 18 | 29 | 45 | 65 | 95 | 137 | 197 | 282 | 402 | 569 | 799 | 1101 | 1450 | 1824 | 2233 | 2670 | 3131 | 3584 | 4001 | 4336 | 4440 | 4419 | 4390 | 4354 | 4312 | 4264 | 4204 | NPgY | GSP | NG FES - Leading the Way | Pure Electric (road vehicles other than vans, cars and motorbikes)
NG FES - Leading the Way | Lct_BB003 | Number of | NPgN | WMEL_BB3 | Pure Electric (road vehicles other than vans, cars and motorbikes) | West Melton | WEST MELTON SECTION 3 | 9 | 19 | 28 | 42 | 61 | 88 | 120 | 162 | 218 | 291 | 384 | 506 | 660 | 855 | 1086 | 1332 | 1595 | 1872 | 2159 | 2453 | 2732 | 2990 | 3188 | 3231 | 3217 | 3195 | 3171 | 3140 | 3107 | 3064 | NPgY | GSP | NG FES - Leading the Way | Pure Electric (road vehicles other than vans, cars and motorbikes)
NG FES - Leading the Way | Lct_BB003 | Number of | NPgN | WIBA_3 | Pure Electric (road vehicles other than vans, cars and motorbikes) | Wincobank | WINCOBANK | 0 | 0 | 0 | 1 | 1 | 1 | 2 | 3 | 5 | 7 | 11 | 16 | 23 | 34 | 48 | 64 | 82 | 102 | 122 | 145 | 167 | 187 | 203 | 208 | 207 | 206 | 204 | 202 | 200 | 197 | NPgY | GSP | NG FES - Leading the Way | Pure Electric (road vehicles other than vans, cars and motorbikes)
NPg Planning Scenario | Lct_BB003 | Number of | NPgN | BLYTB1 | Pure Electric (road vehicles other than vans, cars and motorbikes) | Blyth 66kV | BLYTH 66kV | 4 | 9 | 18 | 28 | 41 | 69 | 113 | 172 | 247 | 335 | 439 | 551 | 670 | 795 | 926 | 1047 | 1159 | 1260 | 1352 | 1431 | 1494 | 1545 | 1582 | 1609 | 1622 | 1630 | 1637 | 1640 | 1645 | 1648 | NPgN | GSP | NPg Planning Scenario | Pure Electric (road vehicles other than vans, cars and motorbikes)
NPg Planning Scenario | Lct_BB003 | Number of | NPgN | BLYTH132 | Pure Electric (road vehicles other than vans, cars and motorbikes) | Blyth 132kV | BLYTH 132kV | 1 | 3 | 6 | 8 | 12 | 19 | 30 | 44 | 62 | 84 | 109 | 135 | 164 | 193 | 224 | 252 | 280 | 304 | 326 | 345 | 360 | 373 | 381 | 388 | 392 | 394 | 396 | 397 | 398 | 399 | NPgN | GSP | NPg Planning Scenario | Pure Electric (road vehicles other than vans, cars and motorbikes)
NPg Planning Scenario | Lct_BB003 | Number of | NPgN | FOUR_1 | Pure Electric (road vehicles other than vans, cars and motorbikes) | Fourstones | FOURSTONES | 0 | 1 | 1 | 1 | 2 | 4 | 5 | 8 | 11 | 14 | 19 | 22 | 27 | 31 | 37 | 41 | 45 | 49 | 52 | 56 | 58 | 61 | 62 | 62 | 64 | 64 | 65 | 65 | 65 | 65 | NPgN | GSP | NPg Planning Scenario | Pure Electric (road vehicles other than vans, cars and motorbikes)
NPg Planning Scenario | Lct_BB003 | Number of | NPgN | HARM_6 | Pure Electric (road vehicles other than vans, cars and motorbikes) | Hart Moor | HARTMOOR | 1 | 3 | 5 | 9 | 12 | 24 | 43 | 69 | 103 | 144 | 193 | 245 | 300 | 358 | 421 | 477 | 529 | 575 | 617 | 653 | 682 | 705 | 722 | 732 | 737 | 740 | 742 | 744 | 746 | 748 | NPgN | GSP | NPg Planning Scenario | Pure Electric (road vehicles other than vans, cars and motorbikes)
NPg Planning Scenario | Lct_BB003 | Number of | NPgN | HAWP_6 | Pure Electric (road vehicles other than vans, cars and motorbikes) | Hawthorn Pit | HAWTHORN PIT GRID | 1 | 4 | 6 | 10 | 15 | 28 | 48 | 78 | 116 | 161 | 216 | 274 | 336 | 402 | 471 | 534 | 593 | 645 | 691 | 732 | 765 | 791 | 809 | 821 | 827 | 829 | 831 | 834 | 836 | 838 | NPgN | GSP | NPg Planning Scenario | Pure Electric (road vehicles other than vans, cars and motorbikes)
NPg Planning Scenario | Lct_BB003 | Number of | NPgN | KNARE_111 | Pure Electric (road vehicles other than vans, cars and motorbikes) | Knaresborough | KNARESBOROUGH | 3 | 7 | 13 | 21 | 31 | 57 | 100 | 158 | 233 | 324 | 430 | 544 | 665 | 794 | 930 | 1054 | 1169 | 1272 | 1363 | 1444 | 1508 | 1558 | 1594 | 1619 | 1631 | 1636 | 1641 | 1646 | 1651 | 1655 | NPgN | GSP | NPg Planning Scenario | Pure Electric (road vehicles other than vans, cars and motorbikes)
NPg Planning Scenario | Lct_BB003 | Number of | NPgN | LACK_6 | Pure Electric (road vehicles other than vans, cars and motorbikes) | Lackenby | LACKENBY | 4 | 9 | 16 | 28 | 40 | 76 | 134 | 216 | 319 | 446 | 595 | 755 | 926 | 1106 | 1297 | 1471 | 1630 | 1775 | 1903 | 2016 | 2105 | 2174 | 2226 | 2259 | 2274 | 2282 | 2289 | 2295 | 2302 | 2308 | NPgN | GSP | NPg Planning Scenario | Pure Electric (road vehicles other than vans, cars and motorbikes)
NPg Planning Scenario | Lct_BB003 | Number of | NPgN | NORT_1 | Pure Electric (road vehicles other than vans, cars and motorbikes) | Norton | NORTON | 12 | 30 | 55 | 89 | 130 | 228 | 383 | 594 | 861 | 1184 | 1564 | 1969 | 2400 | 2856 | 3334 | 3777 | 4182 | 4551 | 4879 | 5166 | 5395 | 5576 | 5710 | 5800 | 5846 | 5871 | 5892 | 5907 | 5921 | 5936 | NPgN | GSP | NPg Planning Scenario | Pure Electric (road vehicles other than vans, cars and motorbikes)
NPg Planning Scenario | Lct_BB003 | Number of | NPgN | OFFE_3 | Pure Electric (road vehicles other than vans, cars and motorbikes) | Offerton | OFFERTON | 1 | 3 | 6 | 10 | 15 | 21 | 31 | 43 | 59 | 77 | 97 | 118 | 141 | 165 | 190 | 213 | 234 | 255 | 273 | 289 | 302 | 313 | 321 | 327 | 332 | 334 | 336 | 337 | 337 | 337 | NPgN | GSP | NPg Planning Scenario | Pure Electric (road vehicles other than vans, cars and motorbikes)
NPg Planning Scenario | Lct_BB003 | Number of | NPgN | OSBA_1 | Pure Electric (road vehicles other than vans, cars and motorbikes) | Osbaldwick | OSBALDWICK | 6 | 14 | 25 | 41 | 59 | 96 | 150 | 222 | 313 | 422 | 546 | 681 | 822 | 972 | 1128 | 1274 | 1408 | 1531 | 1641 | 1738 | 1815 | 1877 | 1924 | 1957 | 1975 | 1987 | 1996 | 2000 | 2005 | 2008 | NPgN | GSP | NPg Planning Scenario | Pure Electric (road vehicles other than vans, cars and motorbikes)
NPg Planning Scenario | Lct_BB003 | Number of | NPgN | POPP_3 | Pure Electric (road vehicles other than vans, cars and motorbikes) | Poppleton | POPPLETON | 0 | 2 | 4 | 6 | 9 | 15 | 24 | 37 | 53 | 72 | 94 | 118 | 143 | 170 | 199 | 224 | 248 | 270 | 290 | 307 | 320 | 331 | 339 | 345 | 347 | 349 | 351 | 352 | 352 | 353 | NPgN | GSP | NPg Planning Scenario | Pure Electric (road vehicles other than vans, cars and motorbikes)
NPg Planning Scenario | Lct_BB003 | Number of | NPgN | SALH_1 | Pure Electric (road vehicles other than vans, cars and motorbikes) | Saltholme | SALTHOLME | 0 | 0 | 0 | 0 | 0 | 0 | 0 | 0 | 0 | 0 | 0 | 0 | 0 | 0 | 0 | 0 | 0 | 0 | 0 | 0 | 0 | 0 | 0 | 0 | 0 | 0 | 0 | 0 | 0 | 0 | NPgN | GSP | NPg Planning Scenario | Pure Electric (road vehicles other than vans, cars and motorbikes)
NPg Planning Scenario | Lct_BB003 | Number of | NPgN | SSHI_3 | Pure Electric (road vehicles other than vans, cars and motorbikes) | South Shields | SOUTH SHIELDS | 5 | 13 | 24 | 38 | 56 | 83 | 120 | 167 | 224 | 291 | 365 | 446 | 531 | 619 | 710 | 797 | 878 | 954 | 1022 | 1081 | 1130 | 1170 | 1202 | 1225 | 1241 | 1252 | 1259 | 1261 | 1263 | 1265 | NPgN | GSP | NPg Planning Scenario | Pure Electric (road vehicles other than vans, cars and motorbikes)
NPg Planning Scenario | Lct_BB003 | Number of | NPgN | KIELD01 and SPAD20 | Pure Electric (road vehicles other than vans, cars and motorbikes) | 0 | SPADEADAM | 0 | 0 | 0 | 0 | 1 | 1 | 2 | 3 | 5 | 7 | 10 | 13 | 16 | 19 | 22 | 25 | 28 | 30 | 32 | 34 | 36 | 37 | 38 | 38 | 38 | 39 | 39 | 39 | 39 | 39 | NPgN | GSP | NPg Planning Scenario | Pure Electric (road vehicles other than vans, cars and motorbikes)
NPg Planning Scenario | Lct_BB003 | Number of | NPgN | SPEN_1 | Pure Electric (road vehicles other than vans, cars and motorbikes) | Spennymoor | SPENNYMOOR | 4 | 9 | 18 | 29 | 42 | 78 | 135 | 213 | 312 | 432 | 574 | 725 | 886 | 1056 | 1236 | 1401 | 1552 | 1689 | 1811 | 1918 | 2002 | 2069 | 2119 | 2152 | 2167 | 2176 | 2182 | 2189 | 2194 | 2200 | NPgN | GSP | NPg Planning Scenario | Pure Electric (road vehicles other than vans, cars and motorbikes)
NPg Planning Scenario | Lct_BB003 | Number of | NPgN | STEN_1 | Pure Electric (road vehicles other than vans, cars and motorbikes) | Stella North | STELLA NORTH | 10 | 23 | 42 | 66 | 97 | 149 | 223 | 319 | 437 | 576 | 734 | 904 | 1084 | 1273 | 1468 | 1652 | 1823 | 1982 | 2123 | 2248 | 2349 | 2430 | 2493 | 2539 | 2568 | 2587 | 2599 | 2604 | 2610 | 2614 | NPgN | GSP | NPg Planning Scenario | Pure Electric (road vehicles other than vans, cars and motorbikes)
NPg Planning Scenario | Lct_BB003 | Number of | NPgN | STES_1 | Pure Electric (road vehicles other than vans, cars and motorbikes) | Stella South | STELLA SOUTH | 6 | 15 | 27 | 43 | 63 | 111 | 186 | 288 | 418 | 576 | 759 | 956 | 1165 | 1386 | 1619 | 1832 | 2030 | 2209 | 2368 | 2507 | 2618 | 2706 | 2771 | 2815 | 2837 | 2849 | 2859 | 2867 | 2874 | 2881 | NPgN | GSP | NPg Planning Scenario | Pure Electric (road vehicles other than vans, cars and motorbikes)
NPg Planning Scenario | Lct_BB003 | Number of | NPgN | TYNE_1 | Pure Electric (road vehicles other than vans, cars and motorbikes) | Tynemouth 1 | TYNEMOUTH | 2 | 5 | 9 | 15 | 22 | 38 | 63 | 98 | 143 | 196 | 259 | 327 | 398 | 473 | 552 | 626 | 693 | 753 | 808 | 856 | 893 | 924 | 946 | 961 | 969 | 973 | 976 | 978 | 981 | 983 | NPgN | GSP | NPg Planning Scenario | Pure Electric (road vehicles other than vans, cars and motorbikes)
NPg Planning Scenario | Lct_BB003 | Number of | NPgN | WBOL_6 | Pure Electric (road vehicles other than vans, cars and motorbikes) | West Boldon | WEST BOLDON | 11 | 25 | 46 | 74 | 107 | 174 | 272 | 403 | 565 | 760 | 984 | 1225 | 1481 | 1749 | 2030 | 2291 | 2533 | 2755 | 2952 | 3125 | 3265 | 3377 | 3461 | 3520 | 3554 | 3576 | 3590 | 3599 | 3607 | 3614 | NPgN | GSP | NPg Planning Scenario | Pure Electric (road vehicles other than vans, cars and motorbikes)
NPg Planning Scenario | Lct_BB003 | Number of | NPgN | BRAW_1 | Pure Electric (road vehicles other than vans, cars and motorbikes) | Bradford West | BRADFORD WEST | 10 | 27 | 48 | 77 | 113 | 185 | 292 | 435 | 614 | 830 | 1078 | 1345 | 1628 | 1926 | 2237 | 2526 | 2793 | 3039 | 3257 | 3447 | 3602 | 3724 | 3816 | 3881 | 3917 | 3940 | 3955 | 3965 | 3974 | 3982 | NPgY | GSP | NPg Planning Scenario | Pure Electric (road vehicles other than vans, cars and motorbikes)
NPg Planning Scenario | Lct_BB003 | Number of | NPgN | CAMB_01 | Pure Electric (road vehicles other than vans, cars and motorbikes) | Camblesforth | CAMBLESFORTH | 1 | 3 | 6 | 9 | 14 | 27 | 50 | 83 | 124 | 175 | 235 | 300 | 368 | 441 | 518 | 589 | 653 | 711 | 762 | 807 | 843 | 871 | 891 | 904 | 909 | 912 | 915 | 917 | 920 | 923 | NPgY | GSP | NPg Planning Scenario | Pure Electric (road vehicles other than vans, cars and motorbikes)
NPg Planning Scenario | Lct_BB003 | Number of | NPgN | CREB_1 | Pure Electric (road vehicles other than vans, cars and motorbikes) | Creyke Beck | CREYKE BECK | 10 | 25 | 44 | 71 | 104 | 182 | 304 | 470 | 681 | 935 | 1231 | 1550 | 1889 | 2247 | 2622 | 2970 | 3287 | 3578 | 3836 | 4061 | 4241 | 4383 | 4490 | 4561 | 4597 | 4617 | 4633 | 4645 | 4657 | 4668 | NPgY | GSP | NPg Planning Scenario | Pure Electric (road vehicles other than vans, cars and motorbikes)
NPg Planning Scenario | Lct_BB003 | Number of | NPgN | DRAX_YEDL | Pure Electric (road vehicles other than vans, cars and motorbikes) | Drax | DRAX | 2 | 5 | 9 | 15 | 23 | 45 | 79 | 130 | 192 | 269 | 361 | 458 | 562 | 672 | 788 | 894 | 992 | 1079 | 1157 | 1226 | 1279 | 1322 | 1354 | 1374 | 1382 | 1386 | 1391 | 1395 | 1399 | 1403 | NPgY | GSP | NPg Planning Scenario | Pure Electric (road vehicles other than vans, cars and motorbikes)
NPg Planning Scenario | Lct_BB003 | Number of | NPgN | ELLA_1 | Pure Electric (road vehicles other than vans, cars and motorbikes) | Elland | ELLAND | 23 | 55 | 102 | 161 | 234 | 363 | 546 | 784 | 1076 | 1424 | 1818 | 2242 | 2692 | 3162 | 3650 | 4109 | 4536 | 4932 | 5284 | 5592 | 5844 | 6047 | 6201 | 6314 | 6386 | 6432 | 6463 | 6476 | 6488 | 6499 | NPgY | GSP | NPg Planning Scenario | Pure Electric (road vehicles other than vans, cars and motorbikes)
NPg Planning Scenario | Lct_BB003 | Number of | NPgN | FERRA2 | Pure Electric (road vehicles other than vans, cars and motorbikes) | Ferrybridge A | FERRYBRIDGE A | 3 | 8 | 15 | 24 | 35 | 69 | 126 | 205 | 306 | 430 | 576 | 733 | 899 | 1076 | 1263 | 1435 | 1590 | 1732 | 1857 | 1966 | 2053 | 2121 | 2171 | 2203 | 2217 | 2224 | 2230 | 2236 | 2243 | 2249 | NPgY | GSP | NPg Planning Scenario | Pure Electric (road vehicles other than vans, cars and motorbikes)
NPg Planning Scenario | Lct_BB003 | Number of | NPgN | FERRB9 | Pure Electric (road vehicles other than vans, cars and motorbikes) | Ferrybridge B (_M) | FERRYBRIDGE B | 9 | 21 | 40 | 65 | 94 | 179 | 319 | 513 | 761 | 1062 | 1419 | 1800 | 2205 | 2636 | 3089 | 3506 | 3886 | 4230 | 4536 | 4803 | 5015 | 5181 | 5304 | 5384 | 5419 | 5438 | 5454 | 5469 | 5485 | 5499 | NPgY | GSP | NPg Planning Scenario | Pure Electric (road vehicles other than vans, cars and motorbikes)
NPg Planning Scenario | Lct_BB003 | Number of | NPgN | GRIW_1 | Pure Electric (road vehicles other than vans, cars and motorbikes) | Grimsby West | GRIMSBY WEST | 6 | 15 | 28 | 45 | 65 | 128 | 230 | 372 | 555 | 778 | 1041 | 1323 | 1623 | 1941 | 2277 | 2586 | 2866 | 3120 | 3346 | 3544 | 3700 | 3823 | 3912 | 3970 | 3996 | 4008 | 4020 | 4031 | 4043 | 4054 | NPgY | GSP | NPg Planning Scenario | Pure Electric (road vehicles other than vans, cars and motorbikes)
NPg Planning Scenario | Lct_BB003 | Number of | NPgN | JORD_3 | Pure Electric (road vehicles other than vans, cars and motorbikes) | Jordanthorpe | JORDANTHORPE | 0 | 0 | 0 | 0 | 0 | 1 | 1 | 2 | 3 | 5 | 6 | 8 | 10 | 12 | 14 | 16 | 18 | 19 | 20 | 22 | 23 | 23 | 24 | 24 | 24 | 24 | 25 | 25 | 25 | 25 | NPgY | GSP | NPg Planning Scenario | Pure Electric (road vehicles other than vans, cars and motorbikes)
NPg Planning Scenario | Lct_BB003 | Number of | NPgN | KEAD_YEDL | Pure Electric (road vehicles other than vans, cars and motorbikes) | Keadby | KEADBY | 6 | 15 | 28 | 44 | 64 | 121 | 214 | 341 | 505 | 704 | 939 | 1189 | 1456 | 1739 | 2037 | 2312 | 2561 | 2788 | 2990 | 3166 | 3306 | 3416 | 3497 | 3549 | 3573 | 3586 | 3597 | 3607 | 3616 | 3627 | NPgY | GSP | NPg Planning Scenario | Pure Electric (road vehicles other than vans, cars and motorbikes)
NPg Planning Scenario | Lct_BB003 | Number of | NPgN | KIRKB1 | Pure Electric (road vehicles other than vans, cars and motorbikes) | Kirkstall B | KIRKSTALL B | 8 | 21 | 40 | 63 | 90 | 146 | 229 | 339 | 476 | 639 | 827 | 1028 | 1243 | 1467 | 1702 | 1921 | 2124 | 2310 | 2475 | 2620 | 2737 | 2831 | 2902 | 2952 | 2981 | 2998 | 3011 | 3018 | 3024 | 3030 | NPgY | GSP | NPg Planning Scenario | Pure Electric (road vehicles other than vans, cars and motorbikes)
NPg Planning Scenario | Lct_BB003 | Number of | NPgN | NEEP_3 | Pure Electric (road vehicles other than vans, cars and motorbikes) | Neepsend | NEEPSEND | 0 | 1 | 3 | 3 | 5 | 9 | 16 | 26 | 38 | 52 | 69 | 88 | 107 | 129 | 151 | 171 | 190 | 206 | 222 | 234 | 245 | 252 | 259 | 262 | 264 | 265 | 266 | 267 | 267 | 268 | NPgY | GSP | NPg Planning Scenario | Pure Electric (road vehicles other than vans, cars and motorbikes)
NPg Planning Scenario | Lct_BB003 | Number of | NPgN | NORL_3 | Pure Electric (road vehicles other than vans, cars and motorbikes) | Norton Lees | NORTON LEES | 3 | 7 | 12 | 19 | 28 | 40 | 57 | 77 | 101 | 129 | 159 | 191 | 226 | 261 | 297 | 332 | 366 | 396 | 425 | 449 | 470 | 487 | 500 | 511 | 519 | 525 | 528 | 529 | 529 | 530 | NPgY | GSP | NPg Planning Scenario | Pure Electric (road vehicles other than vans, cars and motorbikes)
NPg Planning Scenario | Lct_BB003 | Number of | NPgN | PITS_BB_B | Pure Electric (road vehicles other than vans, cars and motorbikes) | Pitsmoor | PITSMOOR 3/4 | 0 | 1 | 1 | 2 | 3 | 5 | 9 | 15 | 23 | 32 | 44 | 56 | 68 | 82 | 96 | 109 | 121 | 132 | 141 | 150 | 156 | 161 | 165 | 167 | 168 | 169 | 169 | 170 | 170 | 171 | NPgY | GSP | NPg Planning Scenario | Pure Electric (road vehicles other than vans, cars and motorbikes)
NPg Planning Scenario | Lct_BB003 | Number of | NPgN | SALT_1 | Pure Electric (road vehicles other than vans, cars and motorbikes) | Saltend North | SALTEND NORTH | 1 | 4 | 9 | 13 | 19 | 37 | 65 | 105 | 155 | 217 | 289 | 366 | 449 | 537 | 628 | 714 | 791 | 861 | 924 | 978 | 1021 | 1055 | 1080 | 1096 | 1104 | 1107 | 1111 | 1114 | 1117 | 1120 | NPgY | GSP | NPg Planning Scenario | Pure Electric (road vehicles other than vans, cars and motorbikes)
NPg Planning Scenario | Lct_BB003 | Number of | NPgN | SHEC_3 | Pure Electric (road vehicles other than vans, cars and motorbikes) | Sheffield City | SHEFFIELD CITY | 0 | 1 | 2 | 4 | 5 | 11 | 20 | 33 | 49 | 70 | 94 | 119 | 146 | 175 | 206 | 234 | 259 | 282 | 303 | 321 | 335 | 346 | 354 | 359 | 361 | 362 | 363 | 364 | 365 | 367 | NPgY | GSP | NPg Planning Scenario | Pure Electric (road vehicles other than vans, cars and motorbikes)
NPg Planning Scenario | Lct_BB003 | Number of | NPgN | SKLGB1 | Pure Electric (road vehicles other than vans, cars and motorbikes) | Skelton Grange | SKELTON GRANGE | 13 | 34 | 62 | 99 | 145 | 275 | 486 | 779 | 1153 | 1609 | 2146 | 2720 | 3333 | 3981 | 4664 | 5293 | 5867 | 6386 | 6848 | 7252 | 7571 | 7823 | 8009 | 8128 | 8182 | 8212 | 8237 | 8260 | 8282 | 8304 | NPgY | GSP | NPg Planning Scenario | Pure Electric (road vehicles other than vans, cars and motorbikes)
NPg Planning Scenario | Lct_BB003 | Number of | NPgN | TEMP_3 | Pure Electric (road vehicles other than vans, cars and motorbikes) | Templeborough | TEMPLEBOROUGH 275/33KV | 0 | 0 | 1 | 1 | 1 | 3 | 5 | 9 | 13 | 19 | 25 | 32 | 40 | 47 | 56 | 63 | 70 | 76 | 82 | 87 | 91 | 93 | 96 | 97 | 98 | 98 | 98 | 99 | 99 | 99 | NPgY | GSP | NPg Planning Scenario | Pure Electric (road vehicles other than vans, cars and motorbikes)
NPg Planning Scenario | Lct_BB003 | Number of | NPgN | THUR_6 | Pure Electric (road vehicles other than vans, cars and motorbikes) | Thurcroft | THURCROFT | 5 | 11 | 20 | 32 | 48 | 92 | 164 | 264 | 393 | 550 | 736 | 933 | 1145 | 1368 | 1605 | 1822 | 2019 | 2198 | 2357 | 2496 | 2606 | 2692 | 2756 | 2797 | 2815 | 2824 | 2833 | 2841 | 2848 | 2857 | NPgY | GSP | NPg Planning Scenario | Pure Electric (road vehicles other than vans, cars and motorbikes)
NPg Planning Scenario | Lct_BB003 | Number of | NPgN | WMEL_THOM | Pure Electric (road vehicles other than vans, cars and motorbikes) | Thorpe Marsh | WEST MELTON / THORPE MARSH | 9 | 23 | 42 | 67 | 98 | 191 | 345 | 560 | 835 | 1170 | 1568 | 1992 | 2444 | 2923 | 3430 | 3894 | 4318 | 4700 | 5040 | 5338 | 5572 | 5757 | 5893 | 5980 | 6017 | 6036 | 6055 | 6072 | 6088 | 6105 | NPgY | GSP | NPg Planning Scenario | Pure Electric (road vehicles other than vans, cars and motorbikes)
NPg Planning Scenario | Lct_BB003 | Number of | NPgN | WMEL_BB3 | Pure Electric (road vehicles other than vans, cars and motorbikes) | West Melton | WEST MELTON SECTION 3 | 9 | 22 | 40 | 65 | 95 | 164 | 272 | 418 | 604 | 827 | 1089 | 1370 | 1667 | 1982 | 2311 | 2616 | 2897 | 3152 | 3379 | 3577 | 3736 | 3862 | 3956 | 4018 | 4051 | 4070 | 4084 | 4095 | 4105 | 4115 | NPgY | GSP | NPg Planning Scenario | Pure Electric (road vehicles other than vans, cars and motorbikes)
NPg Planning Scenario | Lct_BB003 | Number of | NPgN | WIBA_3 | Pure Electric (road vehicles other than vans, cars and motorbikes) | Wincobank | WINCOBANK | 0 | 1 | 2 | 3 | 4 | 9 | 16 | 26 | 39 | 55 | 74 | 95 | 116 | 139 | 163 | 186 | 206 | 224 | 240 | 255 | 266 | 275 | 281 | 285 | 287 | 288 | 289 | 289 | 290 | 291 | NPgY | GSP | NPg Planning Scenario | Pure Electric (road vehicles other than vans, cars and motorbikes)
NG FES - System Transformation | Lct_BB003 | Number of | NPgN | BLYTB1 | Pure Electric (road vehicles other than vans, cars and motorbikes) | Blyth 66kV | BLYTH 66kV | 2 | 3 | 5 | 7 | 11 | 18 | 29 | 43 | 67 | 91 | 122 | 164 | 218 | 288 | 377 | 468 | 559 | 650 | 739 | 824 | 904 | 974 | 1021 | 1014 | 1001 | 983 | 964 | 944 | 923 | 901 | NPgN | GSP | NG FES - System Transformation | Pure Electric (road vehicles other than vans, cars and motorbikes)
NG FES - System Transformation | Lct_BB003 | Number of | NPgN | BLYTH132 | Pure Electric (road vehicles other than vans, cars and motorbikes) | Blyth 132kV | BLYTH 132kV | 1 | 1 | 2 | 2 | 3 | 6 | 9 | 14 | 21 | 28 | 36 | 47 | 62 | 79 | 101 | 123 | 145 | 166 | 188 | 209 | 229 | 245 | 257 | 256 | 252 | 248 | 243 | 237 | 232 | 226 | NPgN | GSP | NG FES - System Transformation | Pure Electric (road vehicles other than vans, cars and motorbikes)
NG FES - System Transformation | Lct_BB003 | Number of | NPgN | FOUR_1 | Pure Electric (road vehicles other than vans, cars and motorbikes) | Fourstones | FOURSTONES | 0 | 0 | 0 | 1 | 1 | 1 | 2 | 3 | 4 | 6 | 8 | 10 | 12 | 15 | 20 | 22 | 27 | 30 | 33 | 37 | 40 | 43 | 45 | 45 | 44 | 43 | 42 | 42 | 40 | 39 | NPgN | GSP | NG FES - System Transformation | Pure Electric (road vehicles other than vans, cars and motorbikes)
NG FES - System Transformation | Lct_BB003 | Number of | NPgN | HARM_6 | Pure Electric (road vehicles other than vans, cars and motorbikes) | Hart Moor | HARTMOOR | 0 | 0 | 0 | 2 | 2 | 4 | 6 | 11 | 17 | 24 | 36 | 52 | 73 | 103 | 141 | 184 | 225 | 267 | 307 | 345 | 381 | 412 | 433 | 429 | 423 | 415 | 408 | 400 | 392 | 384 | NPgN | GSP | NG FES - System Transformation | Pure Electric (road vehicles other than vans, cars and motorbikes)
NG FES - System Transformation | Lct_BB003 | Number of | NPgN | HAWP_6 | Pure Electric (road vehicles other than vans, cars and motorbikes) | Hawthorn Pit | HAWTHORN PIT GRID | 0 | 0 | 0 | 2 | 3 | 5 | 7 | 11 | 19 | 28 | 40 | 58 | 82 | 115 | 159 | 207 | 253 | 299 | 344 | 387 | 427 | 462 | 486 | 482 | 473 | 466 | 458 | 449 | 439 | 430 | NPgN | GSP | NG FES - System Transformation | Pure Electric (road vehicles other than vans, cars and motorbikes)
NG FES - System Transformation | Lct_BB003 | Number of | NPgN | KNARE_111 | Pure Electric (road vehicles other than vans, cars and motorbikes) | Knaresborough | KNARESBOROUGH | 1 | 2 | 3 | 5 | 7 | 11 | 17 | 28 | 45 | 64 | 89 | 126 | 176 | 242 | 329 | 422 | 514 | 605 | 694 | 779 | 859 | 928 | 974 | 966 | 951 | 937 | 919 | 901 | 882 | 863 | NPgN | GSP | NG FES - System Transformation | Pure Electric (road vehicles other than vans, cars and motorbikes)
NG FES - System Transformation | Lct_BB003 | Number of | NPgN | LACK_6 | Pure Electric (road vehicles other than vans, cars and motorbikes) | Lackenby | LACKENBY | 1 | 2 | 2 | 4 | 7 | 13 | 20 | 34 | 55 | 79 | 113 | 161 | 229 | 320 | 440 | 572 | 701 | 827 | 950 | 1068 | 1179 | 1276 | 1341 | 1328 | 1307 | 1287 | 1264 | 1239 | 1214 | 1189 | NPgN | GSP | NG FES - System Transformation | Pure Electric (road vehicles other than vans, cars and motorbikes)
NG FES - System Transformation | Lct_BB003 | Number of | NPgN | NORT_1 | Pure Electric (road vehicles other than vans, cars and motorbikes) | Norton | NORTON | 5 | 9 | 14 | 22 | 34 | 52 | 82 | 129 | 202 | 277 | 380 | 520 | 708 | 953 | 1269 | 1599 | 1930 | 2256 | 2575 | 2880 | 3167 | 3419 | 3586 | 3559 | 3507 | 3450 | 3385 | 3315 | 3243 | 3170 | NPgN | GSP | NG FES - System Transformation | Pure Electric (road vehicles other than vans, cars and motorbikes)
NG FES - System Transformation | Lct_BB003 | Number of | NPgN | OFFE_3 | Pure Electric (road vehicles other than vans, cars and motorbikes) | Offerton | OFFERTON | 1 | 2 | 2 | 3 | 5 | 8 | 12 | 18 | 27 | 34 | 44 | 56 | 70 | 87 | 107 | 124 | 142 | 161 | 180 | 197 | 214 | 229 | 239 | 238 | 235 | 231 | 226 | 221 | 215 | 209 | NPgN | GSP | NG FES - System Transformation | Pure Electric (road vehicles other than vans, cars and motorbikes)
NG FES - System Transformation | Lct_BB003 | Number of | NPgN | OSBA_1 | Pure Electric (road vehicles other than vans, cars and motorbikes) | Osbaldwick | OSBALDWICK | 3 | 5 | 8 | 12 | 19 | 29 | 44 | 67 | 101 | 135 | 178 | 234 | 305 | 394 | 504 | 613 | 724 | 834 | 944 | 1048 | 1146 | 1232 | 1289 | 1283 | 1266 | 1244 | 1219 | 1193 | 1165 | 1136 | NPgN | GSP | NG FES - System Transformation | Pure Electric (road vehicles other than vans, cars and motorbikes)
NG FES - System Transformation | Lct_BB003 | Number of | NPgN | POPP_3 | Pure Electric (road vehicles other than vans, cars and motorbikes) | Poppleton | POPPLETON | 0 | 1 | 1 | 1 | 3 | 4 | 6 | 9 | 14 | 19 | 26 | 35 | 46 | 61 | 80 | 100 | 120 | 138 | 157 | 176 | 193 | 208 | 218 | 217 | 213 | 210 | 205 | 202 | 197 | 192 | NPgN | GSP | NG FES - System Transformation | Pure Electric (road vehicles other than vans, cars and motorbikes)
NG FES - System Transformation | Lct_BB003 | Number of | NPgN | SALH_1 | Pure Electric (road vehicles other than vans, cars and motorbikes) | Saltholme | SALTHOLME | 0 | 0 | 0 | 0 | 0 | 0 | 0 | 0 | 0 | 0 | 0 | 0 | 0 | 0 | 0 | 0 | 0 | 0 | 0 | 0 | 0 | 0 | 0 | 0 | 0 | 0 | 0 | 0 | 0 | 0 | NPgN | GSP | NG FES - System Transformation | Pure Electric (road vehicles other than vans, cars and motorbikes)
NG FES - System Transformation | Lct_BB003 | Number of | NPgN | SSHI_3 | Pure Electric (road vehicles other than vans, cars and motorbikes) | South Shields | SOUTH SHIELDS | 4 | 6 | 9 | 14 | 22 | 32 | 48 | 71 | 105 | 135 | 173 | 218 | 274 | 336 | 411 | 475 | 544 | 614 | 684 | 751 | 814 | 869 | 905 | 904 | 895 | 878 | 859 | 839 | 816 | 792 | NPgN | GSP | NG FES - System Transformation | Pure Electric (road vehicles other than vans, cars and motorbikes)
NG FES - System Transformation | Lct_BB003 | Number of | NPgN | KIELD01 and SPAD20 | Pure Electric (road vehicles other than vans, cars and motorbikes) | 0 | SPADEADAM | 0 | 0 | 0 | 0 | 0 | 0 | 0 | 0 | 1 | 1 | 2 | 2 | 3 | 5 | 7 | 9 | 11 | 13 | 16 | 18 | 19 | 21 | 22 | 22 | 22 | 21 | 21 | 20 | 20 | 20 | NPgN | GSP | NG FES - System Transformation | Pure Electric (road vehicles other than vans, cars and motorbikes)
NG FES - System Transformation | Lct_BB003 | Number of | NPgN | SPEN_1 | Pure Electric (road vehicles other than vans, cars and motorbikes) | Spennymoor | SPENNYMOOR | 1 | 3 | 4 | 6 | 10 | 16 | 25 | 40 | 63 | 89 | 124 | 174 | 240 | 329 | 444 | 569 | 691 | 812 | 929 | 1042 | 1148 | 1241 | 1303 | 1292 | 1272 | 1252 | 1229 | 1204 | 1179 | 1154 | NPgN | GSP | NG FES - System Transformation | Pure Electric (road vehicles other than vans, cars and motorbikes)
NG FES - System Transformation | Lct_BB003 | Number of | NPgN | STEN_1 | Pure Electric (road vehicles other than vans, cars and motorbikes) | Stella North | STELLA NORTH | 6 | 10 | 16 | 23 | 35 | 53 | 79 | 118 | 177 | 229 | 298 | 382 | 486 | 609 | 758 | 894 | 1038 | 1182 | 1326 | 1464 | 1592 | 1705 | 1779 | 1774 | 1754 | 1722 | 1686 | 1647 | 1605 | 1562 | NPgN | GSP | NG FES - System Transformation | Pure Electric (road vehicles other than vans, cars and motorbikes)
NG FES - System Transformation | Lct_BB003 | Number of | NPgN | STES_1 | Pure Electric (road vehicles other than vans, cars and motorbikes) | Stella South | STELLA SOUTH | 2 | 5 | 6 | 11 | 17 | 25 | 41 | 63 | 98 | 135 | 185 | 253 | 344 | 463 | 616 | 777 | 937 | 1095 | 1250 | 1399 | 1538 | 1660 | 1741 | 1728 | 1703 | 1675 | 1644 | 1609 | 1575 | 1539 | NPgN | GSP | NG FES - System Transformation | Pure Electric (road vehicles other than vans, cars and motorbikes)
NG FES - System Transformation | Lct_BB003 | Number of | NPgN | TYNE_1 | Pure Electric (road vehicles other than vans, cars and motorbikes) | Tynemouth 1 | TYNEMOUTH | 1 | 1 | 2 | 4 | 6 | 9 | 14 | 22 | 34 | 46 | 63 | 86 | 118 | 158 | 210 | 266 | 320 | 374 | 426 | 478 | 525 | 567 | 594 | 590 | 581 | 571 | 561 | 549 | 537 | 525 | NPgN | GSP | NG FES - System Transformation | Pure Electric (road vehicles other than vans, cars and motorbikes)
NG FES - System Transformation | Lct_BB003 | Number of | NPgN | WBOL_6 | Pure Electric (road vehicles other than vans, cars and motorbikes) | West Boldon | WEST BOLDON | 5 | 10 | 15 | 23 | 35 | 53 | 81 | 123 | 186 | 247 | 325 | 427 | 556 | 717 | 915 | 1110 | 1310 | 1509 | 1705 | 1894 | 2070 | 2224 | 2326 | 2316 | 2286 | 2247 | 2201 | 2153 | 2102 | 2049 | NPgN | GSP | NG FES - System Transformation | Pure Electric (road vehicles other than vans, cars and motorbikes)
NG FES - System Transformation | Lct_BB003 | Number of | NPgN | BRAW_1 | Pure Electric (road vehicles other than vans, cars and motorbikes) | Bradford West | BRADFORD WEST | 13 | 22 | 32 | 44 | 61 | 83 | 114 | 155 | 209 | 275 | 358 | 464 | 597 | 757 | 952 | 1137 | 1329 | 1522 | 1713 | 1896 | 2066 | 2217 | 2316 | 2307 | 2279 | 2239 | 2194 | 2144 | 2091 | 2035 | NPgY | GSP | NG FES - System Transformation | Pure Electric (road vehicles other than vans, cars and motorbikes)
NG FES - System Transformation | Lct_BB003 | Number of | NPgN | CAMB_01 | Pure Electric (road vehicles other than vans, cars and motorbikes) | Camblesforth | CAMBLESFORTH | 0 | 0 | 1 | 1 | 2 | 3 | 5 | 8 | 12 | 18 | 26 | 39 | 57 | 81 | 114 | 152 | 188 | 223 | 257 | 290 | 321 | 348 | 366 | 362 | 356 | 351 | 344 | 338 | 331 | 325 | NPgY | GSP | NG FES - System Transformation | Pure Electric (road vehicles other than vans, cars and motorbikes)
NG FES - System Transformation | Lct_BB003 | Number of | NPgN | CREB_1 | Pure Electric (road vehicles other than vans, cars and motorbikes) | Creyke Beck | CREYKE BECK | 9 | 16 | 22 | 32 | 44 | 62 | 86 | 118 | 164 | 220 | 293 | 391 | 518 | 678 | 880 | 1084 | 1290 | 1496 | 1697 | 1889 | 2071 | 2229 | 2335 | 2321 | 2289 | 2250 | 2206 | 2159 | 2110 | 2059 | NPgY | GSP | NG FES - System Transformation | Pure Electric (road vehicles other than vans, cars and motorbikes)
NG FES - System Transformation | Lct_BB003 | Number of | NPgN | DRAX_YEDL | Pure Electric (road vehicles other than vans, cars and motorbikes) | Drax | DRAX | 1 | 2 | 2 | 4 | 5 | 8 | 11 | 17 | 25 | 36 | 50 | 71 | 102 | 142 | 194 | 252 | 307 | 363 | 417 | 468 | 517 | 559 | 588 | 582 | 574 | 565 | 555 | 543 | 532 | 521 | NPgY | GSP | NG FES - System Transformation | Pure Electric (road vehicles other than vans, cars and motorbikes)
NG FES - System Transformation | Lct_BB003 | Number of | NPgN | ELLA_1 | Pure Electric (road vehicles other than vans, cars and motorbikes) | Elland | ELLAND | 33 | 56 | 78 | 109 | 148 | 202 | 273 | 367 | 491 | 635 | 815 | 1036 | 1305 | 1618 | 1985 | 2310 | 2657 | 3012 | 3363 | 3700 | 4013 | 4292 | 4472 | 4463 | 4417 | 4336 | 4243 | 4143 | 4034 | 3919 | NPgY | GSP | NG FES - System Transformation | Pure Electric (road vehicles other than vans, cars and motorbikes)
NG FES - System Transformation | Lct_BB003 | Number of | NPgN | FERRA2 | Pure Electric (road vehicles other than vans, cars and motorbikes) | Ferrybridge A | FERRYBRIDGE A | 2 | 2 | 3 | 5 | 7 | 10 | 16 | 24 | 35 | 51 | 74 | 107 | 153 | 215 | 298 | 390 | 479 | 566 | 652 | 734 | 810 | 878 | 923 | 914 | 899 | 885 | 869 | 852 | 835 | 818 | NPgY | GSP | NG FES - System Transformation | Pure Electric (road vehicles other than vans, cars and motorbikes)
NG FES - System Transformation | Lct_BB003 | Number of | NPgN | FERRB9 | Pure Electric (road vehicles other than vans, cars and motorbikes) | Ferrybridge B (_M) | FERRYBRIDGE B | 4 | 7 | 11 | 17 | 25 | 35 | 52 | 75 | 110 | 154 | 217 | 305 | 425 | 586 | 796 | 1023 | 1248 | 1467 | 1682 | 1888 | 2082 | 2250 | 2363 | 2342 | 2307 | 2270 | 2229 | 2184 | 2139 | 2092 | NPgY | GSP | NG FES - System Transformation | Pure Electric (road vehicles other than vans, cars and motorbikes)
NG FES - System Transformation | Lct_BB003 | Number of | NPgN | GRIW_1 | Pure Electric (road vehicles other than vans, cars and motorbikes) | Grimsby West | GRIMSBY WEST | 2 | 4 | 6 | 9 | 14 | 21 | 32 | 47 | 69 | 100 | 142 | 203 | 288 | 403 | 553 | 719 | 882 | 1041 | 1196 | 1345 | 1485 | 1606 | 1688 | 1673 | 1646 | 1621 | 1592 | 1559 | 1528 | 1497 | NPgY | GSP | NG FES - System Transformation | Pure Electric (road vehicles other than vans, cars and motorbikes)
NG FES - System Transformation | Lct_BB003 | Number of | NPgN | JORD_3 | Pure Electric (road vehicles other than vans, cars and motorbikes) | Jordanthorpe | JORDANTHORPE | 0 | 0 | 0 | 0 | 0 | 0 | 0 | 0 | 0 | 0 | 1 | 1 | 2 | 2 | 3 | 4 | 5 | 6 | 7 | 8 | 9 | 9 | 10 | 10 | 10 | 9 | 9 | 9 | 9 | 9 | NPgY | GSP | NG FES - System Transformation | Pure Electric (road vehicles other than vans, cars and motorbikes)
NG FES - System Transformation | Lct_BB003 | Number of | NPgN | KEAD_YEDL | Pure Electric (road vehicles other than vans, cars and motorbikes) | Keadby | KEADBY | 4 | 6 | 9 | 12 | 18 | 26 | 39 | 55 | 79 | 111 | 154 | 214 | 296 | 404 | 545 | 695 | 845 | 992 | 1135 | 1273 | 1402 | 1514 | 1590 | 1578 | 1553 | 1528 | 1500 | 1470 | 1438 | 1407 | NPgY | GSP | NG FES - System Transformation | Pure Electric (road vehicles other than vans, cars and motorbikes)
NG FES - System Transformation | Lct_BB003 | Number of | NPgN | KIRKB1 | Pure Electric (road vehicles other than vans, cars and motorbikes) | Kirkstall B | KIRKSTALL B | 12 | 19 | 26 | 37 | 51 | 70 | 95 | 129 | 175 | 228 | 296 | 381 | 488 | 615 | 768 | 911 | 1060 | 1211 | 1360 | 1504 | 1636 | 1755 | 1831 | 1826 | 1804 | 1772 | 1735 | 1696 | 1653 | 1609 | NPgY | GSP | NG FES - System Transformation | Pure Electric (road vehicles other than vans, cars and motorbikes)
NG FES - System Transformation | Lct_BB003 | Number of | NPgN | NEEP_3 | Pure Electric (road vehicles other than vans, cars and motorbikes) | Neepsend | NEEPSEND | 0 | 0 | 1 | 1 | 2 | 2 | 3 | 4 | 6 | 9 | 12 | 16 | 23 | 31 | 41 | 53 | 64 | 75 | 86 | 96 | 106 | 114 | 120 | 119 | 117 | 115 | 113 | 110 | 109 | 106 | NPgY | GSP | NG FES - System Transformation | Pure Electric (road vehicles other than vans, cars and motorbikes)
NG FES - System Transformation | Lct_BB003 | Number of | NPgN | NORL_3 | Pure Electric (road vehicles other than vans, cars and motorbikes) | Norton Lees | NORTON LEES | 5 | 8 | 11 | 15 | 21 | 28 | 38 | 50 | 67 | 85 | 107 | 135 | 166 | 200 | 239 | 269 | 304 | 340 | 376 | 411 | 442 | 471 | 489 | 489 | 485 | 476 | 465 | 453 | 440 | 426 | NPgY | GSP | NG FES - System Transformation | Pure Electric (road vehicles other than vans, cars and motorbikes)
NG FES - System Transformation | Lct_BB003 | Number of | NPgN | PITS_BB_B | Pure Electric (road vehicles other than vans, cars and motorbikes) | Pitsmoor | PITSMOOR 3/4 | 0 | 0 | 0 | 0 | 0 | 1 | 1 | 1 | 2 | 3 | 5 | 7 | 11 | 15 | 21 | 28 | 35 | 41 | 48 | 54 | 59 | 64 | 68 | 67 | 66 | 65 | 64 | 63 | 61 | 60 | NPgY | GSP | NG FES - System Transformation | Pure Electric (road vehicles other than vans, cars and motorbikes)
NG FES - System Transformation | Lct_BB003 | Number of | NPgN | SALT_1 | Pure Electric (road vehicles other than vans, cars and motorbikes) | Saltend North | SALTEND NORTH | 1 | 1 | 3 | 3 | 5 | 8 | 11 | 16 | 22 | 32 | 45 | 63 | 87 | 120 | 163 | 209 | 255 | 300 | 344 | 386 | 425 | 460 | 483 | 479 | 471 | 464 | 455 | 447 | 437 | 428 | NPgY | GSP | NG FES - System Transformation | Pure Electric (road vehicles other than vans, cars and motorbikes)
NG FES - System Transformation | Lct_BB003 | Number of | NPgN | SHEC_3 | Pure Electric (road vehicles other than vans, cars and motorbikes) | Sheffield City | SHEFFIELD CITY | 0 | 0 | 0 | 0 | 1 | 1 | 2 | 3 | 5 | 7 | 10 | 15 | 23 | 32 | 45 | 60 | 75 | 89 | 102 | 115 | 127 | 138 | 145 | 144 | 141 | 139 | 137 | 134 | 132 | 129 | NPgY | GSP | NG FES - System Transformation | Pure Electric (road vehicles other than vans, cars and motorbikes)
NG FES - System Transformation | Lct_BB003 | Number of | NPgN | SKLGB1 | Pure Electric (road vehicles other than vans, cars and motorbikes) | Skelton Grange | SKELTON GRANGE | 7 | 13 | 19 | 27 | 40 | 58 | 84 | 120 | 173 | 243 | 340 | 475 | 661 | 907 | 1226 | 1571 | 1911 | 2245 | 2571 | 2884 | 3178 | 3436 | 3607 | 3577 | 3522 | 3466 | 3402 | 3334 | 3263 | 3193 | NPgY | GSP | NG FES - System Transformation | Pure Electric (road vehicles other than vans, cars and motorbikes)
NG FES - System Transformation | Lct_BB003 | Number of | NPgN | TEMP_3 | Pure Electric (road vehicles other than vans, cars and motorbikes) | Templeborough | TEMPLEBOROUGH 275/33KV | 0 | 0 | 0 | 0 | 0 | 0 | 1 | 1 | 1 | 2 | 3 | 4 | 6 | 9 | 12 | 16 | 20 | 24 | 28 | 31 | 34 | 37 | 39 | 39 | 38 | 38 | 37 | 36 | 36 | 35 | NPgY | GSP | NG FES - System Transformation | Pure Electric (road vehicles other than vans, cars and motorbikes)
NG FES - System Transformation | Lct_BB003 | Number of | NPgN | THUR_6 | Pure Electric (road vehicles other than vans, cars and motorbikes) | Thurcroft | THURCROFT | 2 | 3 | 5 | 8 | 12 | 17 | 24 | 36 | 53 | 75 | 106 | 150 | 211 | 294 | 401 | 519 | 634 | 747 | 857 | 963 | 1063 | 1149 | 1207 | 1197 | 1178 | 1159 | 1139 | 1115 | 1093 | 1069 | NPgY | GSP | NG FES - System Transformation | Pure Electric (road vehicles other than vans, cars and motorbikes)
NG FES - System Transformation | Lct_BB003 | Number of | NPgN | WMEL_THOM | Pure Electric (road vehicles other than vans, cars and motorbikes) | Thorpe Marsh | WEST MELTON / THORPE MARSH | 4 | 6 | 8 | 14 | 20 | 31 | 46 | 68 | 101 | 146 | 210 | 300 | 427 | 599 | 825 | 1074 | 1319 | 1558 | 1790 | 2014 | 2224 | 2407 | 2529 | 2506 | 2466 | 2428 | 2384 | 2337 | 2289 | 2242 | NPgY | GSP | NG FES - System Transformation | Pure Electric (road vehicles other than vans, cars and motorbikes)
NG FES - System Transformation | Lct_BB003 | Number of | NPgN | WMEL_BB3 | Pure Electric (road vehicles other than vans, cars and motorbikes) | West Melton | WEST MELTON SECTION 3 | 9 | 15 | 21 | 30 | 42 | 58 | 80 | 111 | 152 | 204 | 272 | 360 | 475 | 619 | 800 | 981 | 1164 | 1347 | 1527 | 1699 | 1860 | 2002 | 2096 | 2084 | 2056 | 2022 | 1982 | 1938 | 1894 | 1848 | NPgY | GSP | NG FES - System Transformation | Pure Electric (road vehicles other than vans, cars and motorbikes)
NG FES - System Transformation | Lct_BB003 | Number of | NPgN | WIBA_3 | Pure Electric (road vehicles other than vans, cars and motorbikes) | Wincobank | WINCOBANK | 0 | 0 | 0 | 0 | 1 | 1 | 2 | 2 | 4 | 6 | 8 | 12 | 18 | 26 | 36 | 48 | 59 | 70 | 81 | 91 | 101 | 110 | 115 | 114 | 112 | 111 | 109 | 107 | 104 | 102 | NPgY | GSP | NG FES - System Transformation | Pure Electric (road vehicles other than vans, cars and motorbikes)
NG FES - Consumer Transformation | Gen_BB001_NPgAggregate | MW | NPgN | BLYTB1 | Total installed renewable generation capacity (MW) | Blyth 66kV | BLYTH 66kV | 138.1 | 157.923 | 163.485 | 176.157 | 193.503 | 212.392 | 232.024 | 254.229 | 277.627 | 304.125 | 331.988 | 360.286 | 389.625 | 420.951 | 454.351 | 489.173 | 525.013 | 562.73 | 602.667 | 643.145 | 682.909 | 723.009 | 763.295 | 798.425 | 833.208 | 852.581 | 862.015 | 871.448 | 880.557 | 888.258 | NPgN | GSP | NG FES - Consumer Transformation | Total installed renewable generation capacity (MW)
NG FES - Consumer Transformation | Gen_BB001_NPgAggregate | MW | NPgN | BLYTH132 | Total installed renewable generation capacity (MW) | Blyth 132kV | BLYTH 132kV | 492.951 | 511.263 | 513.429 | 518.007 | 524.033 | 530.381 | 536.904 | 544.412 | 552.593 | 562.393 | 566.621 | 559.845 | 552.825 | 547.119 | 540.187 | 532.84 | 524.376 | 516.375 | 509.141 | 503.34 | 497.364 | 491.449 | 485.562 | 477.991 | 470.332 | 459.201 | 445.827 | 432.443 | 418.976 | 422.883 | NPgN | GSP | NG FES - Consumer Transformation | Total installed renewable generation capacity (MW)
NG FES - Consumer Transformation | Gen_BB001_NPgAggregate | MW | NPgN | FOUR_1 | Total installed renewable generation capacity (MW) | Fourstones | FOURSTONES | 91.399 | 92.367 | 92.624 | 92.993 | 93.673 | 94.324 | 94.979 | 95.661 | 96.372 | 97.148 | 97.998 | 98.872 | 99.718 | 100.617 | 101.406 | 102.125 | 102.755 | 103.406 | 104.077 | 104.847 | 105.617 | 106.386 | 107.156 | 107.895 | 108.634 | 109.373 | 110.112 | 110.851 | 111.59 | 112.33 | NPgN | GSP | NG FES - Consumer Transformation | Total installed renewable generation capacity (MW)
NG FES - Consumer Transformation | Gen_BB001_NPgAggregate | MW | NPgN | HARM_6 | Total installed renewable generation capacity (MW) | Hart Moor | HARTMOOR | 55.245 | 60.467 | 61.566 | 63.303 | 66.285 | 69.289 | 72.309 | 75.508 | 78.856 | 82.548 | 86.575 | 90.71 | 94.722 | 99.041 | 102.891 | 106.558 | 109.838 | 113.166 | 116.621 | 120.568 | 124.494 | 128.424 | 132.353 | 136.01 | 139.656 | 142.967 | 146.059 | 149.149 | 152.229 | 155.242 | NPgN | GSP | NG FES - Consumer Transformation | Total installed renewable generation capacity (MW)
NG FES - Consumer Transformation | Gen_BB001_NPgAggregate | MW | NPgN | HAWP_6 | Total installed renewable generation capacity (MW) | Hawthorn Pit | HAWTHORN PIT GRID | 38.658 | 44.86 | 46.386 | 49.015 | 53.415 | 57.873 | 62.391 | 67.235 | 72.284 | 77.835 | 83.846 | 90.035 | 96.18 | 102.733 | 109.013 | 115.268 | 121.252 | 127.374 | 133.75 | 140.63 | 147.445 | 154.283 | 161.134 | 167.398 | 173.628 | 178.539 | 182.598 | 186.655 | 190.68 | 194.455 | NPgN | GSP | NG FES - Consumer Transformation | Total installed renewable generation capacity (MW)
NG FES - Consumer Transformation | Gen_BB001_NPgAggregate | MW | NPgN | KNARE_111 | Total installed renewable generation capacity (MW) | Knaresborough | KNARESBOROUGH | 38.594 | 58.184 | 60.823 | 65.016 | 71.67 | 78.415 | 85.166 | 92.452 | 100.27 | 109.298 | 119.231 | 129.491 | 139.118 | 149.898 | 158.447 | 166.069 | 171.916 | 177.791 | 184.018 | 192.15 | 200.264 | 208.36 | 216.441 | 223.823 | 231.193 | 238.552 | 245.899 | 253.235 | 260.56 | 267.897 | NPgN | GSP | NG FES - Consumer Transformation | Total installed renewable generation capacity (MW)
NG FES - Consumer Transformation | Gen_BB001_NPgAggregate | MW | NPgN | LACK_6 | Total installed renewable generation capacity (MW) | Lackenby | LACKENBY | 91.052 | 98.231 | 100.439 | 104.206 | 110.48 | 116.982 | 123.58 | 130.616 | 137.907 | 145.831 | 154.389 | 163.178 | 171.978 | 181.261 | 190.386 | 199.537 | 208.48 | 217.658 | 227.191 | 237.277 | 247.264 | 257.292 | 267.339 | 276.577 | 285.766 | 292.942 | 298.818 | 304.691 | 310.519 | 315.982 | NPgN | GSP | NG FES - Consumer Transformation | Total installed renewable generation capacity (MW)
NG FES - Consumer Transformation | Gen_BB001_NPgAggregate | MW | NPgN | NORT_1 | Total installed renewable generation capacity (MW) | Norton | NORTON | 162.248 | 204.708 | 211.366 | 222.458 | 240.186 | 258.13 | 276.206 | 295.772 | 316.589 | 340.315 | 366.281 | 393.154 | 418.945 | 447.348 | 471.675 | 494.401 | 513.78 | 533.527 | 554.337 | 579.064 | 603.635 | 628.228 | 652.816 | 675.164 | 697.429 | 717.11 | 735.114 | 753.096 | 770.999 | 788.396 | NPgN | GSP | NG FES - Consumer Transformation | Total installed renewable generation capacity (MW)
NG FES - Consumer Transformation | Gen_BB001_NPgAggregate | MW | NPgN | OFFE_3 | Total installed renewable generation capacity (MW) | Offerton | OFFERTON | 5.359 | 6.495 | 7.123 | 8.097 | 9.943 | 11.776 | 13.628 | 15.546 | 17.496 | 19.529 | 21.719 | 23.945 | 26.193 | 28.496 | 30.841 | 33.222 | 35.619 | 38.06 | 40.558 | 43.133 | 45.69 | 48.255 | 50.825 | 53.261 | 55.689 | 57.732 | 59.526 | 61.32 | 63.105 | 64.818 | NPgN | GSP | NG FES - Consumer Transformation | Total installed renewable generation capacity (MW)
NG FES - Consumer Transformation | Gen_BB001_NPgAggregate | MW | NPgN | OSBA_1 | Total installed renewable generation capacity (MW) | Osbaldwick | OSBALDWICK | 29.716 | 80.462 | 86.8 | 98.95 | 116.145 | 133.994 | 152.152 | 172.568 | 194.657 | 220.721 | 249.191 | 278.97 | 307.749 | 339.931 | 367.965 | 394.557 | 417.591 | 441.42 | 466.937 | 496.757 | 526.237 | 555.813 | 585.423 | 611.339 | 637.081 | 656.457 | 671.716 | 686.945 | 702.012 | 715.876 | NPgN | GSP | NG FES - Consumer Transformation | Total installed renewable generation capacity (MW)
NG FES - Consumer Transformation | Gen_BB001_NPgAggregate | MW | NPgN | POPP_3 | Total installed renewable generation capacity (MW) | Poppleton | POPPLETON | 8.962 | 10.658 | 11.136 | 11.824 | 13.138 | 14.436 | 15.732 | 17.067 | 18.439 | 19.897 | 21.483 | 23.091 | 24.652 | 26.298 | 27.783 | 29.213 | 30.514 | 31.809 | 33.127 | 34.621 | 36.112 | 37.603 | 39.092 | 40.528 | 41.964 | 43.399 | 44.833 | 46.266 | 47.698 | 49.129 | NPgN | GSP | NG FES - Consumer Transformation | Total installed renewable generation capacity (MW)
NG FES - Consumer Transformation | Gen_BB001_NPgAggregate | MW | NPgN | SALH_1 | Total installed renewable generation capacity (MW) | Saltholme | SALTHOLME | 49.215 | 49.592 | 49.638 | 49.724 | 49.843 | 49.965 | 50.089 | 50.229 | 50.382 | 50.565 | 49.935 | 47.822 | 45.7 | 43.603 | 41.467 | 39.311 | 37.123 | 34.944 | 32.776 | 30.642 | 28.506 | 26.371 | 24.235 | 22.077 | 19.917 | 17.725 | 15.513 | 13.3 | 11.086 | 11.192 | NPgN | GSP | NG FES - Consumer Transformation | Total installed renewable generation capacity (MW)
NG FES - Consumer Transformation | Gen_BB001_NPgAggregate | MW | NPgN | SSHI_3 | Total installed renewable generation capacity (MW) | South Shields | SOUTH SHIELDS | 3.903 | 4.525 | 5.042 | 5.809 | 7.278 | 8.771 | 10.276 | 11.818 | 13.376 | 14.974 | 16.695 | 18.436 | 20.199 | 21.984 | 23.817 | 25.678 | 27.567 | 29.487 | 31.44 | 33.437 | 35.423 | 37.414 | 39.408 | 41.326 | 43.238 | 44.908 | 46.421 | 47.935 | 49.443 | 50.905 | NPgN | GSP | NG FES - Consumer Transformation | Total installed renewable generation capacity (MW)
NG FES - Consumer Transformation | Gen_BB001_NPgAggregate | MW | NPgN | KIELD01 and SPAD20 | Total installed renewable generation capacity (MW) | 0 | SPADEADAM | 6.697 | 7.89 | 8.166 | 8.808 | 9.652 | 10.575 | 11.537 | 12.638 | 13.808 | 15.154 | 16.601 | 18.126 | 19.698 | 21.384 | 23.147 | 24.956 | 26.793 | 28.737 | 30.799 | 32.904 | 34.973 | 37.058 | 39.153 | 40.978 | 42.785 | 43.807 | 44.323 | 44.839 | 45.338 | 45.688 | NPgN | GSP | NG FES - Consumer Transformation | Total installed renewable generation capacity (MW)
NG FES - Consumer Transformation | Gen_BB001_NPgAggregate | MW | NPgN | SPEN_1 | Total installed renewable generation capacity (MW) | Spennymoor | SPENNYMOOR | 115.354 | 149.76 | 154.57 | 163.506 | 176.656 | 190.192 | 203.947 | 219.239 | 235.668 | 254.792 | 275.37 | 296.316 | 316.607 | 339.189 | 359.014 | 377.849 | 394.312 | 411.351 | 429.546 | 450.668 | 471.557 | 492.512 | 513.492 | 531.953 | 550.295 | 564.226 | 575.303 | 586.361 | 597.306 | 608.24 | NPgN | GSP | NG FES - Consumer Transformation | Total installed renewable generation capacity (MW)
NG FES - Consumer Transformation | Gen_BB001_NPgAggregate | MW | NPgN | STEN_1 | Total installed renewable generation capacity (MW) | Stella North | STELLA NORTH | 10.292 | 15.08 | 17.151 | 20.465 | 26.221 | 32.26 | 38.373 | 44.773 | 51.325 | 58.263 | 65.75 | 73.399 | 81.105 | 89.081 | 97.103 | 105.184 | 113.24 | 121.489 | 129.978 | 138.796 | 147.544 | 156.323 | 165.118 | 173.368 | 181.583 | 188.308 | 194.072 | 199.834 | 205.563 | 211.01 | NPgN | GSP | NG FES - Consumer Transformation | Total installed renewable generation capacity (MW)
NG FES - Consumer Transformation | Gen_BB001_NPgAggregate | MW | NPgN | STES_1 | Total installed renewable generation capacity (MW) | Stella South | STELLA SOUTH | 52.947 | 71.865 | 75.112 | 81.688 | 91.069 | 100.921 | 111.036 | 122.381 | 134.478 | 148.419 | 163.464 | 179.106 | 194.707 | 211.721 | 228.03 | 244.215 | 259.621 | 275.708 | 292.786 | 311.215 | 329.384 | 347.658 | 365.983 | 382.085 | 398.059 | 408.704 | 415.908 | 423.104 | 430.179 | 436.406 | NPgN | GSP | NG FES - Consumer Transformation | Total installed renewable generation capacity (MW)
NG FES - Consumer Transformation | Gen_BB001_NPgAggregate | MW | NPgN | TYNE_1 | Total installed renewable generation capacity (MW) | Tynemouth 1 | TYNEMOUTH | 10.277 | 12.645 | 14.299 | 16.891 | 21.638 | 26.546 | 31.502 | 36.636 | 41.842 | 47.247 | 53.06 | 58.956 | 64.932 | 71.044 | 77.342 | 83.812 | 90.386 | 97.058 | 103.88 | 110.876 | 117.818 | 124.785 | 131.766 | 138.373 | 144.954 | 150.409 | 155.137 | 159.866 | 164.57 | 169.062 | NPgN | GSP | NG FES - Consumer Transformation | Total installed renewable generation capacity (MW)
NG FES - Consumer Transformation | Gen_BB001_NPgAggregate | MW | NPgN | WBOL_6 | Total installed renewable generation capacity (MW) | West Boldon | WEST BOLDON | 29.032 | 32.911 | 35.12 | 38.464 | 44.805 | 51.187 | 57.614 | 64.24 | 70.97 | 77.964 | 85.509 | 93.156 | 100.832 | 108.71 | 116.604 | 124.588 | 132.544 | 140.595 | 148.808 | 157.366 | 165.873 | 174.402 | 182.942 | 191.092 | 199.219 | 206.315 | 212.746 | 219.175 | 225.582 | 231.794 | NPgN | GSP | NG FES - Consumer Transformation | Total installed renewable generation capacity (MW)
NG FES - Consumer Transformation | Gen_BB001_NPgAggregate | MW | NPgN | BRAW_1 | Total installed renewable generation capacity (MW) | Bradford West | BRADFORD WEST | 47.028 | 55.47 | 60.102 | 66.546 | 78.925 | 91.773 | 104.593 | 118.818 | 137.828 | 158.049 | 179.788 | 202.043 | 224.657 | 248.152 | 272.361 | 297.352 | 322.677 | 348.569 | 375.316 | 402.826 | 430.067 | 457.439 | 484.897 | 510.303 | 535.589 | 554.908 | 570.384 | 585.874 | 601.252 | 615.515 | NPgY | GSP | NG FES - Consumer Transformation | Total installed renewable generation capacity (MW)
NG FES - Consumer Transformation | Gen_BB001_NPgAggregate | MW | NPgN | CAMB_01 | Total installed renewable generation capacity (MW) | Camblesforth | CAMBLESFORTH | 123.08 | 124.302 | 124.842 | 125.589 | 127.007 | 128.415 | 129.826 | 131.356 | 133.247 | 135.277 | 137.475 | 139.735 | 142.002 | 144.367 | 146.693 | 148.985 | 151.229 | 153.549 | 155.948 | 158.468 | 160.971 | 163.483 | 166.002 | 168.364 | 170.719 | 172.674 | 174.373 | 176.073 | 177.768 | 179.389 | NPgY | GSP | NG FES - Consumer Transformation | Total installed renewable generation capacity (MW)
NG FES - Consumer Transformation | Gen_BB001_NPgAggregate | MW | NPgN | CREB_1 | Total installed renewable generation capacity (MW) | Creyke Beck | CREYKE BECK | 283.267 | 335.674 | 346.661 | 369.88 | 402.489 | 437.524 | 473.609 | 512.871 | 550.237 | 592.824 | 638.319 | 684.821 | 731.44 | 781.949 | 831.015 | 879.835 | 926.849 | 976.049 | 1028.127 | 1083.703 | 1138.519 | 1193.58 | 1248.817 | 1297.609 | 1346.032 | 1378.386 | 1400.375 | 1422.358 | 1443.998 | 1464.264 | NPgY | GSP | NG FES - Consumer Transformation | Total installed renewable generation capacity (MW)
NG FES - Consumer Transformation | Gen_BB001_NPgAggregate | MW | NPgN | DRAX_YEDL | Total installed renewable generation capacity (MW) | Drax | DRAX | 46.469 | 51.222 | 52.057 | 53.368 | 55.424 | 57.615 | 59.81 | 62.772 | 68.215 | 74.453 | 81.189 | 88.261 | 95.429 | 103.153 | 110.88 | 118.647 | 126.297 | 134.35 | 142.88 | 151.797 | 160.582 | 169.417 | 178.287 | 186.092 | 193.833 | 198.714 | 201.751 | 204.788 | 207.766 | 210.204 | NPgY | GSP | NG FES - Consumer Transformation | Total installed renewable generation capacity (MW)
NG FES - Consumer Transformation | Gen_BB001_NPgAggregate | MW | NPgN | ELLA_1 | Total installed renewable generation capacity (MW) | Elland | ELLAND | 69.162 | 76.461 | 79.828 | 84.558 | 93.927 | 103.402 | 112.846 | 122.983 | 135.369 | 148.435 | 162.516 | 176.844 | 191.228 | 206.17 | 221.114 | 236.369 | 251.526 | 266.865 | 282.608 | 299.095 | 315.455 | 331.861 | 348.298 | 363.723 | 379.09 | 391.831 | 402.881 | 413.932 | 424.929 | 435.431 | NPgY | GSP | NG FES - Consumer Transformation | Total installed renewable generation capacity (MW)
NG FES - Consumer Transformation | Gen_BB001_NPgAggregate | MW | NPgN | FERRA2 | Total installed renewable generation capacity (MW) | Ferrybridge A | FERRYBRIDGE A | 16.633 | 26.215 | 28.153 | 32.037 | 37.903 | 43.975 | 50.186 | 56.723 | 62.41 | 68.82 | 75.746 | 82.85 | 89.824 | 97.398 | 104.357 | 111.123 | 117.343 | 123.742 | 130.465 | 137.941 | 145.344 | 152.755 | 160.176 | 166.866 | 173.52 | 178.734 | 183.019 | 187.3 | 191.547 | 195.633 | NPgY | GSP | NG FES - Consumer Transformation | Total installed renewable generation capacity (MW)
NG FES - Consumer Transformation | Gen_BB001_NPgAggregate | MW | NPgN | FERRB9 | Total installed renewable generation capacity (MW) | Ferrybridge B (_M) | FERRYBRIDGE B | 90.184 | 113.837 | 118.265 | 127.16 | 140.261 | 154.015 | 168.082 | 183.102 | 196.901 | 212.602 | 229.592 | 247.1 | 264.29 | 283.038 | 300.221 | 316.867 | 332.112 | 347.877 | 364.506 | 383.021 | 401.34 | 419.682 | 438.055 | 454.5 | 470.848 | 483.335 | 493.327 | 503.31 | 513.203 | 522.602 | NPgY | GSP | NG FES - Consumer Transformation | Total installed renewable generation capacity (MW)
NG FES - Consumer Transformation | Gen_BB001_NPgAggregate | MW | NPgN | GRIW_1 | Total installed renewable generation capacity (MW) | Grimsby West | GRIMSBY WEST | 45.756 | 58.567 | 60.781 | 64.317 | 70.42 | 76.547 | 82.665 | 89.567 | 98.429 | 108.414 | 119.269 | 130.491 | 141.463 | 153.386 | 164.219 | 174.691 | 184.218 | 193.99 | 204.242 | 215.743 | 227.141 | 238.543 | 249.957 | 260.29 | 270.571 | 278.875 | 285.9 | 292.919 | 299.891 | 306.507 | NPgY | GSP | NG FES - Consumer Transformation | Total installed renewable generation capacity (MW)
NG FES - Consumer Transformation | Gen_BB001_NPgAggregate | MW | NPgN | JORD_3 | Total installed renewable generation capacity (MW) | Jordanthorpe | JORDANTHORPE | 3.459 | 4.67 | 5.273 | 6.256 | 8.018 | 9.831 | 11.663 | 13.585 | 15.574 | 17.669 | 19.923 | 22.219 | 24.539 | 26.941 | 29.391 | 31.913 | 34.453 | 37.033 | 39.684 | 42.427 | 45.146 | 47.874 | 50.609 | 53.164 | 55.707 | 57.743 | 59.453 | 61.163 | 62.862 | 64.466 | NPgY | GSP | NG FES - Consumer Transformation | Total installed renewable generation capacity (MW)
NG FES - Consumer Transformation | Gen_BB001_NPgAggregate | MW | NPgN | KEAD_YEDL | Total installed renewable generation capacity (MW) | Keadby | KEADBY | 322.065 | 383.552 | 389.277 | 399.854 | 415.27 | 430.152 | 445.101 | 464.229 | 493.704 | 529.35 | 568.282 | 609.248 | 648.941 | 693.592 | 732.253 | 768.017 | 798.582 | 831.042 | 866.155 | 907.027 | 947.378 | 987.747 | 1028.184 | 1063.028 | 1097.604 | 1121.918 | 1139.6 | 1157.248 | 1174.649 | 1190.391 | NPgY | GSP | NG FES - Consumer Transformation | Total installed renewable generation capacity (MW)
NG FES - Consumer Transformation | Gen_BB001_NPgAggregate | MW | NPgN | KIRKB1 | Total installed renewable generation capacity (MW) | Kirkstall B | KIRKSTALL B | 13.56 | 22.904 | 26.658 | 34.941 | 46.676 | 59.561 | 72.916 | 85.774 | 91.696 | 97.815 | 104.418 | 111.078 | 117.72 | 124.548 | 131.29 | 138.132 | 144.883 | 151.636 | 158.489 | 165.72 | 172.919 | 180.126 | 187.339 | 194.278 | 201.202 | 207.504 | 213.404 | 219.304 | 225.191 | 230.961 | NPgY | GSP | NG FES - Consumer Transformation | Total installed renewable generation capacity (MW)
NG FES - Consumer Transformation | Gen_BB001_NPgAggregate | MW | NPgN | NEEP_3 | Total installed renewable generation capacity (MW) | Neepsend | NEEPSEND | 6.201 | 7.058 | 7.853 | 8.96 | 11.147 | 13.431 | 15.712 | 18.116 | 20.924 | 23.821 | 26.93 | 30.076 | 33.269 | 36.527 | 39.911 | 43.428 | 47.021 | 50.649 | 54.35 | 58.137 | 61.894 | 65.666 | 69.445 | 73.027 | 76.596 | 79.556 | 82.125 | 84.693 | 87.25 | 89.692 | NPgY | GSP | NG FES - Consumer Transformation | Total installed renewable generation capacity (MW)
NG FES - Consumer Transformation | Gen_BB001_NPgAggregate | MW | NPgN | NORL_3 | Total installed renewable generation capacity (MW) | Norton Lees | NORTON LEES | 3.78 | 4.454 | 5.245 | 6.338 | 8.513 | 10.786 | 13.056 | 15.445 | 18.234 | 21.098 | 24.172 | 27.278 | 30.438 | 33.652 | 37.017 | 40.524 | 44.129 | 47.767 | 51.477 | 55.253 | 59.001 | 62.764 | 66.534 | 70.114 | 73.68 | 76.635 | 79.196 | 81.757 | 84.307 | 86.741 | NPgY | GSP | NG FES - Consumer Transformation | Total installed renewable generation capacity (MW)
NG FES - Consumer Transformation | Gen_BB001_NPgAggregate | MW | NPgN | PITS_BB_B | Total installed renewable generation capacity (MW) | Pitsmoor | PITSMOOR 3/4 | 1.073 | 1.362 | 1.699 | 2.165 | 3.063 | 4.031 | 4.998 | 6.016 | 7.203 | 8.422 | 9.73 | 11.052 | 12.397 | 13.765 | 15.197 | 16.689 | 18.223 | 19.771 | 21.349 | 22.956 | 24.551 | 26.152 | 27.756 | 29.279 | 30.797 | 32.054 | 33.144 | 34.234 | 35.319 | 36.355 | NPgY | GSP | NG FES - Consumer Transformation | Total installed renewable generation capacity (MW)
NG FES - Consumer Transformation | Gen_BB001_NPgAggregate | MW | NPgN | SALT_1 | Total installed renewable generation capacity (MW) | Saltend North | SALTEND NORTH | 60.204 | 60.742 | 61.414 | 62.296 | 64.08 | 65.878 | 67.676 | 69.865 | 73.499 | 77.433 | 81.65 | 86.018 | 90.542 | 95.234 | 100.277 | 105.506 | 110.941 | 116.608 | 122.517 | 128.439 | 134.283 | 140.169 | 146.079 | 151.439 | 156.763 | 160.326 | 162.754 | 165.186 | 167.583 | 169.649 | NPgY | GSP | NG FES - Consumer Transformation | Total installed renewable generation capacity (MW)
NG FES - Consumer Transformation | Gen_BB001_NPgAggregate | MW | NPgN | SHEC_3 | Total installed renewable generation capacity (MW) | Sheffield City | SHEFFIELD CITY | 1.475 | 1.866 | 2.282 | 2.858 | 3.974 | 5.168 | 6.361 | 7.616 | 9.082 | 10.591 | 12.21 | 13.846 | 15.51 | 17.204 | 18.972 | 20.813 | 22.7 | 24.605 | 26.548 | 28.53 | 30.497 | 32.472 | 34.45 | 36.327 | 38.198 | 39.748 | 41.092 | 42.437 | 43.775 | 45.053 | NPgY | GSP | NG FES - Consumer Transformation | Total installed renewable generation capacity (MW)
NG FES - Consumer Transformation | Gen_BB001_NPgAggregate | MW | NPgN | SKLGB1 | Total installed renewable generation capacity (MW) | Skelton Grange | SKELTON GRANGE | 39.341 | 58.447 | 66.28 | 82.079 | 105.786 | 131.538 | 158.031 | 184.075 | 200.154 | 216.876 | 234.906 | 253.154 | 271.418 | 290.238 | 308.977 | 328.038 | 346.947 | 365.966 | 385.352 | 405.686 | 425.905 | 446.161 | 466.444 | 485.781 | 505.064 | 521.989 | 537.391 | 552.794 | 568.149 | 583.057 | NPgY | GSP | NG FES - Consumer Transformation | Total installed renewable generation capacity (MW)
NG FES - Consumer Transformation | Gen_BB001_NPgAggregate | MW | NPgN | TEMP_3 | Total installed renewable generation capacity (MW) | Templeborough | TEMPLEBOROUGH 275/33KV | 0.368 | 0.872 | 1.042 | 1.441 | 1.98 | 2.575 | 3.194 | 3.789 | 4.025 | 4.275 | 4.546 | 4.822 | 5.097 | 5.383 | 5.658 | 5.931 | 6.192 | 6.458 | 6.73 | 7.023 | 7.314 | 7.605 | 7.896 | 8.172 | 8.446 | 8.688 | 8.908 | 9.129 | 9.348 | 9.562 | NPgY | GSP | NG FES - Consumer Transformation | Total installed renewable generation capacity (MW)
NG FES - Consumer Transformation | Gen_BB001_NPgAggregate | MW | NPgN | THUR_6 | Total installed renewable generation capacity (MW) | Thurcroft | THURCROFT | 62.85 | 79.903 | 82.523 | 87.204 | 95.006 | 102.584 | 110.216 | 118.682 | 128.345 | 139.397 | 151.446 | 163.956 | 176.104 | 189.449 | 201.291 | 212.617 | 222.663 | 232.974 | 243.852 | 256.312 | 268.656 | 280.995 | 293.345 | 304.421 | 315.438 | 324.305 | 331.782 | 339.25 | 346.665 | 353.666 | NPgY | GSP | NG FES - Consumer Transformation | Total installed renewable generation capacity (MW)
NG FES - Consumer Transformation | Gen_BB001_NPgAggregate | MW | NPgN | WMEL_THOM | Total installed renewable generation capacity (MW) | Thorpe Marsh | WEST MELTON / THORPE MARSH | 209.953 | 226.207 | 230.193 | 236.19 | 247.558 | 258.596 | 269.616 | 282.029 | 298.512 | 316.659 | 336.307 | 356.569 | 376.726 | 398.209 | 418.858 | 439.39 | 459.08 | 479.294 | 500.358 | 522.983 | 545.387 | 567.846 | 590.35 | 610.903 | 631.35 | 647.308 | 660.369 | 673.425 | 686.383 | 698.489 | NPgY | GSP | NG FES - Consumer Transformation | Total installed renewable generation capacity (MW)
NG FES - Consumer Transformation | Gen_BB001_NPgAggregate | MW | NPgN | WMEL_BB3 | Total installed renewable generation capacity (MW) | West Melton | WEST MELTON SECTION 3 | 85.562 | 103.979 | 108.088 | 115.117 | 127.166 | 139.193 | 151.327 | 164.476 | 178.95 | 194.98 | 212.368 | 230.301 | 247.999 | 266.987 | 284.803 | 302.336 | 318.8 | 335.653 | 353.229 | 372.452 | 391.501 | 410.576 | 429.679 | 447.122 | 464.478 | 478.4 | 490.102 | 501.797 | 513.413 | 524.375 | NPgY | GSP | NG FES - Consumer Transformation | Total installed renewable generation capacity (MW)
NG FES - Consumer Transformation | Gen_BB001_NPgAggregate | MW | NPgN | WIBA_3 | Total installed renewable generation capacity (MW) | Wincobank | WINCOBANK | 46.447 | 47.396 | 47.66 | 48.217 | 49.033 | 49.9 | 50.794 | 51.68 | 52.216 | 52.799 | 53.431 | 54.079 | 54.714 | 55.39 | 56.016 | 56.626 | 57.193 | 57.767 | 58.361 | 59.017 | 59.669 | 60.321 | 60.973 | 61.582 | 62.19 | 62.725 | 63.214 | 63.703 | 64.19 | 64.663 | NPgY | GSP | NG FES - Consumer Transformation | Total installed renewable generation capacity (MW)
NG FES - Falling Short | Gen_BB001_NPgAggregate | MW | NPgN | BLYTB1 | Total installed renewable generation capacity (MW) | Blyth 66kV | BLYTH 66kV | 138.1 | 155.015 | 155.763 | 156.999 | 158.284 | 160.048 | 162.104 | 164.354 | 166.766 | 171.107 | 177.954 | 185.785 | 193.581 | 200.337 | 206.509 | 212.514 | 217.491 | 222.475 | 227.948 | 233.077 | 238.71 | 244.343 | 249.976 | 255.61 | 261.245 | 266.88 | 272.516 | 278.153 | 283.79 | 289.428 | NPgN | GSP | NG FES - Falling Short | Total installed renewable generation capacity (MW)
NG FES - Falling Short | Gen_BB001_NPgAggregate | MW | NPgN | BLYTH132 | Total installed renewable generation capacity (MW) | Blyth 132kV | BLYTH 132kV | 492.948 | 510.045 | 510.412 | 511.007 | 511.681 | 512.498 | 513.663 | 515.02 | 516.684 | 519.141 | 522.605 | 526.69 | 530.693 | 535.217 | 538.578 | 541.472 | 542.557 | 543.643 | 545.635 | 547.032 | 549.32 | 551.602 | 553.878 | 556.148 | 558.412 | 560.67 | 562.922 | 565.168 | 567.408 | 569.642 | NPgN | GSP | NG FES - Falling Short | Total installed renewable generation capacity (MW)
NG FES - Falling Short | Gen_BB001_NPgAggregate | MW | NPgN | FOUR_1 | Total installed renewable generation capacity (MW) | Fourstones | FOURSTONES | 91.393 | 92.203 | 92.24 | 92.284 | 92.332 | 92.422 | 92.541 | 92.68 | 92.839 | 93.043 | 93.277 | 93.54 | 93.797 | 94.105 | 94.338 | 94.531 | 94.631 | 94.731 | 94.883 | 95.006 | 95.177 | 95.347 | 95.516 | 95.686 | 95.855 | 96.023 | 96.191 | 96.359 | 96.527 | 96.694 | NPgN | GSP | NG FES - Falling Short | Total installed renewable generation capacity (MW)
NG FES - Falling Short | Gen_BB001_NPgAggregate | MW | NPgN | HARM_6 | Total installed renewable generation capacity (MW) | Hart Moor | HARTMOOR | 55.239 | 59.758 | 59.911 | 60.112 | 60.334 | 60.734 | 61.266 | 61.886 | 62.59 | 63.523 | 64.644 | 65.908 | 67.148 | 68.595 | 69.718 | 70.714 | 71.203 | 71.692 | 72.433 | 73.007 | 73.83 | 74.652 | 75.471 | 76.289 | 77.104 | 77.918 | 78.73 | 79.54 | 80.348 | 81.155 | NPgN | GSP | NG FES - Falling Short | Total installed renewable generation capacity (MW)
NG FES - Falling Short | Gen_BB001_NPgAggregate | MW | NPgN | HAWP_6 | Total installed renewable generation capacity (MW) | Hawthorn Pit | HAWTHORN PIT GRID | 38.64 | 43.889 | 44.091 | 44.369 | 44.669 | 45.204 | 45.886 | 46.666 | 47.53 | 48.742 | 50.284 | 52.012 | 53.719 | 55.535 | 57.04 | 58.444 | 59.318 | 60.193 | 61.322 | 62.273 | 63.481 | 64.689 | 65.894 | 67.098 | 68.3 | 69.501 | 70.7 | 71.897 | 73.093 | 74.286 | NPgN | GSP | NG FES - Falling Short | Total installed renewable generation capacity (MW)
NG FES - Falling Short | Gen_BB001_NPgAggregate | MW | NPgN | KNARE_111 | Total installed renewable generation capacity (MW) | Knaresborough | KNARESBOROUGH | 38.583 | 56.457 | 56.876 | 57.452 | 58.119 | 59.151 | 60.634 | 62.39 | 64.5 | 67.24 | 70.562 | 74.411 | 78.162 | 82.908 | 86.302 | 89.152 | 89.902 | 90.652 | 92.453 | 93.561 | 95.703 | 97.838 | 99.964 | 102.082 | 104.192 | 106.293 | 108.387 | 110.472 | 112.549 | 114.618 | NPgN | GSP | NG FES - Falling Short | Total installed renewable generation capacity (MW)
NG FES - Falling Short | Gen_BB001_NPgAggregate | MW | NPgN | LACK_6 | Total installed renewable generation capacity (MW) | Lackenby | LACKENBY | 91.007 | 96.825 | 97.109 | 97.488 | 97.892 | 98.648 | 99.584 | 100.652 | 101.809 | 103.446 | 105.521 | 107.824 | 110.105 | 112.439 | 114.443 | 116.335 | 117.677 | 119.021 | 120.629 | 122.056 | 123.75 | 125.443 | 127.134 | 128.823 | 130.511 | 132.198 | 133.883 | 135.566 | 137.248 | 138.929 | NPgN | GSP | NG FES - Falling Short | Total installed renewable generation capacity (MW)
NG FES - Falling Short | Gen_BB001_NPgAggregate | MW | NPgN | NORT_1 | Total installed renewable generation capacity (MW) | Norton | NORTON | 162.23 | 200.478 | 201.488 | 202.891 | 204.48 | 206.989 | 210.469 | 214.552 | 219.363 | 225.8 | 233.808 | 243.021 | 252.034 | 262.844 | 270.881 | 277.817 | 280.419 | 283.022 | 287.787 | 291.124 | 296.591 | 302.042 | 307.477 | 312.896 | 318.3 | 323.687 | 329.058 | 334.413 | 339.752 | 345.074 | NPgN | GSP | NG FES - Falling Short | Total installed renewable generation capacity (MW)
NG FES - Falling Short | Gen_BB001_NPgAggregate | MW | NPgN | OFFE_3 | Total installed renewable generation capacity (MW) | Offerton | OFFERTON | 5.358 | 6.097 | 6.17 | 6.257 | 6.345 | 6.553 | 6.798 | 7.075 | 7.357 | 7.744 | 8.195 | 8.674 | 9.151 | 9.606 | 10.042 | 10.475 | 10.869 | 11.263 | 11.675 | 12.073 | 12.49 | 12.906 | 13.323 | 13.74 | 14.156 | 14.573 | 14.989 | 15.406 | 15.822 | 16.239 | NPgN | GSP | NG FES - Falling Short | Total installed renewable generation capacity (MW)
NG FES - Falling Short | Gen_BB001_NPgAggregate | MW | NPgN | OSBA_1 | Total installed renewable generation capacity (MW) | Osbaldwick | OSBALDWICK | 29.66 | 76.596 | 77.63 | 79.218 | 81.028 | 83.457 | 86.918 | 90.968 | 95.874 | 102.782 | 112.021 | 122.84 | 133.426 | 145.807 | 154.939 | 162.816 | 165.538 | 168.264 | 173.544 | 177.12 | 183.226 | 189.314 | 195.384 | 201.437 | 207.471 | 213.487 | 219.485 | 225.465 | 231.427 | 237.369 | NPgN | GSP | NG FES - Falling Short | Total installed renewable generation capacity (MW)
NG FES - Falling Short | Gen_BB001_NPgAggregate | MW | NPgN | POPP_3 | Total installed renewable generation capacity (MW) | Poppleton | POPPLETON | 8.962 | 10.338 | 10.399 | 10.472 | 10.552 | 10.723 | 10.944 | 11.199 | 11.48 | 11.838 | 12.237 | 12.673 | 13.103 | 13.604 | 14.01 | 14.386 | 14.602 | 14.818 | 15.111 | 15.35 | 15.667 | 15.983 | 16.299 | 16.614 | 16.928 | 17.241 | 17.554 | 17.867 | 18.179 | 18.49 | NPgN | GSP | NG FES - Falling Short | Total installed renewable generation capacity (MW)
NG FES - Falling Short | Gen_BB001_NPgAggregate | MW | NPgN | SALH_1 | Total installed renewable generation capacity (MW) | Saltholme | SALTHOLME | 49.215 | 49.565 | 49.574 | 49.586 | 49.6 | 49.618 | 49.644 | 49.675 | 49.714 | 49.767 | 49.837 | 49.919 | 49.999 | 50.097 | 50.166 | 50.22 | 50.236 | 50.251 | 50.287 | 50.311 | 50.354 | 50.398 | 50.441 | 50.484 | 50.527 | 50.569 | 50.612 | 50.654 | 50.697 | 50.739 | NPgN | GSP | NG FES - Falling Short | Total installed renewable generation capacity (MW)
NG FES - Falling Short | Gen_BB001_NPgAggregate | MW | NPgN | SSHI_3 | Total installed renewable generation capacity (MW) | South Shields | SOUTH SHIELDS | 3.903 | 4.194 | 4.252 | 4.318 | 4.383 | 4.553 | 4.749 | 4.971 | 5.193 | 5.491 | 5.825 | 6.17 | 6.516 | 6.838 | 7.16 | 7.482 | 7.804 | 8.126 | 8.448 | 8.77 | 9.092 | 9.415 | 9.737 | 10.06 | 10.382 | 10.705 | 11.027 | 11.35 | 11.673 | 11.996 | NPgN | GSP | NG FES - Falling Short | Total installed renewable generation capacity (MW)
NG FES - Falling Short | Gen_BB001_NPgAggregate | MW | NPgN | KIELD01 and SPAD20 | Total installed renewable generation capacity (MW) | 0 | SPADEADAM | 6.696 | 7.752 | 7.792 | 7.858 | 7.928 | 8.017 | 8.123 | 8.241 | 8.373 | 8.607 | 8.977 | 9.405 | 9.83 | 10.215 | 10.55 | 10.86 | 11.098 | 11.336 | 11.612 | 11.865 | 12.155 | 12.445 | 12.734 | 13.024 | 13.313 | 13.603 | 13.892 | 14.181 | 14.471 | 14.76 | NPgN | GSP | NG FES - Falling Short | Total installed renewable generation capacity (MW)
NG FES - Falling Short | Gen_BB001_NPgAggregate | MW | NPgN | SPEN_1 | Total installed renewable generation capacity (MW) | Spennymoor | SPENNYMOOR | 115.289 | 146.789 | 147.548 | 148.682 | 149.963 | 151.776 | 154.31 | 157.27 | 160.807 | 165.763 | 172.305 | 179.917 | 187.372 | 196.021 | 202.478 | 208.072 | 210.223 | 212.376 | 216.244 | 218.976 | 223.4 | 227.812 | 232.211 | 236.6 | 240.976 | 245.34 | 249.692 | 254.032 | 258.36 | 262.675 | NPgN | GSP | NG FES - Falling Short | Total installed renewable generation capacity (MW)
NG FES - Falling Short | Gen_BB001_NPgAggregate | MW | NPgN | STEN_1 | Total installed renewable generation capacity (MW) | Stella North | STELLA NORTH | 10.292 | 13.786 | 14.038 | 14.348 | 14.668 | 15.36 | 16.186 | 17.126 | 18.106 | 19.467 | 21.112 | 22.889 | 24.656 | 26.391 | 27.973 | 29.494 | 30.776 | 32.059 | 33.461 | 34.786 | 36.228 | 37.67 | 39.111 | 40.552 | 41.992 | 43.432 | 44.871 | 46.31 | 47.749 | 49.187 | NPgN | GSP | NG FES - Falling Short | Total installed renewable generation capacity (MW)
NG FES - Falling Short | Gen_BB001_NPgAggregate | MW | NPgN | STES_1 | Total installed renewable generation capacity (MW) | Stella South | STELLA SOUTH | 52.9 | 69.969 | 70.456 | 71.211 | 72.04 | 73.19 | 74.708 | 76.451 | 78.475 | 81.531 | 85.824 | 90.794 | 95.688 | 100.857 | 104.958 | 108.642 | 110.646 | 112.651 | 115.493 | 117.782 | 120.897 | 124.008 | 127.114 | 130.215 | 133.311 | 136.403 | 139.489 | 142.57 | 145.646 | 148.717 | NPgN | GSP | NG FES - Falling Short | Total installed renewable generation capacity (MW)
NG FES - Falling Short | Gen_BB001_NPgAggregate | MW | NPgN | TYNE_1 | Total installed renewable generation capacity (MW) | Tynemouth 1 | TYNEMOUTH | 10.277 | 11.581 | 11.768 | 11.99 | 12.215 | 12.762 | 13.397 | 14.11 | 14.828 | 15.818 | 16.978 | 18.198 | 19.419 | 20.544 | 21.663 | 22.811 | 23.89 | 24.972 | 26.071 | 27.145 | 28.248 | 29.351 | 30.455 | 31.558 | 32.661 | 33.765 | 34.869 | 35.972 | 37.076 | 38.18 | NPgN | GSP | NG FES - Falling Short | Total installed renewable generation capacity (MW)
NG FES - Falling Short | Gen_BB001_NPgAggregate | MW | NPgN | WBOL_6 | Total installed renewable generation capacity (MW) | West Boldon | WEST BOLDON | 29.032 | 31.478 | 31.735 | 32.034 | 32.343 | 33.086 | 33.969 | 34.971 | 36.001 | 37.382 | 38.959 | 40.626 | 42.288 | 43.93 | 45.474 | 47.002 | 48.326 | 49.653 | 51.068 | 52.413 | 53.855 | 55.296 | 56.737 | 58.178 | 59.618 | 61.057 | 62.497 | 63.935 | 65.373 | 66.811 | NPgN | GSP | NG FES - Falling Short | Total installed renewable generation capacity (MW)
NG FES - Falling Short | Gen_BB001_NPgAggregate | MW | NPgN | BRAW_1 | Total installed renewable generation capacity (MW) | Bradford West | BRADFORD WEST | 46.959 | 52.322 | 52.872 | 53.481 | 54.12 | 55.732 | 57.676 | 59.889 | 62.184 | 65.078 | 68.146 | 71.345 | 74.526 | 77.919 | 81.018 | 84.093 | 86.562 | 89.036 | 91.77 | 94.289 | 97.096 | 99.9 | 103.435 | 107.68 | 111.926 | 116.171 | 120.415 | 124.659 | 128.902 | 133.145 | NPgY | GSP | NG FES - Falling Short | Total installed renewable generation capacity (MW)
NG FES - Falling Short | Gen_BB001_NPgAggregate | MW | NPgN | CAMB_01 | Total installed renewable generation capacity (MW) | Camblesforth | CAMBLESFORTH | 123.06 | 123.914 | 123.982 | 124.058 | 124.14 | 124.322 | 124.547 | 124.806 | 125.085 | 125.437 | 125.82 | 126.231 | 126.636 | 127.094 | 127.478 | 127.828 | 128.076 | 128.324 | 128.626 | 128.895 | 129.214 | 129.533 | 129.903 | 130.323 | 130.743 | 131.162 | 131.581 | 132 | 132.419 | 132.837 | NPgY | GSP | NG FES - Falling Short | Total installed renewable generation capacity (MW)
NG FES - Falling Short | Gen_BB001_NPgAggregate | MW | NPgN | CREB_1 | Total installed renewable generation capacity (MW) | Creyke Beck | CREYKE BECK | 282.908 | 328.605 | 330.191 | 332.731 | 335.493 | 339.372 | 344.262 | 349.798 | 356.076 | 365.884 | 380.008 | 396.26 | 412.314 | 428.36 | 441.603 | 453.739 | 461.553 | 469.369 | 479.344 | 487.869 | 498.529 | 509.179 | 519.137 | 528.421 | 537.694 | 546.954 | 556.203 | 565.44 | 574.665 | 583.878 | NPgY | GSP | NG FES - Falling Short | Total installed renewable generation capacity (MW)
NG FES - Falling Short | Gen_BB001_NPgAggregate | MW | NPgN | DRAX_YEDL | Total installed renewable generation capacity (MW) | Drax | DRAX | 46.448 | 50.597 | 50.721 | 50.892 | 51.088 | 51.413 | 51.858 | 52.38 | 52.992 | 53.779 | 54.713 | 55.781 | 56.823 | 58.116 | 59.064 | 59.869 | 60.154 | 60.438 | 60.985 | 61.357 | 61.986 | 62.613 | 63.605 | 64.951 | 66.296 | 67.639 | 68.982 | 70.323 | 71.664 | 73.003 | NPgY | GSP | NG FES - Falling Short | Total installed renewable generation capacity (MW)
NG FES - Falling Short | Gen_BB001_NPgAggregate | MW | NPgN | ELLA_1 | Total installed renewable generation capacity (MW) | Elland | ELLAND | 69.097 | 74.109 | 74.513 | 74.97 | 75.456 | 76.665 | 78.147 | 79.842 | 81.623 | 83.863 | 86.245 | 88.75 | 91.236 | 93.965 | 96.385 | 98.742 | 100.504 | 102.269 | 104.298 | 106.12 | 108.225 | 110.328 | 112.766 | 115.528 | 118.289 | 121.049 | 123.807 | 126.563 | 129.318 | 132.072 | NPgY | GSP | NG FES - Falling Short | Total installed renewable generation capacity (MW)
NG FES - Falling Short | Gen_BB001_NPgAggregate | MW | NPgN | FERRA2 | Total installed renewable generation capacity (MW) | Ferrybridge A | FERRYBRIDGE A | 16.602 | 24.964 | 25.243 | 25.676 | 26.153 | 26.865 | 27.779 | 28.822 | 30.008 | 31.773 | 34.201 | 36.982 | 39.726 | 42.582 | 44.899 | 47.012 | 48.272 | 49.533 | 51.212 | 52.605 | 54.416 | 56.225 | 57.836 | 59.256 | 60.672 | 62.085 | 63.496 | 64.904 | 66.309 | 67.711 | NPgY | GSP | NG FES - Falling Short | Total installed renewable generation capacity (MW)
NG FES - Falling Short | Gen_BB001_NPgAggregate | MW | NPgN | FERRB9 | Total installed renewable generation capacity (MW) | Ferrybridge B (_M) | FERRYBRIDGE B | 90.149 | 110.967 | 111.618 | 112.635 | 113.764 | 115.414 | 117.562 | 120.023 | 122.853 | 127.026 | 132.75 | 139.333 | 145.816 | 152.7 | 158.185 | 163.128 | 165.886 | 168.645 | 172.484 | 175.589 | 179.767 | 183.94 | 187.764 | 191.25 | 194.728 | 198.199 | 201.663 | 205.12 | 208.569 | 212.011 | NPgY | GSP | NG FES - Falling Short | Total installed renewable generation capacity (MW)
NG FES - Falling Short | Gen_BB001_NPgAggregate | MW | NPgN | GRIW_1 | Total installed renewable generation capacity (MW) | Grimsby West | GRIMSBY WEST | 45.73 | 56.897 | 57.222 | 57.671 | 58.19 | 59.088 | 60.316 | 61.753 | 63.423 | 65.57 | 68.099 | 70.973 | 73.783 | 77.249 | 79.826 | 82.064 | 82.898 | 83.734 | 85.257 | 86.306 | 88.042 | 89.773 | 91.751 | 93.97 | 96.183 | 98.392 | 100.596 | 102.795 | 104.989 | 107.178 | NPgY | GSP | NG FES - Falling Short | Total installed renewable generation capacity (MW)
NG FES - Falling Short | Gen_BB001_NPgAggregate | MW | NPgN | JORD_3 | Total installed renewable generation capacity (MW) | Jordanthorpe | JORDANTHORPE | 3.458 | 4.293 | 4.365 | 4.457 | 4.551 | 4.758 | 5.004 | 5.281 | 5.567 | 5.965 | 6.447 | 6.965 | 7.481 | 7.977 | 8.441 | 8.904 | 9.298 | 9.693 | 10.117 | 10.517 | 10.949 | 11.381 | 11.817 | 12.257 | 12.697 | 13.137 | 13.577 | 14.017 | 14.457 | 14.896 | NPgY | GSP | NG FES - Falling Short | Total installed renewable generation capacity (MW)
NG FES - Falling Short | Gen_BB001_NPgAggregate | MW | NPgN | KEAD_YEDL | Total installed renewable generation capacity (MW) | Keadby | KEADBY | 321.948 | 378.814 | 379.877 | 381.575 | 383.636 | 386.259 | 390.254 | 395.034 | 401.072 | 408.946 | 418.874 | 430.664 | 442.095 | 457.036 | 467.14 | 475.192 | 476.029 | 476.853 | 481.327 | 483.393 | 489.02 | 494.62 | 501.502 | 509.63 | 517.734 | 525.812 | 533.866 | 541.896 | 549.901 | 557.88 | NPgY | GSP | NG FES - Falling Short | Total installed renewable generation capacity (MW)
NG FES - Falling Short | Gen_BB001_NPgAggregate | MW | NPgN | KIRKB1 | Total installed renewable generation capacity (MW) | Kirkstall B | KIRKSTALL B | 13.557 | 20.91 | 21.391 | 22.158 | 22.94 | 24.128 | 25.459 | 26.905 | 28.389 | 31.076 | 35.261 | 39.978 | 44.691 | 48.546 | 52.28 | 55.998 | 59.469 | 62.944 | 66.531 | 70.032 | 73.654 | 77.279 | 79.717 | 81.001 | 82.283 | 83.566 | 84.847 | 86.128 | 87.407 | 88.687 | NPgY | GSP | NG FES - Falling Short | Total installed renewable generation capacity (MW)
NG FES - Falling Short | Gen_BB001_NPgAggregate | MW | NPgN | NEEP_3 | Total installed renewable generation capacity (MW) | Neepsend | NEEPSEND | 6.2 | 6.544 | 6.633 | 6.727 | 6.823 | 7.095 | 7.415 | 7.776 | 8.138 | 8.598 | 9.075 | 9.558 | 10.042 | 10.516 | 10.994 | 11.489 | 11.959 | 12.43 | 12.905 | 13.37 | 13.845 | 14.32 | 14.858 | 15.458 | 16.058 | 16.658 | 17.258 | 17.858 | 18.458 | 19.058 | NPgY | GSP | NG FES - Falling Short | Total installed renewable generation capacity (MW)
NG FES - Falling Short | Gen_BB001_NPgAggregate | MW | NPgN | NORL_3 | Total installed renewable generation capacity (MW) | Norton Lees | NORTON LEES | 3.779 | 3.943 | 4.031 | 4.121 | 4.212 | 4.481 | 4.792 | 5.145 | 5.493 | 5.936 | 6.39 | 6.844 | 7.299 | 7.735 | 8.188 | 8.665 | 9.139 | 9.615 | 10.083 | 10.548 | 11.013 | 11.478 | 12.006 | 12.596 | 13.186 | 13.777 | 14.368 | 14.959 | 15.55 | 16.141 | NPgY | GSP | NG FES - Falling Short | Total installed renewable generation capacity (MW)
NG FES - Falling Short | Gen_BB001_NPgAggregate | MW | NPgN | PITS_BB_B | Total installed renewable generation capacity (MW) | Pitsmoor | PITSMOOR 3/4 | 1.073 | 1.143 | 1.18 | 1.219 | 1.258 | 1.372 | 1.505 | 1.655 | 1.804 | 1.992 | 2.186 | 2.38 | 2.574 | 2.76 | 2.954 | 3.157 | 3.359 | 3.562 | 3.761 | 3.96 | 4.158 | 4.356 | 4.581 | 4.832 | 5.084 | 5.335 | 5.586 | 5.838 | 6.089 | 6.341 | NPgY | GSP | NG FES - Falling Short | Total installed renewable generation capacity (MW)
NG FES - Falling Short | Gen_BB001_NPgAggregate | MW | NPgN | SALT_1 | Total installed renewable generation capacity (MW) | Saltend North | SALTEND NORTH | 60.113 | 60.191 | 60.267 | 60.343 | 60.419 | 60.637 | 60.89 | 61.178 | 61.468 | 61.828 | 62.19 | 62.554 | 62.917 | 63.284 | 63.645 | 64.003 | 64.361 | 64.718 | 65.077 | 65.437 | 65.797 | 66.158 | 66.745 | 67.551 | 68.358 | 69.165 | 69.973 | 70.782 | 71.591 | 72.4 | NPgY | GSP | NG FES - Falling Short | Total installed renewable generation capacity (MW)
NG FES - Falling Short | Gen_BB001_NPgAggregate | MW | NPgN | SHEC_3 | Total installed renewable generation capacity (MW) | Sheffield City | SHEFFIELD CITY | 1.475 | 1.597 | 1.643 | 1.691 | 1.739 | 1.881 | 2.046 | 2.233 | 2.418 | 2.654 | 2.897 | 3.141 | 3.385 | 3.622 | 3.864 | 4.118 | 4.366 | 4.614 | 4.861 | 5.105 | 5.351 | 5.596 | 5.875 | 6.187 | 6.498 | 6.81 | 7.121 | 7.433 | 7.745 | 8.057 | NPgY | GSP | NG FES - Falling Short | Total installed renewable generation capacity (MW)
NG FES - Falling Short | Gen_BB001_NPgAggregate | MW | NPgN | SKLGB1 | Total installed renewable generation capacity (MW) | Skelton Grange | SKELTON GRANGE | 39.329 | 54.018 | 55.002 | 56.467 | 57.969 | 60.516 | 63.426 | 66.635 | 69.938 | 75.407 | 83.337 | 92.171 | 100.99 | 108.533 | 115.756 | 122.927 | 129.456 | 135.994 | 142.819 | 149.42 | 156.334 | 163.251 | 168.438 | 171.944 | 175.448 | 178.95 | 182.45 | 185.949 | 189.446 | 192.941 | NPgY | GSP | NG FES - Falling Short | Total installed renewable generation capacity (MW)
NG FES - Falling Short | Gen_BB001_NPgAggregate | MW | NPgN | TEMP_3 | Total installed renewable generation capacity (MW) | Templeborough | TEMPLEBOROUGH 275/33KV | 0.368 | 0.786 | 0.809 | 0.847 | 0.886 | 0.939 | 0.998 | 1.063 | 1.131 | 1.259 | 1.468 | 1.706 | 1.944 | 2.139 | 2.324 | 2.505 | 2.669 | 2.832 | 3.005 | 3.172 | 3.347 | 3.522 | 3.636 | 3.689 | 3.742 | 3.795 | 3.847 | 3.9 | 3.953 | 4.006 | NPgY | GSP | NG FES - Falling Short | Total installed renewable generation capacity (MW)
NG FES - Falling Short | Gen_BB001_NPgAggregate | MW | NPgN | THUR_6 | Total installed renewable generation capacity (MW) | Thurcroft | THURCROFT | 62.847 | 78.031 | 78.432 | 79.029 | 79.718 | 80.787 | 82.256 | 83.969 | 85.987 | 88.696 | 92.096 | 96.01 | 99.84 | 104.395 | 107.794 | 110.755 | 111.89 | 113.026 | 115.057 | 116.472 | 118.78 | 121.083 | 123.482 | 125.975 | 128.461 | 130.942 | 133.416 | 135.883 | 138.345 | 140.799 | NPgY | GSP | NG FES - Falling Short | Total installed renewable generation capacity (MW)
NG FES - Falling Short | Gen_BB001_NPgAggregate | MW | NPgN | WMEL_THOM | Total installed renewable generation capacity (MW) | Thorpe Marsh | WEST MELTON / THORPE MARSH | 209.924 | 223.369 | 223.906 | 224.589 | 225.356 | 226.876 | 228.861 | 231.165 | 233.742 | 237.029 | 240.765 | 244.904 | 248.97 | 253.804 | 257.601 | 261.022 | 262.774 | 264.527 | 267.09 | 269.089 | 271.901 | 274.707 | 278.081 | 282.008 | 285.929 | 289.846 | 293.757 | 297.663 | 301.565 | 305.461 | NPgY | GSP | NG FES - Falling Short | Total installed renewable generation capacity (MW)
NG FES - Falling Short | Gen_BB001_NPgAggregate | MW | NPgN | WMEL_BB3 | Total installed renewable generation capacity (MW) | West Melton | WEST MELTON SECTION 3 | 85.531 | 101.173 | 101.742 | 102.536 | 103.42 | 104.972 | 106.989 | 109.314 | 111.932 | 115.488 | 119.892 | 124.851 | 129.732 | 135.192 | 139.542 | 143.486 | 145.645 | 147.807 | 150.836 | 153.261 | 156.559 | 159.85 | 163.251 | 166.758 | 170.26 | 173.755 | 177.245 | 180.728 | 184.206 | 187.679 | NPgY | GSP | NG FES - Falling Short | Total installed renewable generation capacity (MW)
NG FES - Falling Short | Gen_BB001_NPgAggregate | MW | NPgN | WIBA_3 | Total installed renewable generation capacity (MW) | Wincobank | WINCOBANK | 46.447 | 47.243 | 47.279 | 47.335 | 47.394 | 47.484 | 47.591 | 47.711 | 47.841 | 48.053 | 48.363 | 48.716 | 49.066 | 49.391 | 49.677 | 49.949 | 50.159 | 50.37 | 50.61 | 50.83 | 51.08 | 51.33 | 51.518 | 51.644 | 51.77 | 51.896 | 52.022 | 52.148 | 52.273 | 52.398 | NPgY | GSP | NG FES - Falling Short | Total installed renewable generation capacity (MW)
NG FES - Leading the Way | Gen_BB001_NPgAggregate | MW | NPgN | BLYTB1 | Total installed renewable generation capacity (MW) | Blyth 66kV | BLYTH 66kV | 138.1 | 158.096 | 164.042 | 176.336 | 192.017 | 208.822 | 226.193 | 245.048 | 264.427 | 286.68 | 310.524 | 335.405 | 360.788 | 385.782 | 411.401 | 437.137 | 463.301 | 490.321 | 519.757 | 551.151 | 581.948 | 613.176 | 644.542 | 671.148 | 696.733 | 712.39 | 721.658 | 730.961 | 740.092 | 749.091 | NPgN | GSP | NG FES - Leading the Way | Total installed renewable generation capacity (MW)
NG FES - Leading the Way | Gen_BB001_NPgAggregate | MW | NPgN | BLYTH132 | Total installed renewable generation capacity (MW) | Blyth 132kV | BLYTH 132kV | 492.949 | 512.153 | 515.853 | 523.358 | 531.868 | 540.591 | 549.416 | 558.571 | 567.84 | 577.913 | 589.15 | 601.141 | 612.735 | 608.666 | 598.942 | 587.56 | 575.169 | 562.748 | 552.794 | 544.164 | 535.157 | 526.521 | 517.889 | 505.601 | 491.799 | 475.766 | 458.297 | 440.837 | 423.338 | 425.974 | NPgN | GSP | NG FES - Leading the Way | Total installed renewable generation capacity (MW)
NG FES - Leading the Way | Gen_BB001_NPgAggregate | MW | NPgN | FOUR_1 | Total installed renewable generation capacity (MW) | Fourstones | FOURSTONES | 91.395 | 92.412 | 92.765 | 93.322 | 94.181 | 95.009 | 95.836 | 96.67 | 97.512 | 98.37 | 99.33 | 100.329 | 101.291 | 102.266 | 103.162 | 103.923 | 104.602 | 105.286 | 106.085 | 106.968 | 107.839 | 108.727 | 109.615 | 110.349 | 111.008 | 111.668 | 112.328 | 112.988 | 113.65 | 114.312 | NPgN | GSP | NG FES - Leading the Way | Total installed renewable generation capacity (MW)
NG FES - Leading the Way | Gen_BB001_NPgAggregate | MW | NPgN | HARM_6 | Total installed renewable generation capacity (MW) | Hart Moor | HARTMOOR | 55.241 | 60.726 | 62.27 | 64.914 | 68.729 | 72.552 | 76.379 | 80.234 | 84.097 | 88.067 | 92.47 | 97.052 | 101.492 | 106.01 | 110.121 | 113.733 | 117.022 | 120.255 | 124.129 | 128.39 | 132.563 | 136.829 | 141.09 | 144.456 | 147.406 | 150.142 | 152.74 | 155.338 | 157.933 | 160.488 | NPgN | GSP | NG FES - Leading the Way | Total installed renewable generation capacity (MW)
NG FES - Leading the Way | Gen_BB001_NPgAggregate | MW | NPgN | HAWP_6 | Total installed renewable generation capacity (MW) | Hawthorn Pit | HAWTHORN PIT GRID | 38.646 | 45.097 | 47.028 | 50.431 | 55.454 | 60.493 | 65.575 | 70.769 | 75.992 | 81.491 | 87.505 | 93.739 | 99.889 | 106.171 | 112.142 | 117.727 | 123.074 | 128.397 | 134.465 | 141.013 | 147.438 | 153.977 | 160.52 | 165.935 | 170.903 | 175.022 | 178.596 | 182.172 | 185.734 | 189.138 | NPgN | GSP | NG FES - Leading the Way | Total installed renewable generation capacity (MW)
NG FES - Leading the Way | Gen_BB001_NPgAggregate | MW | NPgN | KNARE_111 | Total installed renewable generation capacity (MW) | Knaresborough | KNARESBOROUGH | 38.587 | 59.292 | 63.818 | 71.971 | 82.368 | 92.843 | 103.287 | 113.717 | 124.132 | 134.748 | 146.729 | 159.394 | 171.396 | 183.634 | 194.001 | 202.191 | 208.94 | 215.365 | 224.354 | 234.66 | 244.642 | 254.989 | 265.304 | 272.176 | 277.338 | 282.501 | 287.667 | 292.834 | 298.004 | 303.202 | NPgN | GSP | NG FES - Leading the Way | Total installed renewable generation capacity (MW)
NG FES - Leading the Way | Gen_BB001_NPgAggregate | MW | NPgN | LACK_6 | Total installed renewable generation capacity (MW) | Lackenby | LACKENBY | 91.022 | 98.445 | 101.063 | 105.549 | 112.336 | 119.292 | 126.316 | 133.524 | 140.791 | 148.466 | 156.824 | 165.445 | 174.006 | 182.723 | 191.197 | 199.29 | 207.168 | 215.08 | 223.81 | 233.151 | 242.349 | 251.675 | 261.011 | 269.051 | 276.622 | 282.897 | 288.339 | 293.784 | 299.207 | 304.411 | NPgN | GSP | NG FES - Leading the Way | Total installed renewable generation capacity (MW)
NG FES - Leading the Way | Gen_BB001_NPgAggregate | MW | NPgN | NORT_1 | Total installed renewable generation capacity (MW) | Norton | NORTON | 162.236 | 206.944 | 217.411 | 236.299 | 261.193 | 286.197 | 311.232 | 336.483 | 361.792 | 387.973 | 417.241 | 448.033 | 477.592 | 507.815 | 534.509 | 556.911 | 576.528 | 595.645 | 620.238 | 647.821 | 674.659 | 702.292 | 729.882 | 749.865 | 766.292 | 781.071 | 794.79 | 808.517 | 822.219 | 835.617 | NPgN | GSP | NG FES - Leading the Way | Total installed renewable generation capacity (MW)
NG FES - Leading the Way | Gen_BB001_NPgAggregate | MW | NPgN | OFFE_3 | Total installed renewable generation capacity (MW) | Offerton | OFFERTON | 5.359 | 6.506 | 7.151 | 8.135 | 9.96 | 11.761 | 13.575 | 15.425 | 17.287 | 19.221 | 21.305 | 23.418 | 25.54 | 27.688 | 29.849 | 32.008 | 34.172 | 36.353 | 38.609 | 40.971 | 43.316 | 45.675 | 48.036 | 50.259 | 52.446 | 54.385 | 56.165 | 57.945 | 59.721 | 61.451 | NPgN | GSP | NG FES - Leading the Way | Total installed renewable generation capacity (MW)
NG FES - Leading the Way | Gen_BB001_NPgAggregate | MW | NPgN | OSBA_1 | Total installed renewable generation capacity (MW) | Osbaldwick | OSBALDWICK | 29.679 | 83.033 | 93.767 | 114.677 | 139.637 | 165.038 | 190.599 | 216.716 | 242.997 | 270.893 | 302.083 | 335.216 | 367.075 | 399.873 | 428.869 | 453.093 | 474.284 | 495.055 | 522.584 | 553.649 | 583.729 | 614.805 | 645.861 | 667.213 | 684.296 | 697.296 | 707.668 | 718.056 | 728.373 | 737.959 | NPgN | GSP | NG FES - Leading the Way | Total installed renewable generation capacity (MW)
NG FES - Leading the Way | Gen_BB001_NPgAggregate | MW | NPgN | POPP_3 | Total installed renewable generation capacity (MW) | Poppleton | POPPLETON | 8.962 | 10.74 | 11.351 | 12.329 | 13.916 | 15.485 | 17.052 | 18.615 | 20.172 | 21.74 | 23.468 | 25.243 | 26.972 | 28.72 | 30.326 | 31.788 | 33.151 | 34.48 | 36.002 | 37.648 | 39.269 | 40.917 | 42.563 | 43.95 | 45.208 | 46.466 | 47.725 | 48.984 | 50.242 | 51.501 | NPgN | GSP | NG FES - Leading the Way | Total installed renewable generation capacity (MW)
NG FES - Leading the Way | Gen_BB001_NPgAggregate | MW | NPgN | SALH_1 | Total installed renewable generation capacity (MW) | Saltholme | SALTHOLME | 49.215 | 49.613 | 49.699 | 49.858 | 50.046 | 50.235 | 50.424 | 50.618 | 50.814 | 51.022 | 51.257 | 51.509 | 51.748 | 49.921 | 47.487 | 45.004 | 42.493 | 39.982 | 37.521 | 35.089 | 32.651 | 30.22 | 27.788 | 25.286 | 22.751 | 20.195 | 17.626 | 15.058 | 12.489 | 12.566 | NPgN | GSP | NG FES - Leading the Way | Total installed renewable generation capacity (MW)
NG FES - Leading the Way | Gen_BB001_NPgAggregate | MW | NPgN | SSHI_3 | Total installed renewable generation capacity (MW) | South Shields | SOUTH SHIELDS | 3.903 | 4.519 | 5.03 | 5.764 | 7.179 | 8.613 | 10.057 | 11.524 | 13 | 14.521 | 16.157 | 17.805 | 19.465 | 21.139 | 22.842 | 24.561 | 26.295 | 28.047 | 29.818 | 31.661 | 33.496 | 35.336 | 37.178 | 38.971 | 40.761 | 42.394 | 43.927 | 45.46 | 46.99 | 48.491 | NPgN | GSP | NG FES - Leading the Way | Total installed renewable generation capacity (MW)
NG FES - Leading the Way | Gen_BB001_NPgAggregate | MW | NPgN | KIELD01 and SPAD20 | Total installed renewable generation capacity (MW) | 0 | SPADEADAM | 6.696 | 7.911 | 8.236 | 8.909 | 9.717 | 10.582 | 11.475 | 12.447 | 13.45 | 14.606 | 15.855 | 17.168 | 18.495 | 19.874 | 21.287 | 22.663 | 24.035 | 25.459 | 27.031 | 28.718 | 30.373 | 32.053 | 33.74 | 35.15 | 36.49 | 37.325 | 37.835 | 38.346 | 38.848 | 39.257 | NPgN | GSP | NG FES - Leading the Way | Total installed renewable generation capacity (MW)
NG FES - Leading the Way | Gen_BB001_NPgAggregate | MW | NPgN | SPEN_1 | Total installed renewable generation capacity (MW) | Spennymoor | SPENNYMOOR | 115.31 | 151.462 | 159.235 | 174.032 | 192.372 | 210.948 | 229.636 | 248.722 | 267.932 | 288.26 | 310.934 | 334.925 | 358.06 | 381.1 | 401.418 | 418.502 | 433.544 | 448.343 | 467.668 | 489.445 | 510.561 | 532.345 | 554.116 | 569.372 | 581.773 | 591.345 | 599.095 | 606.855 | 614.565 | 622.706 | NPgN | GSP | NG FES - Leading the Way | Total installed renewable generation capacity (MW)
NG FES - Leading the Way | Gen_BB001_NPgAggregate | MW | NPgN | STEN_1 | Total installed renewable generation capacity (MW) | Stella North | STELLA NORTH | 10.292 | 15.173 | 17.42 | 20.973 | 26.828 | 32.927 | 39.079 | 45.377 | 51.728 | 58.373 | 65.572 | 72.92 | 80.268 | 87.724 | 95.156 | 102.432 | 109.645 | 116.929 | 124.616 | 132.736 | 140.777 | 148.885 | 157.002 | 164.432 | 171.649 | 177.907 | 183.546 | 189.189 | 194.815 | 200.262 | NPgN | GSP | NG FES - Leading the Way | Total installed renewable generation capacity (MW)
NG FES - Leading the Way | Gen_BB001_NPgAggregate | MW | NPgN | STES_1 | Total installed renewable generation capacity (MW) | Stella South | STELLA SOUTH | 52.916 | 72.614 | 77.215 | 86.195 | 97.41 | 108.937 | 120.637 | 132.846 | 145.231 | 158.741 | 173.601 | 189.256 | 204.656 | 220.398 | 235.267 | 248.764 | 261.481 | 274.304 | 289.579 | 306.333 | 322.677 | 339.398 | 356.146 | 369.075 | 380.571 | 388.639 | 394.501 | 400.375 | 406.188 | 411.554 | NPgN | GSP | NG FES - Leading the Way | Total installed renewable generation capacity (MW)
NG FES - Leading the Way | Gen_BB001_NPgAggregate | MW | NPgN | TYNE_1 | Total installed renewable generation capacity (MW) | Tynemouth 1 | TYNEMOUTH | 10.277 | 12.647 | 14.285 | 16.793 | 21.362 | 26.064 | 30.809 | 35.645 | 40.504 | 45.557 | 50.976 | 56.451 | 61.982 | 67.578 | 73.25 | 79.023 | 84.872 | 90.746 | 96.785 | 103.076 | 109.321 | 115.596 | 121.881 | 127.834 | 133.721 | 138.882 | 143.576 | 148.273 | 152.957 | 157.505 | NPgN | GSP | NG FES - Leading the Way | Total installed renewable generation capacity (MW)
NG FES - Leading the Way | Gen_BB001_NPgAggregate | MW | NPgN | WBOL_6 | Total installed renewable generation capacity (MW) | West Boldon | WEST BOLDON | 29.032 | 32.99 | 35.318 | 38.86 | 45.302 | 51.754 | 58.243 | 64.816 | 71.41 | 78.195 | 85.526 | 92.955 | 100.389 | 107.9 | 115.354 | 122.746 | 130.106 | 137.47 | 145.158 | 153.226 | 161.23 | 169.285 | 177.347 | 184.873 | 192.223 | 198.909 | 205.168 | 211.43 | 217.679 | 223.806 | NPgN | GSP | NG FES - Leading the Way | Total installed renewable generation capacity (MW)
NG FES - Leading the Way | Gen_BB001_NPgAggregate | MW | NPgN | BRAW_1 | Total installed renewable generation capacity (MW) | Bradford West | BRADFORD WEST | 46.982 | 55.399 | 60.079 | 67.188 | 80.074 | 93.477 | 106.907 | 120.279 | 133.578 | 150.342 | 170.077 | 190.211 | 210.578 | 231.338 | 252.275 | 273.494 | 294.943 | 316.506 | 339.256 | 363.119 | 386.713 | 410.502 | 434.357 | 456.054 | 477.209 | 494.526 | 509.378 | 524.259 | 539.089 | 553.219 | NPgY | GSP | NG FES - Leading the Way | Total installed renewable generation capacity (MW)
NG FES - Leading the Way | Gen_BB001_NPgAggregate | MW | NPgN | CAMB_01 | Total installed renewable generation capacity (MW) | Camblesforth | CAMBLESFORTH | 123.067 | 124.34 | 124.959 | 125.897 | 127.491 | 129.076 | 130.662 | 132.26 | 133.87 | 135.743 | 137.917 | 140.157 | 142.378 | 144.636 | 146.858 | 148.953 | 150.982 | 153.051 | 155.275 | 157.652 | 160.008 | 162.387 | 164.771 | 166.91 | 168.963 | 170.76 | 172.393 | 174.029 | 175.664 | 177.254 | NPgY | GSP | NG FES - Leading the Way | Total installed renewable generation capacity (MW)
NG FES - Leading the Way | Gen_BB001_NPgAggregate | MW | NPgN | CREB_1 | Total installed renewable generation capacity (MW) | Creyke Beck | CREYKE BECK | 283.028 | 337.023 | 350.797 | 379.121 | 414.853 | 452.511 | 490.918 | 531.466 | 572.828 | 615.372 | 660.348 | 707.565 | 754.211 | 800.768 | 845.004 | 885.587 | 924.135 | 963.265 | 1008.824 | 1058.537 | 1107.157 | 1156.649 | 1206.239 | 1245.538 | 1281.131 | 1306.391 | 1325 | 1343.662 | 1362.162 | 1380.651 | NPgY | GSP | NG FES - Leading the Way | Total installed renewable generation capacity (MW)
NG FES - Leading the Way | Gen_BB001_NPgAggregate | MW | NPgN | DRAX_YEDL | Total installed renewable generation capacity (MW) | Drax | DRAX | 46.455 | 51.465 | 52.714 | 55.014 | 58.003 | 61.145 | 64.281 | 67.431 | 70.596 | 75.546 | 81.847 | 88.473 | 95.069 | 101.884 | 108.592 | 114.872 | 120.949 | 127.187 | 134.268 | 141.936 | 149.452 | 157.088 | 164.746 | 170.982 | 176.762 | 180.703 | 183.459 | 186.225 | 188.962 | 191.359 | NPgY | GSP | NG FES - Leading the Way | Total installed renewable generation capacity (MW)
NG FES - Leading the Way | Gen_BB001_NPgAggregate | MW | NPgN | ELLA_1 | Total installed renewable generation capacity (MW) | Elland | ELLAND | 69.119 | 76.519 | 80.12 | 85.726 | 95.908 | 106.215 | 116.523 | 126.759 | 136.921 | 148.653 | 162.109 | 175.811 | 189.542 | 203.477 | 217.174 | 230.814 | 244.396 | 257.897 | 272.311 | 287.475 | 302.459 | 317.571 | 332.703 | 346.348 | 359.486 | 370.936 | 381.3 | 391.675 | 402.024 | 412.063 | NPgY | GSP | NG FES - Leading the Way | Total installed renewable generation capacity (MW)
NG FES - Leading the Way | Gen_BB001_NPgAggregate | MW | NPgN | FERRA2 | Total installed renewable generation capacity (MW) | Ferrybridge A | FERRYBRIDGE A | 16.612 | 26.521 | 29.03 | 34.086 | 40.848 | 47.739 | 54.729 | 62 | 69.369 | 76.442 | 83.767 | 91.434 | 98.912 | 106.466 | 113.393 | 119.559 | 125.24 | 130.875 | 137.643 | 145.073 | 152.33 | 159.729 | 167.127 | 172.844 | 177.851 | 181.934 | 185.422 | 188.914 | 192.391 | 195.828 | NPgY | GSP | NG FES - Leading the Way | Total installed renewable generation capacity (MW)
NG FES - Leading the Way | Gen_BB001_NPgAggregate | MW | NPgN | FERRB9 | Total installed renewable generation capacity (MW) | Ferrybridge B (_M) | FERRYBRIDGE B | 90.16 | 114.705 | 120.667 | 132.754 | 148.408 | 164.56 | 180.925 | 197.925 | 215.154 | 232.188 | 250.184 | 269.08 | 287.485 | 306.141 | 323.231 | 338.296 | 352.085 | 365.814 | 382.458 | 400.803 | 418.704 | 436.971 | 455.239 | 469.163 | 481.265 | 490.889 | 498.915 | 506.954 | 514.952 | 522.77 | NPgY | GSP | NG FES - Leading the Way | Total installed renewable generation capacity (MW)
NG FES - Leading the Way | Gen_BB001_NPgAggregate | MW | NPgN | GRIW_1 | Total installed renewable generation capacity (MW) | Grimsby West | GRIMSBY WEST | 45.738 | 59.19 | 62.474 | 68.624 | 77.248 | 85.911 | 94.555 | 103.182 | 111.791 | 121.712 | 133.305 | 145.44 | 157.245 | 169.299 | 180.313 | 190.053 | 198.967 | 207.777 | 218.421 | 230.119 | 241.544 | 253.195 | 264.841 | 273.799 | 281.593 | 288.119 | 293.826 | 299.541 | 305.235 | 310.722 | NPgY | GSP | NG FES - Leading the Way | Total installed renewable generation capacity (MW)
NG FES - Leading the Way | Gen_BB001_NPgAggregate | MW | NPgN | JORD_3 | Total installed renewable generation capacity (MW) | Jordanthorpe | JORDANTHORPE | 3.459 | 4.663 | 5.271 | 6.278 | 8.019 | 9.801 | 11.602 | 13.437 | 15.278 | 17.222 | 19.318 | 21.448 | 23.596 | 25.778 | 27.957 | 30.163 | 32.384 | 34.603 | 36.94 | 39.388 | 41.81 | 44.248 | 46.691 | 48.925 | 51.098 | 52.946 | 54.583 | 56.222 | 57.856 | 59.43 | NPgY | GSP | NG FES - Leading the Way | Total installed renewable generation capacity (MW)
NG FES - Leading the Way | Gen_BB001_NPgAggregate | MW | NPgN | KEAD_YEDL | Total installed renewable generation capacity (MW) | Keadby | KEADBY | 321.987 | 387.35 | 399.303 | 424.092 | 453.281 | 481.967 | 510.532 | 539.29 | 568.242 | 604.266 | 648.1 | 695.024 | 739.961 | 786.064 | 826.897 | 859.7 | 887.58 | 915.63 | 953.122 | 995.85 | 1037.24 | 1079.795 | 1122.329 | 1150.995 | 1173.665 | 1189.754 | 1201.597 | 1213.475 | 1225.247 | 1236.152 | NPgY | GSP | NG FES - Leading the Way | Total installed renewable generation capacity (MW)
NG FES - Leading the Way | Gen_BB001_NPgAggregate | MW | NPgN | KIRKB1 | Total installed renewable generation capacity (MW) | Kirkstall B | KIRKSTALL B | 13.558 | 22.729 | 26.315 | 33.558 | 43.473 | 54.285 | 65.468 | 77.591 | 90.038 | 98.711 | 105.2 | 111.763 | 118.319 | 124.934 | 131.387 | 137.817 | 144.206 | 150.511 | 157.161 | 164.126 | 171.028 | 177.974 | 184.924 | 191.347 | 197.564 | 203.381 | 208.941 | 214.504 | 220.061 | 225.545 | NPgY | GSP | NG FES - Leading the Way | Total installed renewable generation capacity (MW)
NG FES - Leading the Way | Gen_BB001_NPgAggregate | MW | NPgN | NEEP_3 | Total installed renewable generation capacity (MW) | Neepsend | NEEPSEND | 6.2 | 7.021 | 7.775 | 8.851 | 10.988 | 13.225 | 15.469 | 17.704 | 19.924 | 22.446 | 25.286 | 28.142 | 31.044 | 33.978 | 36.959 | 40.059 | 43.231 | 46.395 | 49.634 | 52.988 | 56.317 | 59.659 | 63.007 | 66.196 | 69.36 | 72.132 | 74.652 | 77.174 | 79.69 | 82.133 | NPgY | GSP | NG FES - Leading the Way | Total installed renewable generation capacity (MW)
NG FES - Leading the Way | Gen_BB001_NPgAggregate | MW | NPgN | NORL_3 | Total installed renewable generation capacity (MW) | Norton Lees | NORTON LEES | 3.78 | 4.406 | 5.137 | 6.155 | 8.238 | 10.422 | 12.612 | 14.795 | 16.963 | 19.433 | 22.211 | 24.998 | 27.838 | 30.708 | 33.647 | 36.728 | 39.898 | 43.063 | 46.276 | 49.593 | 52.888 | 56.194 | 59.507 | 62.697 | 65.88 | 68.669 | 71.205 | 73.743 | 76.274 | 78.733 | NPgY | GSP | NG FES - Leading the Way | Total installed renewable generation capacity (MW)
NG FES - Leading the Way | Gen_BB001_NPgAggregate | MW | NPgN | PITS_BB_B | Total installed renewable generation capacity (MW) | Pitsmoor | PITSMOOR 3/4 | 1.073 | 1.342 | 1.653 | 2.087 | 2.944 | 3.874 | 4.808 | 5.738 | 6.662 | 7.713 | 8.896 | 10.083 | 11.292 | 12.513 | 13.764 | 15.075 | 16.424 | 17.771 | 19.138 | 20.55 | 21.952 | 23.359 | 24.769 | 26.127 | 27.481 | 28.668 | 29.747 | 30.826 | 31.903 | 32.949 | NPgY | GSP | NG FES - Leading the Way | Total installed renewable generation capacity (MW)
NG FES - Leading the Way | Gen_BB001_NPgAggregate | MW | NPgN | SALT_1 | Total installed renewable generation capacity (MW) | Saltend North | SALTEND NORTH | 60.143 | 60.672 | 61.328 | 62.198 | 63.957 | 65.733 | 67.511 | 69.296 | 71.086 | 73.941 | 77.53 | 81.211 | 84.98 | 88.846 | 92.934 | 97.117 | 101.412 | 105.843 | 110.413 | 115.202 | 119.945 | 124.72 | 129.514 | 133.953 | 138.37 | 141.654 | 144.209 | 146.77 | 149.313 | 151.647 | NPgY | GSP | NG FES - Leading the Way | Total installed renewable generation capacity (MW)
NG FES - Leading the Way | Gen_BB001_NPgAggregate | MW | NPgN | SHEC_3 | Total installed renewable generation capacity (MW) | Sheffield City | SHEFFIELD CITY | 1.475 | 1.843 | 2.231 | 2.777 | 3.852 | 5.008 | 6.168 | 7.323 | 8.47 | 9.776 | 11.245 | 12.72 | 14.222 | 15.74 | 17.289 | 18.908 | 20.571 | 22.23 | 23.92 | 25.667 | 27.401 | 29.142 | 30.886 | 32.558 | 34.223 | 35.682 | 37.008 | 38.335 | 39.659 | 40.945 | NPgY | GSP | NG FES - Leading the Way | Total installed renewable generation capacity (MW)
NG FES - Leading the Way | Gen_BB001_NPgAggregate | MW | NPgN | SKLGB1 | Total installed renewable generation capacity (MW) | Skelton Grange | SKELTON GRANGE | 39.333 | 58.202 | 65.861 | 80.356 | 101.468 | 124.242 | 147.61 | 172.454 | 197.787 | 217.882 | 235.374 | 253.098 | 270.838 | 288.771 | 306.38 | 323.951 | 341.452 | 358.801 | 377.103 | 396.289 | 415.289 | 434.419 | 453.564 | 471.195 | 488.281 | 503.851 | 518.444 | 533.047 | 547.627 | 561.929 | NPgY | GSP | NG FES - Leading the Way | Total installed renewable generation capacity (MW)
NG FES - Leading the Way | Gen_BB001_NPgAggregate | MW | NPgN | TEMP_3 | Total installed renewable generation capacity (MW) | Templeborough | TEMPLEBOROUGH 275/33KV | 0.368 | 0.869 | 1.037 | 1.395 | 1.853 | 2.351 | 2.869 | 3.438 | 4.025 | 4.417 | 4.693 | 4.976 | 5.256 | 5.539 | 5.811 | 6.068 | 6.316 | 6.563 | 6.833 | 7.122 | 7.407 | 7.695 | 7.983 | 8.236 | 8.474 | 8.691 | 8.895 | 9.099 | 9.302 | 9.501 | NPgY | GSP | NG FES - Leading the Way | Total installed renewable generation capacity (MW)
NG FES - Leading the Way | Gen_BB001_NPgAggregate | MW | NPgN | THUR_6 | Total installed renewable generation capacity (MW) | Thurcroft | THURCROFT | 62.848 | 80.708 | 84.689 | 92.587 | 103.413 | 113.97 | 124.551 | 135.241 | 145.957 | 157.567 | 170.716 | 184.549 | 197.932 | 211.642 | 223.956 | 234.585 | 244.112 | 253.474 | 265.186 | 278.18 | 290.829 | 303.764 | 316.688 | 326.202 | 334.209 | 340.838 | 346.578 | 352.325 | 358.05 | 363.521 | NPgY | GSP | NG FES - Leading the Way | Total installed renewable generation capacity (MW)
NG FES - Leading the Way | Gen_BB001_NPgAggregate | MW | NPgN | WMEL_THOM | Total installed renewable generation capacity (MW) | Thorpe Marsh | WEST MELTON / THORPE MARSH | 209.934 | 226.89 | 232.071 | 241.092 | 255.386 | 269.344 | 283.286 | 297.191 | 311.061 | 327.762 | 347.425 | 367.818 | 387.951 | 408.52 | 428.126 | 446.452 | 463.988 | 481.514 | 501.38 | 522.791 | 543.815 | 565.144 | 586.492 | 604.224 | 620.553 | 633.997 | 645.583 | 657.184 | 668.739 | 679.762 | NPgY | GSP | NG FES - Leading the Way | Total installed renewable generation capacity (MW)
NG FES - Leading the Way | Gen_BB001_NPgAggregate | MW | NPgN | WMEL_BB3 | Total installed renewable generation capacity (MW) | West Melton | WEST MELTON SECTION 3 | 85.541 | 104.675 | 110.02 | 119.955 | 134.617 | 149.187 | 163.831 | 178.684 | 193.591 | 209.646 | 227.556 | 246.181 | 264.455 | 283.12 | 300.58 | 316.578 | 331.634 | 346.58 | 363.926 | 382.746 | 401.189 | 419.934 | 438.684 | 453.836 | 467.5 | 478.959 | 488.996 | 499.043 | 509.056 | 518.661 | NPgY | GSP | NG FES - Leading the Way | Total installed renewable generation capacity (MW)
NG FES - Leading the Way | Gen_BB001_NPgAggregate | MW | NPgN | WIBA_3 | Total installed renewable generation capacity (MW) | Wincobank | WINCOBANK | 46.447 | 47.411 | 47.706 | 48.298 | 49.102 | 49.942 | 50.803 | 51.717 | 52.651 | 53.399 | 54.066 | 54.756 | 55.432 | 56.118 | 56.757 | 57.341 | 57.89 | 58.431 | 59.052 | 59.724 | 60.385 | 61.055 | 61.724 | 62.279 | 62.781 | 63.238 | 63.665 | 64.092 | 64.519 | 64.937 | NPgY | GSP | NG FES - Leading the Way | Total installed renewable generation capacity (MW)
NPg Planning Scenario | Gen_BB001_NPgAggregate | MW | NPgN | BLYTB1 | Total installed renewable generation capacity (MW) | Blyth 66kV | BLYTH 66kV | 138.1 | 158.096 | 164.042 | 176.336 | 192.017 | 208.822 | 226.193 | 245.048 | 264.427 | 286.68 | 310.524 | 335.405 | 360.788 | 385.782 | 411.401 | 437.137 | 463.301 | 490.321 | 519.757 | 551.151 | 581.948 | 613.176 | 644.542 | 671.148 | 696.733 | 712.39 | 721.658 | 730.961 | 740.092 | 749.091 | NPgN | GSP | NPg Planning Scenario | Total installed renewable generation capacity (MW)
NPg Planning Scenario | Gen_BB001_NPgAggregate | MW | NPgN | BLYTH132 | Total installed renewable generation capacity (MW) | Blyth 132kV | BLYTH 132kV | 492.949 | 512.153 | 515.853 | 523.358 | 531.868 | 540.591 | 549.416 | 558.571 | 567.84 | 577.913 | 589.15 | 601.141 | 612.735 | 608.666 | 598.942 | 587.56 | 575.169 | 562.748 | 552.794 | 544.164 | 535.157 | 526.521 | 517.889 | 505.601 | 491.799 | 475.766 | 458.297 | 440.837 | 423.338 | 425.974 | NPgN | GSP | NPg Planning Scenario | Total installed renewable generation capacity (MW)
NPg Planning Scenario | Gen_BB001_NPgAggregate | MW | NPgN | FOUR_1 | Total installed renewable generation capacity (MW) | Fourstones | FOURSTONES | 91.395 | 92.412 | 92.765 | 93.322 | 94.181 | 95.009 | 95.836 | 96.67 | 97.512 | 98.37 | 99.33 | 100.329 | 101.291 | 102.266 | 103.162 | 103.923 | 104.602 | 105.286 | 106.085 | 106.968 | 107.839 | 108.727 | 109.615 | 110.349 | 111.008 | 111.668 | 112.328 | 112.988 | 113.65 | 114.312 | NPgN | GSP | NPg Planning Scenario | Total installed renewable generation capacity (MW)
NPg Planning Scenario | Gen_BB001_NPgAggregate | MW | NPgN | HARM_6 | Total installed renewable generation capacity (MW) | Hart Moor | HARTMOOR | 55.241 | 60.726 | 62.27 | 64.914 | 68.729 | 72.552 | 76.379 | 80.234 | 84.097 | 88.067 | 92.47 | 97.052 | 101.492 | 106.01 | 110.121 | 113.733 | 117.022 | 120.255 | 124.129 | 128.39 | 132.563 | 136.829 | 141.09 | 144.456 | 147.406 | 150.142 | 152.74 | 155.338 | 157.933 | 160.488 | NPgN | GSP | NPg Planning Scenario | Total installed renewable generation capacity (MW)
NPg Planning Scenario | Gen_BB001_NPgAggregate | MW | NPgN | HAWP_6 | Total installed renewable generation capacity (MW) | Hawthorn Pit | HAWTHORN PIT GRID | 38.646 | 45.097 | 47.028 | 50.431 | 55.454 | 60.493 | 65.575 | 70.769 | 75.992 | 81.491 | 87.505 | 93.739 | 99.889 | 106.171 | 112.142 | 117.727 | 123.074 | 128.397 | 134.465 | 141.013 | 147.438 | 153.977 | 160.52 | 165.935 | 170.903 | 175.022 | 178.596 | 182.172 | 185.734 | 189.138 | NPgN | GSP | NPg Planning Scenario | Total installed renewable generation capacity (MW)
NPg Planning Scenario | Gen_BB001_NPgAggregate | MW | NPgN | KNARE_111 | Total installed renewable generation capacity (MW) | Knaresborough | KNARESBOROUGH | 38.587 | 59.292 | 63.818 | 71.971 | 82.368 | 92.843 | 103.287 | 113.717 | 124.132 | 134.748 | 146.729 | 159.394 | 171.396 | 183.634 | 194.001 | 202.191 | 208.94 | 215.365 | 224.354 | 234.66 | 244.642 | 254.989 | 265.304 | 272.176 | 277.338 | 282.501 | 287.667 | 292.834 | 298.004 | 303.202 | NPgN | GSP | NPg Planning Scenario | Total installed renewable generation capacity (MW)
NPg Planning Scenario | Gen_BB001_NPgAggregate | MW | NPgN | LACK_6 | Total installed renewable generation capacity (MW) | Lackenby | LACKENBY | 91.022 | 98.445 | 101.063 | 105.549 | 112.336 | 119.292 | 126.316 | 133.524 | 140.791 | 148.466 | 156.824 | 165.445 | 174.006 | 182.723 | 191.197 | 199.29 | 207.168 | 215.08 | 223.81 | 233.151 | 242.349 | 251.675 | 261.011 | 269.051 | 276.622 | 282.897 | 288.339 | 293.784 | 299.207 | 304.411 | NPgN | GSP | NPg Planning Scenario | Total installed renewable generation capacity (MW)
NPg Planning Scenario | Gen_BB001_NPgAggregate | MW | NPgN | NORT_1 | Total installed renewable generation capacity (MW) | Norton | NORTON | 162.236 | 206.944 | 217.411 | 236.299 | 261.193 | 286.197 | 311.232 | 336.483 | 361.792 | 387.973 | 417.241 | 448.033 | 477.592 | 507.815 | 534.509 | 556.911 | 576.528 | 595.645 | 620.238 | 647.821 | 674.659 | 702.292 | 729.882 | 749.865 | 766.292 | 781.071 | 794.79 | 808.517 | 822.219 | 835.617 | NPgN | GSP | NPg Planning Scenario | Total installed renewable generation capacity (MW)
NPg Planning Scenario | Gen_BB001_NPgAggregate | MW | NPgN | OFFE_3 | Total installed renewable generation capacity (MW) | Offerton | OFFERTON | 5.359 | 6.506 | 7.151 | 8.135 | 9.96 | 11.761 | 13.575 | 15.425 | 17.287 | 19.221 | 21.305 | 23.418 | 25.54 | 27.688 | 29.849 | 32.008 | 34.172 | 36.353 | 38.609 | 40.971 | 43.316 | 45.675 | 48.036 | 50.259 | 52.446 | 54.385 | 56.165 | 57.945 | 59.721 | 61.451 | NPgN | GSP | NPg Planning Scenario | Total installed renewable generation capacity (MW)
NPg Planning Scenario | Gen_BB001_NPgAggregate | MW | NPgN | OSBA_1 | Total installed renewable generation capacity (MW) | Osbaldwick | OSBALDWICK | 29.679 | 83.033 | 93.767 | 114.677 | 139.637 | 165.038 | 190.599 | 216.716 | 242.997 | 270.893 | 302.083 | 335.216 | 367.075 | 399.873 | 428.869 | 453.093 | 474.284 | 495.055 | 522.584 | 553.649 | 583.729 | 614.805 | 645.861 | 667.213 | 684.296 | 697.296 | 707.668 | 718.056 | 728.373 | 737.959 | NPgN | GSP | NPg Planning Scenario | Total installed renewable generation capacity (MW)
NPg Planning Scenario | Gen_BB001_NPgAggregate | MW | NPgN | POPP_3 | Total installed renewable generation capacity (MW) | Poppleton | POPPLETON | 8.962 | 10.74 | 11.351 | 12.329 | 13.916 | 15.485 | 17.052 | 18.615 | 20.172 | 21.74 | 23.468 | 25.243 | 26.972 | 28.72 | 30.326 | 31.788 | 33.151 | 34.48 | 36.002 | 37.648 | 39.269 | 40.917 | 42.563 | 43.95 | 45.208 | 46.466 | 47.725 | 48.984 | 50.242 | 51.501 | NPgN | GSP | NPg Planning Scenario | Total installed renewable generation capacity (MW)
NPg Planning Scenario | Gen_BB001_NPgAggregate | MW | NPgN | SALH_1 | Total installed renewable generation capacity (MW) | Saltholme | SALTHOLME | 49.215 | 49.613 | 49.699 | 49.858 | 50.046 | 50.235 | 50.424 | 50.618 | 50.814 | 51.022 | 51.257 | 51.509 | 51.748 | 49.921 | 47.487 | 45.004 | 42.493 | 39.982 | 37.521 | 35.089 | 32.651 | 30.22 | 27.788 | 25.286 | 22.751 | 20.195 | 17.626 | 15.058 | 12.489 | 12.566 | NPgN | GSP | NPg Planning Scenario | Total installed renewable generation capacity (MW)
NPg Planning Scenario | Gen_BB001_NPgAggregate | MW | NPgN | SSHI_3 | Total installed renewable generation capacity (MW) | South Shields | SOUTH SHIELDS | 3.903 | 4.519 | 5.03 | 5.764 | 7.179 | 8.613 | 10.057 | 11.524 | 13 | 14.521 | 16.157 | 17.805 | 19.465 | 21.139 | 22.842 | 24.561 | 26.295 | 28.047 | 29.818 | 31.661 | 33.496 | 35.336 | 37.178 | 38.971 | 40.761 | 42.394 | 43.927 | 45.46 | 46.99 | 48.491 | NPgN | GSP | NPg Planning Scenario | Total installed renewable generation capacity (MW)
NPg Planning Scenario | Gen_BB001_NPgAggregate | MW | NPgN | KIELD01 and SPAD20 | Total installed renewable generation capacity (MW) | 0 | SPADEADAM | 6.696 | 7.911 | 8.236 | 8.909 | 9.717 | 10.582 | 11.475 | 12.447 | 13.45 | 14.606 | 15.855 | 17.168 | 18.495 | 19.874 | 21.287 | 22.663 | 24.035 | 25.459 | 27.031 | 28.718 | 30.373 | 32.053 | 33.74 | 35.15 | 36.49 | 37.325 | 37.835 | 38.346 | 38.848 | 39.257 | NPgN | GSP | NPg Planning Scenario | Total installed renewable generation capacity (MW)
NPg Planning Scenario | Gen_BB001_NPgAggregate | MW | NPgN | SPEN_1 | Total installed renewable generation capacity (MW) | Spennymoor | SPENNYMOOR | 115.31 | 151.462 | 159.235 | 174.032 | 192.372 | 210.948 | 229.636 | 248.722 | 267.932 | 288.26 | 310.934 | 334.925 | 358.06 | 381.1 | 401.418 | 418.502 | 433.544 | 448.343 | 467.668 | 489.445 | 510.561 | 532.345 | 554.116 | 569.372 | 581.773 | 591.345 | 599.095 | 606.855 | 614.565 | 622.706 | NPgN | GSP | NPg Planning Scenario | Total installed renewable generation capacity (MW)
NPg Planning Scenario | Gen_BB001_NPgAggregate | MW | NPgN | STEN_1 | Total installed renewable generation capacity (MW) | Stella North | STELLA NORTH | 10.292 | 15.173 | 17.42 | 20.973 | 26.828 | 32.927 | 39.079 | 45.377 | 51.728 | 58.373 | 65.572 | 72.92 | 80.268 | 87.724 | 95.156 | 102.432 | 109.645 | 116.929 | 124.616 | 132.736 | 140.777 | 148.885 | 157.002 | 164.432 | 171.649 | 177.907 | 183.546 | 189.189 | 194.815 | 200.262 | NPgN | GSP | NPg Planning Scenario | Total installed renewable generation capacity (MW)
NPg Planning Scenario | Gen_BB001_NPgAggregate | MW | NPgN | STES_1 | Total installed renewable generation capacity (MW) | Stella South | STELLA SOUTH | 52.916 | 72.614 | 77.215 | 86.195 | 97.41 | 108.937 | 120.637 | 132.846 | 145.231 | 158.741 | 173.601 | 189.256 | 204.656 | 220.398 | 235.267 | 248.764 | 261.481 | 274.304 | 289.579 | 306.333 | 322.677 | 339.398 | 356.146 | 369.075 | 380.571 | 388.639 | 394.501 | 400.375 | 406.188 | 411.554 | NPgN | GSP | NPg Planning Scenario | Total installed renewable generation capacity (MW)
NPg Planning Scenario | Gen_BB001_NPgAggregate | MW | NPgN | TYNE_1 | Total installed renewable generation capacity (MW) | Tynemouth 1 | TYNEMOUTH | 10.277 | 12.647 | 14.285 | 16.793 | 21.362 | 26.064 | 30.809 | 35.645 | 40.504 | 45.557 | 50.976 | 56.451 | 61.982 | 67.578 | 73.25 | 79.023 | 84.872 | 90.746 | 96.785 | 103.076 | 109.321 | 115.596 | 121.881 | 127.834 | 133.721 | 138.882 | 143.576 | 148.273 | 152.957 | 157.505 | NPgN | GSP | NPg Planning Scenario | Total installed renewable generation capacity (MW)
NPg Planning Scenario | Gen_BB001_NPgAggregate | MW | NPgN | WBOL_6 | Total installed renewable generation capacity (MW) | West Boldon | WEST BOLDON | 29.032 | 32.99 | 35.318 | 38.86 | 45.302 | 51.754 | 58.243 | 64.816 | 71.41 | 78.195 | 85.526 | 92.955 | 100.389 | 107.9 | 115.354 | 122.746 | 130.106 | 137.47 | 145.158 | 153.226 | 161.23 | 169.285 | 177.347 | 184.873 | 192.223 | 198.909 | 205.168 | 211.43 | 217.679 | 223.806 | NPgN | GSP | NPg Planning Scenario | Total installed renewable generation capacity (MW)
NPg Planning Scenario | Gen_BB001_NPgAggregate | MW | NPgN | BRAW_1 | Total installed renewable generation capacity (MW) | Bradford West | BRADFORD WEST | 46.982 | 55.399 | 60.079 | 67.188 | 80.074 | 93.477 | 106.907 | 120.279 | 133.578 | 150.342 | 170.077 | 190.211 | 210.578 | 231.338 | 252.275 | 273.494 | 294.943 | 316.506 | 339.256 | 363.119 | 386.713 | 410.502 | 434.357 | 456.054 | 477.209 | 494.526 | 509.378 | 524.259 | 539.089 | 553.219 | NPgY | GSP | NPg Planning Scenario | Total installed renewable generation capacity (MW)
NPg Planning Scenario | Gen_BB001_NPgAggregate | MW | NPgN | CAMB_01 | Total installed renewable generation capacity (MW) | Camblesforth | CAMBLESFORTH | 123.067 | 124.34 | 124.959 | 125.897 | 127.491 | 129.076 | 130.662 | 132.26 | 133.87 | 135.743 | 137.917 | 140.157 | 142.378 | 144.636 | 146.858 | 148.953 | 150.982 | 153.051 | 155.275 | 157.652 | 160.008 | 162.387 | 164.771 | 166.91 | 168.963 | 170.76 | 172.393 | 174.029 | 175.664 | 177.254 | NPgY | GSP | NPg Planning Scenario | Total installed renewable generation capacity (MW)
NPg Planning Scenario | Gen_BB001_NPgAggregate | MW | NPgN | CREB_1 | Total installed renewable generation capacity (MW) | Creyke Beck | CREYKE BECK | 283.028 | 337.023 | 350.797 | 379.121 | 414.853 | 452.511 | 490.918 | 531.466 | 572.828 | 615.372 | 660.348 | 707.565 | 754.211 | 800.768 | 845.004 | 885.587 | 924.135 | 963.265 | 1008.824 | 1058.537 | 1107.157 | 1156.649 | 1206.239 | 1245.538 | 1281.131 | 1306.391 | 1325 | 1343.662 | 1362.162 | 1380.651 | NPgY | GSP | NPg Planning Scenario | Total installed renewable generation capacity (MW)
NPg Planning Scenario | Gen_BB001_NPgAggregate | MW | NPgN | DRAX_YEDL | Total installed renewable generation capacity (MW) | Drax | DRAX | 46.455 | 51.465 | 52.714 | 55.014 | 58.003 | 61.145 | 64.281 | 67.431 | 70.596 | 75.546 | 81.847 | 88.473 | 95.069 | 101.884 | 108.592 | 114.872 | 120.949 | 127.187 | 134.268 | 141.936 | 149.452 | 157.088 | 164.746 | 170.982 | 176.762 | 180.703 | 183.459 | 186.225 | 188.962 | 191.359 | NPgY | GSP | NPg Planning Scenario | Total installed renewable generation capacity (MW)
NPg Planning Scenario | Gen_BB001_NPgAggregate | MW | NPgN | ELLA_1 | Total installed renewable generation capacity (MW) | Elland | ELLAND | 69.119 | 76.519 | 80.12 | 85.726 | 95.908 | 106.215 | 116.523 | 126.759 | 136.921 | 148.653 | 162.109 | 175.811 | 189.542 | 203.477 | 217.174 | 230.814 | 244.396 | 257.897 | 272.311 | 287.475 | 302.459 | 317.571 | 332.703 | 346.348 | 359.486 | 370.936 | 381.3 | 391.675 | 402.024 | 412.063 | NPgY | GSP | NPg Planning Scenario | Total installed renewable generation capacity (MW)
NPg Planning Scenario | Gen_BB001_NPgAggregate | MW | NPgN | FERRA2 | Total installed renewable generation capacity (MW) | Ferrybridge A | FERRYBRIDGE A | 16.612 | 26.521 | 29.03 | 34.086 | 40.848 | 47.739 | 54.729 | 62 | 69.369 | 76.442 | 83.767 | 91.434 | 98.912 | 106.466 | 113.393 | 119.559 | 125.24 | 130.875 | 137.643 | 145.073 | 152.33 | 159.729 | 167.127 | 172.844 | 177.851 | 181.934 | 185.422 | 188.914 | 192.391 | 195.828 | NPgY | GSP | NPg Planning Scenario | Total installed renewable generation capacity (MW)
NPg Planning Scenario | Gen_BB001_NPgAggregate | MW | NPgN | FERRB9 | Total installed renewable generation capacity (MW) | Ferrybridge B (_M) | FERRYBRIDGE B | 90.16 | 114.705 | 120.667 | 132.754 | 148.408 | 164.56 | 180.925 | 197.925 | 215.154 | 232.188 | 250.184 | 269.08 | 287.485 | 306.141 | 323.231 | 338.296 | 352.085 | 365.814 | 382.458 | 400.803 | 418.704 | 436.971 | 455.239 | 469.163 | 481.265 | 490.889 | 498.915 | 506.954 | 514.952 | 522.77 | NPgY | GSP | NPg Planning Scenario | Total installed renewable generation capacity (MW)
NPg Planning Scenario | Gen_BB001_NPgAggregate | MW | NPgN | GRIW_1 | Total installed renewable generation capacity (MW) | Grimsby West | GRIMSBY WEST | 45.738 | 59.19 | 62.474 | 68.624 | 77.248 | 85.911 | 94.555 | 103.182 | 111.791 | 121.712 | 133.305 | 145.44 | 157.245 | 169.299 | 180.313 | 190.053 | 198.967 | 207.777 | 218.421 | 230.119 | 241.544 | 253.195 | 264.841 | 273.799 | 281.593 | 288.119 | 293.826 | 299.541 | 305.235 | 310.722 | NPgY | GSP | NPg Planning Scenario | Total installed renewable generation capacity (MW)
NPg Planning Scenario | Gen_BB001_NPgAggregate | MW | NPgN | JORD_3 | Total installed renewable generation capacity (MW) | Jordanthorpe | JORDANTHORPE | 3.459 | 4.663 | 5.271 | 6.278 | 8.019 | 9.801 | 11.602 | 13.437 | 15.278 | 17.222 | 19.318 | 21.448 | 23.596 | 25.778 | 27.957 | 30.163 | 32.384 | 34.603 | 36.94 | 39.388 | 41.81 | 44.248 | 46.691 | 48.925 | 51.098 | 52.946 | 54.583 | 56.222 | 57.856 | 59.43 | NPgY | GSP | NPg Planning Scenario | Total installed renewable generation capacity (MW)
NPg Planning Scenario | Gen_BB001_NPgAggregate | MW | NPgN | KEAD_YEDL | Total installed renewable generation capacity (MW) | Keadby | KEADBY | 321.987 | 387.35 | 399.303 | 424.092 | 453.281 | 481.967 | 510.532 | 539.29 | 568.242 | 604.266 | 648.1 | 695.024 | 739.961 | 786.064 | 826.897 | 859.7 | 887.58 | 915.63 | 953.122 | 995.85 | 1037.24 | 1079.795 | 1122.329 | 1150.995 | 1173.665 | 1189.754 | 1201.597 | 1213.475 | 1225.247 | 1236.152 | NPgY | GSP | NPg Planning Scenario | Total installed renewable generation capacity (MW)
NPg Planning Scenario | Gen_BB001_NPgAggregate | MW | NPgN | KIRKB1 | Total installed renewable generation capacity (MW) | Kirkstall B | KIRKSTALL B | 13.558 | 22.729 | 26.315 | 33.558 | 43.473 | 54.285 | 65.468 | 77.591 | 90.038 | 98.711 | 105.2 | 111.763 | 118.319 | 124.934 | 131.387 | 137.817 | 144.206 | 150.511 | 157.161 | 164.126 | 171.028 | 177.974 | 184.924 | 191.347 | 197.564 | 203.381 | 208.941 | 214.504 | 220.061 | 225.545 | NPgY | GSP | NPg Planning Scenario | Total installed renewable generation capacity (MW)
NPg Planning Scenario | Gen_BB001_NPgAggregate | MW | NPgN | NEEP_3 | Total installed renewable generation capacity (MW) | Neepsend | NEEPSEND | 6.2 | 7.021 | 7.775 | 8.851 | 10.988 | 13.225 | 15.469 | 17.704 | 19.924 | 22.446 | 25.286 | 28.142 | 31.044 | 33.978 | 36.959 | 40.059 | 43.231 | 46.395 | 49.634 | 52.988 | 56.317 | 59.659 | 63.007 | 66.196 | 69.36 | 72.132 | 74.652 | 77.174 | 79.69 | 82.133 | NPgY | GSP | NPg Planning Scenario | Total installed renewable generation capacity (MW)
NPg Planning Scenario | Gen_BB001_NPgAggregate | MW | NPgN | NORL_3 | Total installed renewable generation capacity (MW) | Norton Lees | NORTON LEES | 3.78 | 4.406 | 5.137 | 6.155 | 8.238 | 10.422 | 12.612 | 14.795 | 16.963 | 19.433 | 22.211 | 24.998 | 27.838 | 30.708 | 33.647 | 36.728 | 39.898 | 43.063 | 46.276 | 49.593 | 52.888 | 56.194 | 59.507 | 62.697 | 65.88 | 68.669 | 71.205 | 73.743 | 76.274 | 78.733 | NPgY | GSP | NPg Planning Scenario | Total installed renewable generation capacity (MW)
NPg Planning Scenario | Gen_BB001_NPgAggregate | MW | NPgN | PITS_BB_B | Total installed renewable generation capacity (MW) | Pitsmoor | PITSMOOR 3/4 | 1.073 | 1.342 | 1.653 | 2.087 | 2.944 | 3.874 | 4.808 | 5.738 | 6.662 | 7.713 | 8.896 | 10.083 | 11.292 | 12.513 | 13.764 | 15.075 | 16.424 | 17.771 | 19.138 | 20.55 | 21.952 | 23.359 | 24.769 | 26.127 | 27.481 | 28.668 | 29.747 | 30.826 | 31.903 | 32.949 | NPgY | GSP | NPg Planning Scenario | Total installed renewable generation capacity (MW)
NPg Planning Scenario | Gen_BB001_NPgAggregate | MW | NPgN | SALT_1 | Total installed renewable generation capacity (MW) | Saltend North | SALTEND NORTH | 60.143 | 60.672 | 61.328 | 62.198 | 63.957 | 65.733 | 67.511 | 69.296 | 71.086 | 73.941 | 77.53 | 81.211 | 84.98 | 88.846 | 92.934 | 97.117 | 101.412 | 105.843 | 110.413 | 115.202 | 119.945 | 124.72 | 129.514 | 133.953 | 138.37 | 141.654 | 144.209 | 146.77 | 149.313 | 151.647 | NPgY | GSP | NPg Planning Scenario | Total installed renewable generation capacity (MW)
NPg Planning Scenario | Gen_BB001_NPgAggregate | MW | NPgN | SHEC_3 | Total installed renewable generation capacity (MW) | Sheffield City | SHEFFIELD CITY | 1.475 | 1.843 | 2.231 | 2.777 | 3.852 | 5.008 | 6.168 | 7.323 | 8.47 | 9.776 | 11.245 | 12.72 | 14.222 | 15.74 | 17.289 | 18.908 | 20.571 | 22.23 | 23.92 | 25.667 | 27.401 | 29.142 | 30.886 | 32.558 | 34.223 | 35.682 | 37.008 | 38.335 | 39.659 | 40.945 | NPgY | GSP | NPg Planning Scenario | Total installed renewable generation capacity (MW)
NPg Planning Scenario | Gen_BB001_NPgAggregate | MW | NPgN | SKLGB1 | Total installed renewable generation capacity (MW) | Skelton Grange | SKELTON GRANGE | 39.333 | 58.202 | 65.861 | 80.356 | 101.468 | 124.242 | 147.61 | 172.454 | 197.787 | 217.882 | 235.374 | 253.098 | 270.838 | 288.771 | 306.38 | 323.951 | 341.452 | 358.801 | 377.103 | 396.289 | 415.289 | 434.419 | 453.564 | 471.195 | 488.281 | 503.851 | 518.444 | 533.047 | 547.627 | 561.929 | NPgY | GSP | NPg Planning Scenario | Total installed renewable generation capacity (MW)
NPg Planning Scenario | Gen_BB001_NPgAggregate | MW | NPgN | TEMP_3 | Total installed renewable generation capacity (MW) | Templeborough | TEMPLEBOROUGH 275/33KV | 0.368 | 0.869 | 1.037 | 1.395 | 1.853 | 2.351 | 2.869 | 3.438 | 4.025 | 4.417 | 4.693 | 4.976 | 5.256 | 5.539 | 5.811 | 6.068 | 6.316 | 6.563 | 6.833 | 7.122 | 7.407 | 7.695 | 7.983 | 8.236 | 8.474 | 8.691 | 8.895 | 9.099 | 9.302 | 9.501 | NPgY | GSP | NPg Planning Scenario | Total installed renewable generation capacity (MW)
NPg Planning Scenario | Gen_BB001_NPgAggregate | MW | NPgN | THUR_6 | Total installed renewable generation capacity (MW) | Thurcroft | THURCROFT | 62.848 | 80.708 | 84.689 | 92.587 | 103.413 | 113.97 | 124.551 | 135.241 | 145.957 | 157.567 | 170.716 | 184.549 | 197.932 | 211.642 | 223.956 | 234.585 | 244.112 | 253.474 | 265.186 | 278.18 | 290.829 | 303.764 | 316.688 | 326.202 | 334.209 | 340.838 | 346.578 | 352.325 | 358.05 | 363.521 | NPgY | GSP | NPg Planning Scenario | Total installed renewable generation capacity (MW)
NPg Planning Scenario | Gen_BB001_NPgAggregate | MW | NPgN | WMEL_THOM | Total installed renewable generation capacity (MW) | Thorpe Marsh | WEST MELTON / THORPE MARSH | 209.934 | 226.89 | 232.071 | 241.092 | 255.386 | 269.344 | 283.286 | 297.191 | 311.061 | 327.762 | 347.425 | 367.818 | 387.951 | 408.52 | 428.126 | 446.452 | 463.988 | 481.514 | 501.38 | 522.791 | 543.815 | 565.144 | 586.492 | 604.224 | 620.553 | 633.997 | 645.583 | 657.184 | 668.739 | 679.762 | NPgY | GSP | NPg Planning Scenario | Total installed renewable generation capacity (MW)
NPg Planning Scenario | Gen_BB001_NPgAggregate | MW | NPgN | WMEL_BB3 | Total installed renewable generation capacity (MW) | West Melton | WEST MELTON SECTION 3 | 85.541 | 104.675 | 110.02 | 119.955 | 134.617 | 149.187 | 163.831 | 178.684 | 193.591 | 209.646 | 227.556 | 246.181 | 264.455 | 283.12 | 300.58 | 316.578 | 331.634 | 346.58 | 363.926 | 382.746 | 401.189 | 419.934 | 438.684 | 453.836 | 467.5 | 478.959 | 488.996 | 499.043 | 509.056 | 518.661 | NPgY | GSP | NPg Planning Scenario | Total installed renewable generation capacity (MW)
NPg Planning Scenario | Gen_BB001_NPgAggregate | MW | NPgN | WIBA_3 | Total installed renewable generation capacity (MW) | Wincobank | WINCOBANK | 46.447 | 47.411 | 47.706 | 48.298 | 49.102 | 49.942 | 50.803 | 51.717 | 52.651 | 53.399 | 54.066 | 54.756 | 55.432 | 56.118 | 56.757 | 57.341 | 57.89 | 58.431 | 59.052 | 59.724 | 60.385 | 61.055 | 61.724 | 62.279 | 62.781 | 63.238 | 63.665 | 64.092 | 64.519 | 64.937 | NPgY | GSP | NPg Planning Scenario | Total installed renewable generation capacity (MW)
NG FES - System Transformation | Gen_BB001_NPgAggregate | MW | NPgN | BLYTB1 | Total installed renewable generation capacity (MW) | Blyth 66kV | BLYTH 66kV | 138.1 | 156.237 | 159.214 | 162.868 | 167.381 | 172.799 | 179.126 | 185.739 | 192.623 | 203.971 | 215.854 | 227.939 | 239.787 | 252.263 | 263.759 | 273.779 | 283.062 | 292.353 | 301.875 | 312.317 | 322.842 | 333.447 | 344.134 | 354.572 | 365.098 | 375.719 | 386.432 | 397.239 | 408.141 | 420.42 | NPgN | GSP | NG FES - System Transformation | Total installed renewable generation capacity (MW)
NG FES - System Transformation | Gen_BB001_NPgAggregate | MW | NPgN | BLYTH132 | Total installed renewable generation capacity (MW) | Blyth 132kV | BLYTH 132kV | 492.949 | 510.792 | 512.259 | 514.651 | 517.426 | 520.435 | 523.686 | 527.405 | 531.59 | 537.703 | 544.369 | 551.344 | 557.787 | 565.235 | 570.495 | 559.897 | 547.789 | 535.722 | 523.976 | 513.729 | 503.489 | 493.252 | 483.019 | 472.204 | 461.398 | 450.602 | 439.817 | 429.041 | 418.276 | 422.88 | NPgN | GSP | NG FES - System Transformation | Total installed renewable generation capacity (MW)
NG FES - System Transformation | Gen_BB001_NPgAggregate | MW | NPgN | FOUR_1 | Total installed renewable generation capacity (MW) | Fourstones | FOURSTONES | 91.394 | 92.276 | 92.42 | 92.629 | 92.913 | 93.238 | 93.609 | 94.007 | 94.434 | 94.926 | 95.47 | 96.037 | 96.575 | 97.166 | 97.646 | 98.056 | 98.378 | 98.718 | 99.079 | 99.516 | 99.954 | 100.391 | 100.828 | 101.233 | 101.637 | 102.042 | 102.446 | 102.849 | 103.251 | 103.653 | NPgN | GSP | NG FES - System Transformation | Total installed renewable generation capacity (MW)
NG FES - System Transformation | Gen_BB001_NPgAggregate | MW | NPgN | HARM_6 | Total installed renewable generation capacity (MW) | Hart Moor | HARTMOOR | 55.24 | 60.099 | 60.715 | 61.644 | 62.9 | 64.341 | 65.969 | 67.726 | 69.611 | 71.871 | 74.351 | 76.914 | 79.324 | 82.012 | 84.165 | 86.102 | 87.614 | 89.131 | 90.734 | 92.753 | 94.77 | 96.783 | 98.794 | 100.639 | 102.482 | 104.324 | 106.164 | 108.004 | 109.842 | 111.678 | NPgN | GSP | NG FES - System Transformation | Total installed renewable generation capacity (MW)
NG FES - System Transformation | Gen_BB001_NPgAggregate | MW | NPgN | HAWP_6 | Total installed renewable generation capacity (MW) | Hawthorn Pit | HAWTHORN PIT GRID | 38.642 | 44.327 | 45.14 | 46.292 | 47.865 | 49.708 | 51.816 | 54.055 | 56.419 | 59.403 | 62.631 | 65.936 | 69.086 | 72.529 | 75.438 | 78.183 | 80.508 | 82.81 | 85.197 | 88.023 | 90.852 | 93.684 | 96.518 | 99.185 | 101.855 | 104.531 | 107.212 | 109.898 | 112.589 | 115.285 | NPgN | GSP | NG FES - System Transformation | Total installed renewable generation capacity (MW)
NG FES - System Transformation | Gen_BB001_NPgAggregate | MW | NPgN | KNARE_111 | Total installed renewable generation capacity (MW) | Knaresborough | KNARESBOROUGH | 38.585 | 57.437 | 59.108 | 61.929 | 65.508 | 69.443 | 73.737 | 78.566 | 83.925 | 90.499 | 97.795 | 105.429 | 112.426 | 120.571 | 126.479 | 131.447 | 134.641 | 137.858 | 141.424 | 146.711 | 151.984 | 157.236 | 162.47 | 167.003 | 171.521 | 176.028 | 180.52 | 184.997 | 189.459 | 193.926 | NPgN | GSP | NG FES - System Transformation | Total installed renewable generation capacity (MW)
NG FES - System Transformation | Gen_BB001_NPgAggregate | MW | NPgN | LACK_6 | Total installed renewable generation capacity (MW) | Lackenby | LACKENBY | 91.012 | 97.416 | 98.557 | 100.096 | 102.246 | 104.804 | 107.768 | 110.87 | 114.108 | 118.158 | 122.523 | 126.975 | 131.272 | 135.874 | 139.921 | 143.766 | 147.175 | 150.576 | 154.071 | 158.024 | 161.983 | 165.949 | 169.921 | 173.724 | 177.536 | 181.357 | 185.187 | 189.026 | 192.875 | 196.75 | NPgN | GSP | NG FES - System Transformation | Total installed renewable generation capacity (MW)
NG FES - System Transformation | Gen_BB001_NPgAggregate | MW | NPgN | NORT_1 | Total installed renewable generation capacity (MW) | Norton | NORTON | 162.232 | 202.742 | 206.777 | 213.249 | 221.555 | 230.833 | 241.093 | 252.457 | 264.915 | 280.519 | 297.704 | 315.591 | 332.176 | 351.139 | 365.515 | 378.029 | 386.907 | 395.833 | 405.49 | 418.706 | 431.904 | 445.077 | 458.226 | 469.946 | 481.652 | 493.349 | 505.032 | 516.701 | 528.357 | 540.001 | NPgN | GSP | NG FES - System Transformation | Total installed renewable generation capacity (MW)
NG FES - System Transformation | Gen_BB001_NPgAggregate | MW | NPgN | OFFE_3 | Total installed renewable generation capacity (MW) | Offerton | OFFERTON | 5.358 | 6.248 | 6.541 | 6.9 | 7.454 | 8.139 | 8.955 | 9.78 | 10.614 | 11.564 | 12.584 | 13.61 | 14.625 | 15.663 | 16.666 | 17.664 | 18.635 | 19.603 | 20.579 | 21.586 | 22.596 | 23.607 | 24.621 | 25.624 | 26.629 | 27.636 | 28.646 | 29.658 | 30.672 | 31.689 | NPgN | GSP | NG FES - System Transformation | Total installed renewable generation capacity (MW)
NG FES - System Transformation | Gen_BB001_NPgAggregate | MW | NPgN | OSBA_1 | Total installed renewable generation capacity (MW) | Osbaldwick | OSBALDWICK | 29.666 | 78.855 | 82.996 | 89.836 | 98.097 | 107.132 | 116.946 | 128.068 | 140.482 | 157.441 | 176.034 | 195.453 | 213.341 | 234.066 | 249.391 | 262.593 | 271.519 | 280.465 | 290.282 | 304.346 | 318.404 | 332.452 | 346.491 | 358.851 | 371.215 | 383.587 | 395.964 | 408.346 | 420.734 | 433.15 | NPgN | GSP | NG FES - System Transformation | Total installed renewable generation capacity (MW)
NG FES - System Transformation | Gen_BB001_NPgAggregate | MW | NPgN | POPP_3 | Total installed renewable generation capacity (MW) | Poppleton | POPPLETON | 8.962 | 10.48 | 10.726 | 11.081 | 11.596 | 12.202 | 12.898 | 13.631 | 14.402 | 15.259 | 16.198 | 17.159 | 18.072 | 19.07 | 19.906 | 20.688 | 21.342 | 21.989 | 22.659 | 23.458 | 24.256 | 25.052 | 25.847 | 26.589 | 27.33 | 28.071 | 28.81 | 29.548 | 30.285 | 31.02 | NPgN | GSP | NG FES - System Transformation | Total installed renewable generation capacity (MW)
NG FES - System Transformation | Gen_BB001_NPgAggregate | MW | NPgN | SALH_1 | Total installed renewable generation capacity (MW) | Saltholme | SALTHOLME | 49.215 | 49.582 | 49.615 | 49.67 | 49.734 | 49.803 | 49.879 | 49.965 | 50.062 | 50.193 | 50.338 | 50.491 | 50.632 | 50.796 | 50.878 | 48.993 | 47.072 | 45.155 | 43.247 | 41.371 | 39.496 | 37.619 | 35.743 | 33.854 | 31.965 | 30.076 | 28.186 | 26.297 | 24.407 | 24.498 | NPgN | GSP | NG FES - System Transformation | Total installed renewable generation capacity (MW)
NG FES - System Transformation | Gen_BB001_NPgAggregate | MW | NPgN | SSHI_3 | Total installed renewable generation capacity (MW) | South Shields | SOUTH SHIELDS | 3.903 | 4.315 | 4.55 | 4.827 | 5.271 | 5.827 | 6.494 | 7.161 | 7.83 | 8.56 | 9.344 | 10.129 | 10.915 | 11.702 | 12.491 | 13.28 | 14.071 | 14.862 | 15.656 | 16.45 | 17.247 | 18.044 | 18.843 | 19.644 | 20.445 | 21.249 | 22.054 | 22.861 | 23.669 | 24.479 | NPgN | GSP | NG FES - System Transformation | Total installed renewable generation capacity (MW)
NG FES - System Transformation | Gen_BB001_NPgAggregate | MW | NPgN | KIELD01 and SPAD20 | Total installed renewable generation capacity (MW) | 0 | SPADEADAM | 6.696 | 7.814 | 7.973 | 8.176 | 8.415 | 8.695 | 9.017 | 9.361 | 9.727 | 10.338 | 10.983 | 11.646 | 12.291 | 12.98 | 13.591 | 14.166 | 14.68 | 15.204 | 15.746 | 16.353 | 16.964 | 17.579 | 18.198 | 18.797 | 19.4 | 20.008 | 20.621 | 21.238 | 21.86 | 22.487 | NPgN | GSP | NG FES - System Transformation | Total installed renewable generation capacity (MW)
NG FES - System Transformation | Gen_BB001_NPgAggregate | MW | NPgN | SPEN_1 | Total installed renewable generation capacity (MW) | Spennymoor | SPENNYMOOR | 115.296 | 148.436 | 151.477 | 156.373 | 162.407 | 169.08 | 176.401 | 184.6 | 193.671 | 205.834 | 219.158 | 233.046 | 245.912 | 260.676 | 271.804 | 280.783 | 286.893 | 293.042 | 299.781 | 309.359 | 318.934 | 328.503 | 338.067 | 346.511 | 354.957 | 363.41 | 371.867 | 380.328 | 388.795 | 397.982 | NPgN | GSP | NG FES - System Transformation | Total installed renewable generation capacity (MW)
NG FES - System Transformation | Gen_BB001_NPgAggregate | MW | NPgN | STEN_1 | Total installed renewable generation capacity (MW) | Stella North | STELLA NORTH | 10.292 | 14.3 | 15.308 | 16.581 | 18.468 | 20.767 | 23.48 | 26.259 | 29.101 | 32.461 | 36.075 | 39.735 | 43.33 | 47.062 | 50.548 | 53.935 | 57.129 | 60.334 | 63.587 | 67.043 | 70.507 | 73.976 | 77.452 | 80.858 | 84.272 | 87.693 | 91.123 | 94.56 | 98.006 | 101.46 | NPgN | GSP | NG FES - System Transformation | Total installed renewable generation capacity (MW)
NG FES - System Transformation | Gen_BB001_NPgAggregate | MW | NPgN | STES_1 | Total installed renewable generation capacity (MW) | Stella South | STELLA SOUTH | 52.905 | 70.932 | 72.879 | 75.76 | 79.298 | 83.3 | 87.773 | 92.684 | 98.027 | 105.689 | 113.961 | 122.524 | 130.602 | 139.624 | 146.89 | 153.331 | 158.388 | 163.48 | 168.877 | 175.678 | 182.496 | 189.33 | 196.18 | 202.501 | 208.845 | 215.211 | 221.6 | 228.012 | 234.448 | 241.05 | NPgN | GSP | NG FES - System Transformation | Total installed renewable generation capacity (MW)
NG FES - System Transformation | Gen_BB001_NPgAggregate | MW | NPgN | TYNE_1 | Total installed renewable generation capacity (MW) | Tynemouth 1 | TYNEMOUTH | 10.277 | 11.979 | 12.729 | 13.632 | 15.055 | 16.831 | 18.953 | 21.086 | 23.224 | 25.661 | 28.261 | 30.859 | 33.443 | 36.063 | 38.648 | 41.286 | 43.899 | 46.474 | 49.054 | 51.691 | 54.334 | 56.983 | 59.638 | 62.278 | 64.924 | 67.577 | 70.237 | 72.904 | 75.579 | 78.26 | NPgN | GSP | NG FES - System Transformation | Total installed renewable generation capacity (MW)
NG FES - System Transformation | Gen_BB001_NPgAggregate | MW | NPgN | WBOL_6 | Total installed renewable generation capacity (MW) | West Boldon | WEST BOLDON | 29.032 | 32.035 | 33.067 | 34.362 | 36.369 | 38.838 | 41.763 | 44.734 | 47.748 | 51.118 | 54.746 | 58.396 | 61.989 | 65.694 | 69.214 | 72.713 | 76.068 | 79.393 | 82.748 | 86.271 | 89.798 | 93.329 | 96.865 | 100.339 | 103.819 | 107.303 | 110.793 | 114.288 | 117.789 | 121.295 | NPgN | GSP | NG FES - System Transformation | Total installed renewable generation capacity (MW)
NG FES - System Transformation | Gen_BB001_NPgAggregate | MW | NPgN | BRAW_1 | Total installed renewable generation capacity (MW) | Bradford West | BRADFORD WEST | 46.967 | 53.44 | 55.45 | 58.128 | 62.416 | 67.671 | 73.846 | 80.147 | 86.534 | 93.205 | 100.42 | 107.644 | 114.687 | 122.039 | 128.884 | 137.041 | 146.248 | 155.279 | 164.379 | 173.989 | 183.638 | 193.304 | 203.001 | 212.534 | 222.101 | 231.718 | 241.37 | 251.057 | 260.779 | 270.538 | NPgY | GSP | NG FES - System Transformation | Total installed renewable generation capacity (MW)
NG FES - System Transformation | Gen_BB001_NPgAggregate | MW | NPgN | CAMB_01 | Total installed renewable generation capacity (MW) | Camblesforth | CAMBLESFORTH | 123.063 | 124.075 | 124.337 | 124.698 | 125.23 | 125.861 | 126.593 | 127.358 | 128.155 | 129.024 | 129.977 | 130.955 | 131.902 | 132.907 | 133.789 | 134.677 | 135.567 | 136.481 | 137.42 | 138.444 | 139.473 | 140.501 | 141.531 | 142.529 | 143.529 | 144.533 | 145.539 | 146.547 | 147.557 | 148.569 | NPgY | GSP | NG FES - System Transformation | Total installed renewable generation capacity (MW)
NG FES - System Transformation | Gen_BB001_NPgAggregate | MW | NPgN | CREB_1 | Total installed renewable generation capacity (MW) | Creyke Beck | CREYKE BECK | 282.948 | 332.111 | 338.292 | 347.334 | 358.63 | 371.66 | 386.387 | 402.304 | 419.396 | 444.484 | 471.349 | 499.049 | 525.543 | 554.515 | 578.867 | 598.783 | 613.732 | 628.898 | 644.856 | 664.411 | 684.034 | 703.621 | 723.264 | 741.56 | 759.925 | 778.383 | 796.914 | 815.52 | 834.204 | 854.385 | NPgY | GSP | NG FES - System Transformation | Total installed renewable generation capacity (MW)
NG FES - System Transformation | Gen_BB001_NPgAggregate | MW | NPgN | DRAX_YEDL | Total installed renewable generation capacity (MW) | Drax | DRAX | 46.45 | 50.936 | 51.415 | 52.238 | 53.32 | 54.532 | 55.869 | 57.348 | 58.969 | 60.908 | 63.055 | 65.298 | 67.384 | 69.757 | 71.552 | 73.666 | 76.041 | 78.468 | 81.001 | 83.972 | 86.957 | 89.944 | 92.943 | 95.786 | 98.643 | 101.518 | 104.408 | 107.313 | 110.234 | 113.17 | NPgY | GSP | NG FES - System Transformation | Total installed renewable generation capacity (MW)
NG FES - System Transformation | Gen_BB001_NPgAggregate | MW | NPgN | ELLA_1 | Total installed renewable generation capacity (MW) | Elland | ELLAND | 69.105 | 75 | 76.514 | 78.607 | 81.916 | 85.948 | 90.663 | 95.5 | 100.436 | 105.615 | 111.238 | 116.888 | 122.358 | 128.137 | 133.383 | 139.198 | 145.258 | 151.177 | 157.157 | 163.626 | 170.103 | 176.578 | 183.063 | 189.368 | 195.685 | 202.019 | 208.366 | 214.727 | 221.1 | 227.488 | NPgY | GSP | NG FES - System Transformation | Total installed renewable generation capacity (MW)
NG FES - System Transformation | Gen_BB001_NPgAggregate | MW | NPgN | FERRA2 | Total installed renewable generation capacity (MW) | Ferrybridge A | FERRYBRIDGE A | 16.605 | 25.593 | 26.677 | 28.324 | 30.441 | 32.882 | 35.633 | 38.606 | 41.798 | 46.227 | 50.997 | 55.913 | 60.585 | 65.736 | 69.994 | 73.5 | 75.919 | 78.341 | 80.901 | 84.158 | 87.415 | 90.655 | 93.896 | 96.862 | 99.83 | 102.804 | 105.78 | 108.761 | 111.745 | 114.83 | NPgY | GSP | NG FES - System Transformation | Total installed renewable generation capacity (MW)
NG FES - System Transformation | Gen_BB001_NPgAggregate | MW | NPgN | FERRB9 | Total installed renewable generation capacity (MW) | Ferrybridge B (_M) | FERRYBRIDGE B | 90.153 | 112.487 | 115.023 | 118.975 | 123.997 | 129.738 | 136.167 | 143.17 | 150.743 | 161.238 | 172.575 | 184.297 | 195.389 | 207.706 | 217.707 | 226.012 | 231.817 | 237.668 | 243.885 | 251.89 | 259.897 | 267.863 | 275.831 | 283.094 | 290.366 | 297.652 | 304.947 | 312.253 | 319.569 | 327.104 | NPgY | GSP | NG FES - System Transformation | Total installed renewable generation capacity (MW)
NG FES - System Transformation | Gen_BB001_NPgAggregate | MW | NPgN | GRIW_1 | Total installed renewable generation capacity (MW) | Grimsby West | GRIMSBY WEST | 45.733 | 57.81 | 59.06 | 61.227 | 64.152 | 67.464 | 71.136 | 75.161 | 79.534 | 84.702 | 90.405 | 96.325 | 101.82 | 108.079 | 112.847 | 117.427 | 121.321 | 125.217 | 129.338 | 134.604 | 139.868 | 145.101 | 150.334 | 155.11 | 159.89 | 164.674 | 169.462 | 174.252 | 179.047 | 183.865 | NPgY | GSP | NG FES - System Transformation | Total installed renewable generation capacity (MW)
NG FES - System Transformation | Gen_BB001_NPgAggregate | MW | NPgN | JORD_3 | Total installed renewable generation capacity (MW) | Jordanthorpe | JORDANTHORPE | 3.459 | 4.43 | 4.706 | 5.058 | 5.598 | 6.263 | 7.049 | 7.849 | 8.658 | 9.611 | 10.628 | 11.647 | 12.648 | 13.685 | 14.67 | 15.68 | 16.658 | 17.614 | 18.575 | 19.592 | 20.612 | 21.632 | 22.655 | 23.658 | 24.665 | 25.674 | 26.687 | 27.702 | 28.72 | 29.741 | NPgY | GSP | NG FES - System Transformation | Total installed renewable generation capacity (MW)
NG FES - System Transformation | Gen_BB001_NPgAggregate | MW | NPgN | KEAD_YEDL | Total installed renewable generation capacity (MW) | Keadby | KEADBY | 321.961 | 382.308 | 386.542 | 395.077 | 405.285 | 416.097 | 427.486 | 440.819 | 456.13 | 475.916 | 498.012 | 521.481 | 542.769 | 568.044 | 585.249 | 600.299 | 611.495 | 623.327 | 636.489 | 655.567 | 674.649 | 693.576 | 712.498 | 729.074 | 745.663 | 762.279 | 778.911 | 795.561 | 812.229 | 829.178 | NPgY | GSP | NG FES - System Transformation | Total installed renewable generation capacity (MW)
NG FES - System Transformation | Gen_BB001_NPgAggregate | MW | NPgN | KIRKB1 | Total installed renewable generation capacity (MW) | Kirkstall B | KIRKSTALL B | 13.557 | 21.661 | 23.541 | 25.71 | 28.562 | 32.1 | 36.316 | 40.605 | 44.956 | 51.92 | 59.162 | 66.456 | 73.723 | 81.167 | 88.447 | 93.866 | 96.833 | 99.724 | 102.635 | 105.747 | 108.859 | 111.967 | 115.077 | 118.109 | 121.142 | 124.179 | 127.219 | 130.261 | 133.306 | 136.353 | NPgY | GSP | NG FES - System Transformation | Total installed renewable generation capacity (MW)
NG FES - System Transformation | Gen_BB001_NPgAggregate | MW | NPgN | NEEP_3 | Total installed renewable generation capacity (MW) | Neepsend | NEEPSEND | 6.2 | 6.711 | 7.047 | 7.456 | 8.152 | 9.028 | 10.075 | 11.121 | 12.159 | 13.214 | 14.346 | 15.464 | 16.575 | 17.696 | 18.819 | 20.111 | 21.532 | 22.913 | 24.288 | 25.685 | 27.084 | 28.486 | 29.891 | 31.293 | 32.698 | 34.107 | 35.52 | 36.937 | 38.358 | 39.782 | NPgY | GSP | NG FES - System Transformation | Total installed renewable generation capacity (MW)
NG FES - System Transformation | Gen_BB001_NPgAggregate | MW | NPgN | NORL_3 | Total installed renewable generation capacity (MW) | Norton Lees | NORTON LEES | 3.779 | 4.105 | 4.434 | 4.825 | 5.501 | 6.358 | 7.388 | 8.41 | 9.419 | 10.432 | 11.516 | 12.583 | 13.65 | 14.713 | 15.805 | 17.075 | 18.495 | 19.874 | 21.244 | 22.617 | 23.992 | 25.372 | 26.755 | 28.141 | 29.532 | 30.927 | 32.325 | 33.728 | 35.135 | 36.546 | NPgY | GSP | NG FES - System Transformation | Total installed renewable generation capacity (MW)
NG FES - System Transformation | Gen_BB001_NPgAggregate | MW | NPgN | PITS_BB_B | Total installed renewable generation capacity (MW) | Pitsmoor | PITSMOOR 3/4 | 1.073 | 1.213 | 1.354 | 1.52 | 1.808 | 2.173 | 2.612 | 3.047 | 3.477 | 3.909 | 4.371 | 4.826 | 5.281 | 5.735 | 6.2 | 6.741 | 7.345 | 7.932 | 8.515 | 9.099 | 9.685 | 10.272 | 10.861 | 11.451 | 12.042 | 12.636 | 13.231 | 13.828 | 14.427 | 15.028 | NPgY | GSP | NG FES - System Transformation | Total installed renewable generation capacity (MW)
NG FES - System Transformation | Gen_BB001_NPgAggregate | MW | NPgN | SALT_1 | Total installed renewable generation capacity (MW) | Saltend North | SALTEND NORTH | 60.123 | 60.376 | 60.669 | 61.02 | 61.597 | 62.311 | 63.166 | 64.026 | 64.888 | 65.757 | 66.698 | 67.643 | 68.587 | 69.533 | 70.472 | 71.769 | 73.504 | 75.256 | 77.02 | 78.796 | 80.585 | 82.385 | 84.194 | 86.014 | 87.844 | 89.688 | 91.543 | 93.41 | 95.288 | 97.178 | NPgY | GSP | NG FES - System Transformation | Total installed renewable generation capacity (MW)
NG FES - System Transformation | Gen_BB001_NPgAggregate | MW | NPgN | SHEC_3 | Total installed renewable generation capacity (MW) | Sheffield City | SHEFFIELD CITY | 1.475 | 1.684 | 1.857 | 2.066 | 2.425 | 2.878 | 3.422 | 3.962 | 4.497 | 5.037 | 5.615 | 6.185 | 6.753 | 7.323 | 7.902 | 8.572 | 9.317 | 10.04 | 10.759 | 11.484 | 12.21 | 12.938 | 13.668 | 14.398 | 15.13 | 15.864 | 16.6 | 17.338 | 18.079 | 18.821 | NPgY | GSP | NG FES - System Transformation | Total installed renewable generation capacity (MW)
NG FES - System Transformation | Gen_BB001_NPgAggregate | MW | NPgN | SKLGB1 | Total installed renewable generation capacity (MW) | Skelton Grange | SKELTON GRANGE | 39.331 | 55.69 | 59.516 | 64.084 | 70.4 | 78.21 | 87.484 | 96.923 | 106.503 | 120.373 | 134.917 | 149.556 | 164.076 | 179.008 | 193.457 | 205.218 | 213.222 | 221.045 | 228.926 | 237.332 | 245.743 | 254.15 | 262.564 | 270.78 | 279.006 | 287.247 | 295.498 | 303.761 | 312.035 | 320.321 | NPgY | GSP | NG FES - System Transformation | Total installed renewable generation capacity (MW)
NG FES - System Transformation | Gen_BB001_NPgAggregate | MW | NPgN | TEMP_3 | Total installed renewable generation capacity (MW) | Templeborough | TEMPLEBOROUGH 275/33KV | 0.368 | 0.821 | 0.91 | 1.015 | 1.144 | 1.303 | 1.491 | 1.684 | 1.882 | 2.223 | 2.577 | 2.935 | 3.291 | 3.66 | 4.012 | 4.259 | 4.372 | 4.484 | 4.6 | 4.729 | 4.859 | 4.988 | 5.118 | 5.242 | 5.366 | 5.49 | 5.614 | 5.738 | 5.862 | 5.987 | NPgY | GSP | NG FES - System Transformation | Total installed renewable generation capacity (MW)
NG FES - System Transformation | Gen_BB001_NPgAggregate | MW | NPgN | THUR_6 | Total installed renewable generation capacity (MW) | Thurcroft | THURCROFT | 62.847 | 79.101 | 80.641 | 83.33 | 86.824 | 90.746 | 95.064 | 99.844 | 105.078 | 111.686 | 118.939 | 126.479 | 133.475 | 141.469 | 147.533 | 153.018 | 157.176 | 161.335 | 165.784 | 171.718 | 177.647 | 183.534 | 189.417 | 194.705 | 199.994 | 205.287 | 210.58 | 215.876 | 221.173 | 226.472 | NPgY | GSP | NG FES - System Transformation | Total installed renewable generation capacity (MW)
NG FES - System Transformation | Gen_BB001_NPgAggregate | MW | NPgN | WMEL_THOM | Total installed renewable generation capacity (MW) | Thorpe Marsh | WEST MELTON / THORPE MARSH | 209.928 | 224.715 | 226.771 | 230.027 | 234.664 | 240.062 | 246.18 | 252.712 | 259.643 | 267.495 | 276.116 | 284.977 | 293.335 | 302.594 | 310.111 | 317.947 | 325.531 | 333.09 | 340.917 | 350.113 | 359.319 | 368.503 | 377.698 | 386.365 | 395.049 | 403.755 | 412.479 | 421.221 | 429.981 | 438.76 | NPgY | GSP | NG FES - System Transformation | Total installed renewable generation capacity (MW)
NG FES - System Transformation | Gen_BB001_NPgAggregate | MW | NPgN | WMEL_BB3 | Total installed renewable generation capacity (MW) | West Melton | WEST MELTON SECTION 3 | 85.534 | 102.542 | 104.734 | 108.16 | 112.847 | 118.283 | 124.43 | 131.024 | 138.053 | 146.711 | 156.137 | 165.832 | 175 | 185.147 | 193.44 | 201.266 | 207.854 | 214.408 | 221.243 | 229.534 | 237.828 | 246.089 | 254.354 | 262.046 | 269.747 | 277.461 | 285.186 | 292.92 | 300.665 | 308.422 | NPgY | GSP | NG FES - System Transformation | Total installed renewable generation capacity (MW)
NG FES - System Transformation | Gen_BB001_NPgAggregate | MW | NPgN | WIBA_3 | Total installed renewable generation capacity (MW) | Wincobank | WINCOBANK | 46.447 | 47.312 | 47.452 | 47.638 | 47.879 | 48.166 | 48.498 | 48.847 | 49.212 | 49.755 | 50.33 | 50.916 | 51.487 | 52.094 | 52.638 | 53.06 | 53.309 | 53.558 | 53.816 | 54.124 | 54.432 | 54.739 | 55.046 | 55.332 | 55.618 | 55.905 | 56.192 | 56.478 | 56.765 | 57.052 | NPgY | GSP | NG FES - System Transformation | Total installed renewable generation capacity (MW)
NG FES - Consumer Transformation | Srg_BB001_NPgAggregate | MW | NPgN | BLYTB1 | Total installed storage capacity (MW) | Blyth 66kV | BLYTH 66kV | 0.2 | 3.723 | 5.739 | 6.518 | 11.46 | 12.011 | 12.595 | 13.286 | 13.937 | 17.579 | 18.433 | 19.9 | 23.314 | 24.483 | 29.294 | 36.368 | 40 | 43.379 | 46.703 | 51.868 | 60.788 | 67.864 | 69.644 | 75.078 | 76.959 | 80.456 | 82.494 | 84.613 | 88.593 | 90.868 | NPgN | GSP | NG FES - Consumer Transformation | Total installed storage capacity (MW)
NG FES - Consumer Transformation | Srg_BB001_NPgAggregate | MW | NPgN | BLYTH132 | Total installed storage capacity (MW) | Blyth 132kV | BLYTH 132kV | 0.076 | 3.299 | 6.449 | 7.415 | 8.585 | 8.8 | 9.024 | 9.29 | 9.511 | 14.687 | 14.981 | 15.681 | 17.885 | 18.303 | 24.867 | 26.649 | 30.335 | 33.985 | 37.571 | 44.223 | 46.419 | 50.821 | 51.385 | 52.765 | 53.341 | 56.576 | 57.2 | 57.85 | 61.585 | 62.281 | NPgN | GSP | NG FES - Consumer Transformation | Total installed storage capacity (MW)
NG FES - Consumer Transformation | Srg_BB001_NPgAggregate | MW | NPgN | FOUR_1 | Total installed storage capacity (MW) | Fourstones | FOURSTONES | 0.029 | 0.177 | 0.345 | 0.42 | 0.47 | 0.546 | 0.622 | 0.715 | 0.785 | 1.092 | 1.186 | 1.299 | 1.502 | 1.641 | 2.056 | 2.225 | 2.543 | 2.879 | 3.185 | 3.622 | 3.804 | 4.097 | 4.267 | 4.435 | 4.603 | 4.894 | 5.076 | 5.265 | 5.596 | 5.798 | NPgN | GSP | NG FES - Consumer Transformation | Total installed storage capacity (MW)
NG FES - Consumer Transformation | Srg_BB001_NPgAggregate | MW | NPgN | HARM_6 | Total installed storage capacity (MW) | Hart Moor | HARTMOOR | 0.076 | 0.897 | 1.77 | 2.098 | 2.348 | 2.573 | 2.81 | 3.094 | 3.343 | 4.908 | 5.246 | 5.695 | 6.553 | 7.022 | 9.078 | 9.758 | 11.147 | 12.576 | 13.964 | 16.147 | 16.974 | 18.477 | 19.16 | 19.936 | 20.649 | 22.065 | 22.838 | 23.642 | 25.255 | 26.118 | NPgN | GSP | NG FES - Consumer Transformation | Total installed storage capacity (MW)
NG FES - Consumer Transformation | Srg_BB001_NPgAggregate | MW | NPgN | HAWP_6 | Total installed storage capacity (MW) | Hawthorn Pit | HAWTHORN PIT GRID | 0.09 | 1.268 | 2.414 | 2.838 | 3.415 | 3.689 | 3.982 | 4.331 | 4.655 | 6.704 | 7.133 | 7.732 | 8.916 | 9.506 | 12.197 | 13.382 | 15.197 | 17.037 | 18.844 | 21.709 | 23.184 | 25.366 | 26.255 | 27.476 | 28.412 | 30.279 | 31.294 | 32.35 | 34.477 | 35.61 | NPgN | GSP | NG FES - Consumer Transformation | Total installed storage capacity (MW)
NG FES - Consumer Transformation | Srg_BB001_NPgAggregate | MW | NPgN | KNARE_111 | Total installed storage capacity (MW) | Knaresborough | KNARESBOROUGH | 0.191 | 3.238 | 6.634 | 7.786 | 8.142 | 8.682 | 9.231 | 9.897 | 10.44 | 16.225 | 16.968 | 18.074 | 20.63 | 21.683 | 29.138 | 30.405 | 34.947 | 39.607 | 44.113 | 51.802 | 53.257 | 57.773 | 59.203 | 60.647 | 62.107 | 66.365 | 67.948 | 69.596 | 74.476 | 76.243 | NPgN | GSP | NG FES - Consumer Transformation | Total installed storage capacity (MW)
NG FES - Consumer Transformation | Srg_BB001_NPgAggregate | MW | NPgN | LACK_6 | Total installed storage capacity (MW) | Lackenby | LACKENBY | 6.139 | 7.433 | 8.624 | 9.116 | 9.997 | 10.418 | 10.866 | 11.4 | 11.891 | 14.118 | 14.768 | 15.621 | 17.157 | 18.054 | 21.036 | 22.842 | 25.049 | 27.297 | 29.487 | 32.729 | 34.97 | 37.723 | 39.063 | 40.907 | 42.315 | 44.659 | 46.186 | 47.774 | 50.434 | 52.139 | NPgN | GSP | NG FES - Consumer Transformation | Total installed storage capacity (MW)
NG FES - Consumer Transformation | Srg_BB001_NPgAggregate | MW | NPgN | NORT_1 | Total installed storage capacity (MW) | Norton | NORTON | 2.927 | 10.018 | 17.593 | 20.181 | 21.768 | 23.01 | 24.297 | 25.847 | 27.169 | 40.167 | 41.959 | 44.646 | 50.718 | 53.231 | 70.011 | 73.961 | 84.326 | 94.895 | 105.181 | 122.59 | 127.331 | 138.344 | 141.899 | 146.114 | 149.792 | 159.714 | 163.702 | 167.85 | 179.212 | 183.665 | NPgN | GSP | NG FES - Consumer Transformation | Total installed storage capacity (MW)
NG FES - Consumer Transformation | Srg_BB001_NPgAggregate | MW | NPgN | OFFE_3 | Total installed storage capacity (MW) | Offerton | OFFERTON | 0.049 | 0.326 | 0.545 | 0.654 | 0.887 | 1.026 | 1.176 | 1.359 | 1.525 | 1.995 | 2.218 | 2.485 | 2.9 | 3.21 | 3.868 | 4.382 | 4.953 | 5.546 | 6.116 | 6.861 | 7.491 | 8.18 | 8.637 | 9.197 | 9.676 | 10.318 | 10.838 | 11.379 | 12.104 | 12.685 | NPgN | GSP | NG FES - Consumer Transformation | Total installed storage capacity (MW)
NG FES - Consumer Transformation | Srg_BB001_NPgAggregate | MW | NPgN | OSBA_1 | Total installed storage capacity (MW) | Osbaldwick | OSBALDWICK | 3.569 | 11.821 | 20.213 | 22.911 | 25.399 | 26.314 | 27.261 | 28.396 | 29.318 | 43.343 | 44.604 | 46.893 | 53.087 | 54.877 | 72.783 | 77.277 | 87.764 | 98.299 | 108.568 | 126.866 | 132.3 | 144.072 | 146.495 | 150.426 | 152.901 | 162.382 | 165.064 | 167.856 | 178.76 | 181.756 | NPgN | GSP | NG FES - Consumer Transformation | Total installed storage capacity (MW)
NG FES - Consumer Transformation | Srg_BB001_NPgAggregate | MW | NPgN | POPP_3 | Total installed storage capacity (MW) | Poppleton | POPPLETON | 0.043 | 0.422 | 0.846 | 1.011 | 1.093 | 1.217 | 1.345 | 1.5 | 1.634 | 2.396 | 2.574 | 2.803 | 3.225 | 3.475 | 4.484 | 4.784 | 5.479 | 6.201 | 6.895 | 7.967 | 8.32 | 9.025 | 9.379 | 9.739 | 10.105 | 10.807 | 11.204 | 11.617 | 12.416 | 12.859 | NPgN | GSP | NG FES - Consumer Transformation | Total installed storage capacity (MW)
NG FES - Consumer Transformation | Srg_BB001_NPgAggregate | MW | NPgN | SALH_1 | Total installed storage capacity (MW) | Saltholme | SALTHOLME | 0.004 | 0.441 | 0.923 | 1.062 | 1.079 | 1.09 | 1.1 | 1.113 | 1.121 | 1.898 | 1.909 | 1.97 | 2.221 | 2.239 | 3.212 | 3.246 | 3.749 | 4.253 | 4.751 | 5.725 | 5.762 | 6.263 | 6.282 | 6.307 | 6.324 | 6.752 | 6.77 | 6.789 | 7.287 | 7.307 | NPgN | GSP | NG FES - Consumer Transformation | Total installed storage capacity (MW)
NG FES - Consumer Transformation | Srg_BB001_NPgAggregate | MW | NPgN | SSHI_3 | Total installed storage capacity (MW) | South Shields | SOUTH SHIELDS | 35.048 | 35.301 | 35.526 | 35.636 | 35.814 | 35.948 | 36.09 | 36.262 | 36.41 | 36.873 | 37.075 | 37.314 | 37.694 | 37.977 | 38.619 | 39.05 | 39.592 | 40.159 | 40.695 | 41.409 | 41.925 | 42.532 | 42.934 | 43.401 | 43.817 | 44.399 | 44.851 | 45.32 | 45.978 | 46.482 | NPgN | GSP | NG FES - Consumer Transformation | Total installed storage capacity (MW)
NG FES - Consumer Transformation | Srg_BB001_NPgAggregate | MW | NPgN | KIELD01 and SPAD20 | Total installed storage capacity (MW) | 0 | SPADEADAM | 0.011 | 0.21 | 0.329 | 0.373 | 0.629 | 0.659 | 0.69 | 0.728 | 0.757 | 0.964 | 1.004 | 1.074 | 1.256 | 1.313 | 1.585 | 1.945 | 2.144 | 2.333 | 2.51 | 2.792 | 3.236 | 3.594 | 3.667 | 3.924 | 3.997 | 4.164 | 4.243 | 4.326 | 4.517 | 4.605 | NPgN | GSP | NG FES - Consumer Transformation | Total installed storage capacity (MW)
NG FES - Consumer Transformation | Srg_BB001_NPgAggregate | MW | NPgN | SPEN_1 | Total installed storage capacity (MW) | Spennymoor | SPENNYMOOR | 0.244 | 6.066 | 11.995 | 13.925 | 15.702 | 16.417 | 17.155 | 18.045 | 18.813 | 28.799 | 29.83 | 31.601 | 36.119 | 37.562 | 50.359 | 53.705 | 61.304 | 68.948 | 76.435 | 89.593 | 93.686 | 102.282 | 104.332 | 107.444 | 109.568 | 116.635 | 118.937 | 121.331 | 129.448 | 132.018 | NPgN | GSP | NG FES - Consumer Transformation | Total installed storage capacity (MW)
NG FES - Consumer Transformation | Srg_BB001_NPgAggregate | MW | NPgN | STEN_1 | Total installed storage capacity (MW) | Stella North | STELLA NORTH | 0.176 | 1.804 | 3.301 | 3.885 | 4.727 | 5.206 | 5.713 | 6.333 | 6.862 | 9.634 | 10.355 | 11.296 | 13.057 | 14.075 | 17.765 | 19.547 | 22.205 | 24.94 | 27.555 | 31.499 | 33.637 | 36.646 | 38.078 | 39.885 | 41.364 | 44.037 | 45.642 | 47.311 | 50.349 | 52.141 | NPgN | GSP | NG FES - Consumer Transformation | Total installed storage capacity (MW)
NG FES - Consumer Transformation | Srg_BB001_NPgAggregate | MW | NPgN | STES_1 | Total installed storage capacity (MW) | Stella South | STELLA SOUTH | 0.149 | 3.966 | 7.547 | 8.717 | 10.585 | 11.023 | 11.473 | 12.014 | 12.471 | 18.509 | 19.134 | 20.267 | 23.248 | 24.124 | 31.85 | 34.861 | 39.516 | 44.136 | 48.658 | 56.601 | 60.324 | 66.136 | 67.374 | 69.877 | 71.158 | 75.422 | 76.811 | 78.255 | 83.153 | 84.703 | NPgN | GSP | NG FES - Consumer Transformation | Total installed storage capacity (MW)
NG FES - Consumer Transformation | Srg_BB001_NPgAggregate | MW | NPgN | TYNE_1 | Total installed storage capacity (MW) | Tynemouth 1 | TYNEMOUTH | 0.134 | 1.235 | 2.319 | 2.772 | 3.375 | 3.773 | 4.193 | 4.696 | 5.147 | 7.179 | 7.781 | 8.549 | 9.9 | 10.736 | 13.458 | 14.867 | 16.882 | 18.956 | 20.961 | 23.916 | 25.643 | 27.983 | 29.209 | 30.727 | 32.009 | 34.138 | 35.529 | 36.974 | 39.391 | 40.943 | NPgN | GSP | NG FES - Consumer Transformation | Total installed storage capacity (MW)
NG FES - Consumer Transformation | Srg_BB001_NPgAggregate | MW | NPgN | WBOL_6 | Total installed storage capacity (MW) | West Boldon | WEST BOLDON | 2.88 | 3.726 | 4.545 | 4.975 | 5.641 | 6.178 | 6.743 | 7.42 | 8.026 | 9.737 | 10.549 | 11.509 | 12.975 | 14.1 | 16.482 | 18.2 | 20.26 | 22.411 | 24.473 | 27.169 | 29.269 | 31.668 | 33.322 | 35.255 | 36.986 | 39.306 | 41.182 | 43.134 | 45.75 | 47.845 | NPgN | GSP | NG FES - Consumer Transformation | Total installed storage capacity (MW)
NG FES - Consumer Transformation | Srg_BB001_NPgAggregate | MW | NPgN | BRAW_1 | Total installed storage capacity (MW) | Bradford West | BRADFORD WEST | 0.299 | 2.096 | 4.015 | 10.683 | 11.376 | 12.389 | 13.483 | 15.034 | 17.251 | 22.485 | 24.835 | 27.186 | 29.752 | 32.676 | 35.398 | 38.346 | 41.426 | 47.08 | 51.742 | 55.062 | 58.561 | 62.054 | 65.711 | 69.458 | 73.315 | 79.806 | 83.98 | 88.266 | 92.712 | 97.308 | NPgY | GSP | NG FES - Consumer Transformation | Total installed storage capacity (MW)
NG FES - Consumer Transformation | Srg_BB001_NPgAggregate | MW | NPgN | CAMB_01 | Total installed storage capacity (MW) | Camblesforth | CAMBLESFORTH | 0.073 | 0.577 | 1.215 | 2.968 | 3.11 | 3.339 | 3.546 | 3.827 | 4.079 | 5.065 | 5.362 | 5.654 | 6.065 | 6.531 | 6.942 | 7.43 | 7.948 | 9.01 | 9.764 | 10.206 | 10.684 | 11.072 | 11.489 | 11.894 | 12.287 | 13.195 | 13.627 | 14.067 | 14.523 | 14.994 | NPgY | GSP | NG FES - Consumer Transformation | Total installed storage capacity (MW)
NG FES - Consumer Transformation | Srg_BB001_NPgAggregate | MW | NPgN | CREB_1 | Total installed storage capacity (MW) | Creyke Beck | CREYKE BECK | 50.172 | 58.663 | 66.268 | 105.193 | 105.919 | 106.899 | 108.001 | 109.048 | 109.592 | 125.484 | 126.613 | 128.079 | 129.868 | 133.234 | 135.462 | 138.074 | 140.788 | 153.163 | 161.867 | 165.115 | 168.595 | 172.233 | 176.065 | 180.078 | 184.264 | 198.054 | 202.834 | 207.605 | 212.556 | 217.689 | NPgY | GSP | NG FES - Consumer Transformation | Total installed storage capacity (MW)
NG FES - Consumer Transformation | Srg_BB001_NPgAggregate | MW | NPgN | DRAX_YEDL | Total installed storage capacity (MW) | Drax | DRAX | 0.069 | 1.077 | 2.119 | 6.329 | 6.469 | 6.689 | 6.897 | 7.282 | 7.943 | 10.47 | 11.08 | 11.623 | 12.222 | 12.979 | 13.541 | 14.162 | 14.784 | 16.912 | 18.375 | 18.932 | 19.515 | 20.025 | 20.56 | 21.082 | 21.599 | 23.642 | 24.203 | 24.756 | 25.328 | 25.917 | NPgY | GSP | NG FES - Consumer Transformation | Total installed storage capacity (MW)
NG FES - Consumer Transformation | Srg_BB001_NPgAggregate | MW | NPgN | ELLA_1 | Total installed storage capacity (MW) | Elland | ELLAND | 0.209 | 1.574 | 2.969 | 8.213 | 8.707 | 9.421 | 10.207 | 11.251 | 12.629 | 16.267 | 17.805 | 19.392 | 21.138 | 23.167 | 25.071 | 27.14 | 29.315 | 33.261 | 36.562 | 38.971 | 41.517 | 44.095 | 46.796 | 49.58 | 52.458 | 57.136 | 60.263 | 63.478 | 66.812 | 70.262 | NPgY | GSP | NG FES - Consumer Transformation | Total installed storage capacity (MW)
NG FES - Consumer Transformation | Srg_BB001_NPgAggregate | MW | NPgN | FERRA2 | Total installed storage capacity (MW) | Ferrybridge A | FERRYBRIDGE A | 0.178 | 2.002 | 4.089 | 11.191 | 11.542 | 12.103 | 12.604 | 13.179 | 13.385 | 16.377 | 16.794 | 17.263 | 18.076 | 19.117 | 19.977 | 21.049 | 22.207 | 25.118 | 27.103 | 28.09 | 29.175 | 30.043 | 30.987 | 31.909 | 32.802 | 35.338 | 36.354 | 37.381 | 38.446 | 39.547 | NPgY | GSP | NG FES - Consumer Transformation | Total installed storage capacity (MW)
NG FES - Consumer Transformation | Srg_BB001_NPgAggregate | MW | NPgN | FERRB9 | Total installed storage capacity (MW) | Ferrybridge B (_M) | FERRYBRIDGE B | 0.184 | 4.496 | 8.561 | 27.752 | 28.179 | 28.801 | 29.443 | 30.101 | 30.403 | 38.273 | 38.89 | 39.656 | 40.703 | 42.494 | 43.726 | 45.204 | 46.756 | 53.089 | 57.476 | 59.146 | 60.947 | 62.706 | 64.573 | 66.495 | 68.469 | 75.152 | 77.411 | 79.665 | 82.003 | 84.426 | NPgY | GSP | NG FES - Consumer Transformation | Total installed storage capacity (MW)
NG FES - Consumer Transformation | Srg_BB001_NPgAggregate | MW | NPgN | GRIW_1 | Total installed storage capacity (MW) | Grimsby West | GRIMSBY WEST | 0.337 | 2.712 | 5.766 | 13.982 | 14.619 | 15.663 | 16.579 | 17.848 | 18.947 | 23.5 | 24.789 | 26.027 | 27.849 | 29.9 | 31.683 | 33.82 | 36.095 | 40.933 | 44.272 | 46.105 | 48.096 | 49.619 | 51.268 | 52.838 | 54.329 | 58.238 | 59.881 | 61.548 | 63.277 | 65.057 | NPgY | GSP | NG FES - Consumer Transformation | Total installed storage capacity (MW)
NG FES - Consumer Transformation | Srg_BB001_NPgAggregate | MW | NPgN | JORD_3 | Total installed storage capacity (MW) | Jordanthorpe | JORDANTHORPE | 0.051 | 0.357 | 0.727 | 1.793 | 1.903 | 2.07 | 2.235 | 2.439 | 2.618 | 3.231 | 3.461 | 3.704 | 4.021 | 4.38 | 4.721 | 5.111 | 5.529 | 6.25 | 6.819 | 7.232 | 7.676 | 8.086 | 8.522 | 8.962 | 9.408 | 10.141 | 10.628 | 11.131 | 11.651 | 12.19 | NPgY | GSP | NG FES - Consumer Transformation | Total installed storage capacity (MW)
NG FES - Consumer Transformation | Srg_BB001_NPgAggregate | MW | NPgN | KEAD_YEDL | Total installed storage capacity (MW) | Keadby | KEADBY | 0.332 | 8.913 | 17.26 | 55.037 | 55.693 | 56.741 | 57.708 | 59.373 | 61.913 | 80.276 | 82.695 | 84.874 | 87.416 | 91.34 | 93.739 | 96.524 | 99.272 | 113.442 | 122.69 | 125.076 | 127.592 | 129.719 | 131.965 | 134.14 | 136.269 | 149.854 | 152.286 | 154.582 | 156.962 | 159.409 | NPgY | GSP | NG FES - Consumer Transformation | Total installed storage capacity (MW)
NG FES - Consumer Transformation | Srg_BB001_NPgAggregate | MW | NPgN | KIRKB1 | Total installed storage capacity (MW) | Kirkstall B | KIRKSTALL B | 0.119 | 2.388 | 4.505 | 14.613 | 14.92 | 15.341 | 15.796 | 15.928 | 14.999 | 17.593 | 17.189 | 17.106 | 17.321 | 17.939 | 18.459 | 19.178 | 20.022 | 22.373 | 24.158 | 25.236 | 26.441 | 27.692 | 29.04 | 30.475 | 31.977 | 34.831 | 36.577 | 38.368 | 40.227 | 42.162 | NPgY | GSP | NG FES - Consumer Transformation | Total installed storage capacity (MW)
NG FES - Consumer Transformation | Srg_BB001_NPgAggregate | MW | NPgN | NEEP_3 | Total installed storage capacity (MW) | Neepsend | NEEPSEND | 0.046 | 0.236 | 0.429 | 1.095 | 1.207 | 1.366 | 1.546 | 1.779 | 2.087 | 2.691 | 3.041 | 3.409 | 3.806 | 4.253 | 4.695 | 5.17 | 5.671 | 6.421 | 7.101 | 7.677 | 8.285 | 8.915 | 9.573 | 10.256 | 10.966 | 11.933 | 12.701 | 13.495 | 14.319 | 15.172 | NPgY | GSP | NG FES - Consumer Transformation | Total installed storage capacity (MW)
NG FES - Consumer Transformation | Srg_BB001_NPgAggregate | MW | NPgN | NORL_3 | Total installed storage capacity (MW) | Norton Lees | NORTON LEES | 0.07 | 0.278 | 0.578 | 1.08 | 1.232 | 1.462 | 1.697 | 2.004 | 2.344 | 2.918 | 3.314 | 3.723 | 4.213 | 4.734 | 5.259 | 5.843 | 6.465 | 7.305 | 8.034 | 8.673 | 9.354 | 10.006 | 10.694 | 11.394 | 12.108 | 13.03 | 13.802 | 14.602 | 15.431 | 16.289 | NPgY | GSP | NG FES - Consumer Transformation | Total installed storage capacity (MW)
NG FES - Consumer Transformation | Srg_BB001_NPgAggregate | MW | NPgN | PITS_BB_B | Total installed storage capacity (MW) | Pitsmoor | PITSMOOR 3/4 | 0.026 | 0.117 | 0.234 | 0.496 | 0.555 | 0.642 | 0.734 | 0.854 | 0.994 | 1.252 | 1.414 | 1.582 | 1.778 | 1.989 | 2.201 | 2.434 | 2.681 | 3.032 | 3.339 | 3.602 | 3.882 | 4.156 | 4.445 | 4.741 | 5.045 | 5.451 | 5.779 | 6.119 | 6.472 | 6.837 | NPgY | GSP | NG FES - Consumer Transformation | Total installed storage capacity (MW)
NG FES - Consumer Transformation | Srg_BB001_NPgAggregate | MW | NPgN | SALT_1 | Total installed storage capacity (MW) | Saltend North | SALTEND NORTH | 0.174 | 0.729 | 1.761 | 2.765 | 3.083 | 3.615 | 4.064 | 4.73 | 5.366 | 6.53 | 7.222 | 7.856 | 8.794 | 9.72 | 10.601 | 11.653 | 12.777 | 14.471 | 15.653 | 16.487 | 17.395 | 18.024 | 18.711 | 19.34 | 19.911 | 20.977 | 21.589 | 22.219 | 22.872 | 23.542 | NPgY | GSP | NG FES - Consumer Transformation | Total installed storage capacity (MW)
NG FES - Consumer Transformation | Srg_BB001_NPgAggregate | MW | NPgN | SHEC_3 | Total installed storage capacity (MW) | Sheffield City | SHEFFIELD CITY | 0.127 | 0.468 | 1.172 | 1.592 | 1.823 | 2.209 | 2.534 | 2.972 | 3.264 | 3.756 | 4.13 | 4.486 | 5.088 | 5.665 | 6.242 | 6.951 | 7.722 | 8.694 | 9.373 | 9.934 | 10.552 | 10.965 | 11.422 | 11.837 | 12.211 | 12.711 | 13.116 | 13.537 | 13.974 | 14.423 | NPgY | GSP | NG FES - Consumer Transformation | Total installed storage capacity (MW)
NG FES - Consumer Transformation | Srg_BB001_NPgAggregate | MW | NPgN | SKLGB1 | Total installed storage capacity (MW) | Skelton Grange | SKELTON GRANGE | 0.33 | 4.323 | 8.153 | 24.572 | 25.206 | 26.249 | 27.405 | 28.218 | 27.473 | 32.473 | 32.679 | 33.43 | 34.803 | 36.858 | 38.801 | 41.17 | 43.822 | 49.099 | 53.364 | 56.461 | 59.848 | 63.277 | 66.934 | 70.765 | 74.741 | 81.086 | 85.577 | 90.203 | 95.004 | 99.989 | NPgY | GSP | NG FES - Consumer Transformation | Total installed storage capacity (MW)
NG FES - Consumer Transformation | Srg_BB001_NPgAggregate | MW | NPgN | TEMP_3 | Total installed storage capacity (MW) | Templeborough | TEMPLEBOROUGH 275/33KV | 0.072 | 0.424 | 0.995 | 1.926 | 2.051 | 2.267 | 2.435 | 2.642 | 2.67 | 3.055 | 3.147 | 3.237 | 3.494 | 3.749 | 3.988 | 4.312 | 4.671 | 5.25 | 5.591 | 5.795 | 6.031 | 6.126 | 6.243 | 6.328 | 6.378 | 6.588 | 6.65 | 6.714 | 6.781 | 6.847 | NPgY | GSP | NG FES - Consumer Transformation | Total installed storage capacity (MW)
NG FES - Consumer Transformation | Srg_BB001_NPgAggregate | MW | NPgN | THUR_6 | Total installed storage capacity (MW) | Thurcroft | THURCROFT | 50.078 | 52.612 | 55.204 | 65.829 | 66.204 | 66.782 | 67.345 | 68.076 | 68.788 | 73.83 | 74.686 | 75.564 | 76.693 | 78.222 | 79.41 | 80.793 | 82.24 | 86.658 | 89.765 | 91.164 | 92.665 | 94.033 | 95.486 | 96.947 | 98.417 | 102.814 | 104.457 | 106.107 | 107.819 | 109.588 | NPgY | GSP | NG FES - Consumer Transformation | Total installed storage capacity (MW)
NG FES - Consumer Transformation | Srg_BB001_NPgAggregate | MW | NPgN | WMEL_THOM | Total installed storage capacity (MW) | Thorpe Marsh | WEST MELTON / THORPE MARSH | 20.173 | 22.273 | 24.155 | 33.275 | 33.713 | 34.325 | 35.042 | 36.065 | 37.716 | 43.29 | 45.008 | 46.741 | 48.509 | 50.731 | 52.646 | 54.684 | 56.783 | 61.898 | 65.966 | 68.392 | 70.935 | 73.595 | 76.367 | 79.239 | 82.229 | 88.327 | 91.583 | 94.902 | 98.345 | 101.907 | NPgY | GSP | NG FES - Consumer Transformation | Total installed storage capacity (MW)
NG FES - Consumer Transformation | Srg_BB001_NPgAggregate | MW | NPgN | WMEL_BB3 | Total installed storage capacity (MW) | West Melton | WEST MELTON SECTION 3 | 1.353 | 4.179 | 6.694 | 19.356 | 19.751 | 20.296 | 20.933 | 21.709 | 22.684 | 28.797 | 29.956 | 31.212 | 32.557 | 34.469 | 36.007 | 37.693 | 39.442 | 44.677 | 48.662 | 50.732 | 52.918 | 55.219 | 57.625 | 60.132 | 62.748 | 68.886 | 71.781 | 74.717 | 77.763 | 80.918 | NPgY | GSP | NG FES - Consumer Transformation | Total installed storage capacity (MW)
NG FES - Consumer Transformation | Srg_BB001_NPgAggregate | MW | NPgN | WIBA_3 | Total installed storage capacity (MW) | Wincobank | WINCOBANK | 0.007 | 0.293 | 0.546 | 1.871 | 1.89 | 1.915 | 1.944 | 1.956 | 1.916 | 2.38 | 2.369 | 2.377 | 2.399 | 2.474 | 2.515 | 2.57 | 2.629 | 2.976 | 3.216 | 3.294 | 3.381 | 3.474 | 3.573 | 3.679 | 3.791 | 4.184 | 4.315 | 4.446 | 4.581 | 4.723 | NPgY | GSP | NG FES - Consumer Transformation | Total installed storage capacity (MW)
NG FES - Falling Short | Srg_BB001_NPgAggregate | MW | NPgN | BLYTB1 | Total installed storage capacity (MW) | Blyth 66kV | BLYTH 66kV | 0.1 | 0.248 | 1.233 | 1.331 | 1.439 | 2.085 | 2.224 | 2.39 | 2.516 | 4.448 | 4.611 | 4.772 | 4.999 | 5.933 | 6.161 | 6.424 | 6.707 | 7.02 | 7.275 | 7.523 | 7.782 | 7.995 | 8.223 | 8.448 | 12.224 | 12.459 | 12.689 | 19.154 | 21.177 | 21.638 | NPgN | GSP | NG FES - Falling Short | Total installed storage capacity (MW)
NG FES - Falling Short | Srg_BB001_NPgAggregate | MW | NPgN | BLYTH132 | Total installed storage capacity (MW) | Blyth 132kV | BLYTH 132kV | 0.056 | 0.097 | 1.665 | 1.708 | 1.756 | 2.686 | 2.749 | 2.828 | 2.878 | 5.999 | 6.066 | 6.129 | 6.234 | 7.557 | 7.658 | 7.78 | 7.912 | 8.062 | 8.17 | 8.269 | 8.375 | 8.447 | 8.527 | 8.601 | 14.787 | 14.879 | 14.95 | 25.723 | 28.858 | 29.301 | NPgN | GSP | NG FES - Falling Short | Total installed storage capacity (MW)
NG FES - Falling Short | Srg_BB001_NPgAggregate | MW | NPgN | FOUR_1 | Total installed storage capacity (MW) | Fourstones | FOURSTONES | 0.019 | 0.034 | 0.116 | 0.133 | 0.151 | 0.217 | 0.242 | 0.273 | 0.29 | 0.449 | 0.473 | 0.496 | 0.536 | 0.628 | 0.666 | 0.713 | 0.764 | 0.823 | 0.863 | 0.898 | 0.936 | 0.96 | 0.986 | 1.009 | 1.297 | 1.318 | 1.338 | 1.83 | 1.986 | 2.024 | NPgN | GSP | NG FES - Falling Short | Total installed storage capacity (MW)
NG FES - Falling Short | Srg_BB001_NPgAggregate | MW | NPgN | HARM_6 | Total installed storage capacity (MW) | Hart Moor | HARTMOOR | 0.059 | 0.103 | 0.533 | 0.576 | 0.623 | 0.908 | 0.97 | 1.045 | 1.098 | 1.941 | 2.01 | 2.078 | 2.179 | 2.588 | 2.687 | 2.805 | 2.932 | 3.073 | 3.183 | 3.287 | 3.397 | 3.481 | 3.571 | 3.659 | 5.297 | 5.387 | 5.474 | 8.286 | 9.156 | 9.344 | NPgN | GSP | NG FES - Falling Short | Total installed storage capacity (MW)
NG FES - Falling Short | Srg_BB001_NPgAggregate | MW | NPgN | HAWP_6 | Total installed storage capacity (MW) | Hawthorn Pit | HAWTHORN PIT GRID | 0.073 | 0.126 | 0.69 | 0.741 | 0.797 | 1.162 | 1.234 | 1.32 | 1.385 | 2.493 | 2.577 | 2.659 | 2.776 | 3.303 | 3.421 | 3.557 | 3.704 | 3.867 | 3.998 | 4.125 | 4.257 | 4.364 | 4.479 | 4.592 | 6.76 | 6.879 | 6.993 | 10.717 | 11.869 | 12.115 | NPgN | GSP | NG FES - Falling Short | Total installed storage capacity (MW)
NG FES - Falling Short | Srg_BB001_NPgAggregate | MW | NPgN | KNARE_111 | Total installed storage capacity (MW) | Knaresborough | KNARESBOROUGH | 0.14 | 0.243 | 1.928 | 2.036 | 2.157 | 3.224 | 3.382 | 3.58 | 3.706 | 7.035 | 7.202 | 7.363 | 7.625 | 9.14 | 9.392 | 9.697 | 10.027 | 10.4 | 10.671 | 10.92 | 11.186 | 11.369 | 11.57 | 11.757 | 18.263 | 18.461 | 18.64 | 29.908 | 33.266 | 33.839 | NPgN | GSP | NG FES - Falling Short | Total installed storage capacity (MW)
NG FES - Falling Short | Srg_BB001_NPgAggregate | MW | NPgN | LACK_6 | Total installed storage capacity (MW) | Lackenby | LACKENBY | 6.112 | 6.193 | 6.775 | 6.853 | 6.94 | 7.343 | 7.455 | 7.59 | 7.688 | 8.822 | 8.95 | 9.076 | 9.259 | 9.841 | 10.023 | 10.235 | 10.464 | 10.718 | 10.92 | 11.114 | 11.318 | 11.48 | 11.654 | 11.825 | 14.01 | 14.184 | 14.357 | 18.076 | 19.27 | 19.577 | NPgN | GSP | NG FES - Falling Short | Total installed storage capacity (MW)
NG FES - Falling Short | Srg_BB001_NPgAggregate | MW | NPgN | NORT_1 | Total installed storage capacity (MW) | Norton | NORTON | 2.825 | 3.064 | 6.818 | 7.058 | 7.327 | 9.693 | 10.043 | 10.475 | 10.766 | 18.18 | 18.563 | 18.934 | 19.512 | 22.884 | 23.447 | 24.119 | 24.845 | 25.658 | 26.271 | 26.845 | 27.452 | 27.897 | 28.38 | 28.839 | 43.369 | 43.859 | 44.31 | 69.445 | 76.976 | 78.306 | NPgN | GSP | NG FES - Falling Short | Total installed storage capacity (MW)
NG FES - Falling Short | Srg_BB001_NPgAggregate | MW | NPgN | OFFE_3 | Total installed storage capacity (MW) | Offerton | OFFERTON | 0.039 | 0.068 | 0.176 | 0.204 | 0.235 | 0.324 | 0.364 | 0.412 | 0.447 | 0.654 | 0.699 | 0.743 | 0.809 | 0.937 | 1.002 | 1.078 | 1.16 | 1.251 | 1.323 | 1.391 | 1.463 | 1.519 | 1.579 | 1.637 | 2.02 | 2.078 | 2.136 | 2.77 | 2.996 | 3.078 | NPgN | GSP | NG FES - Falling Short | Total installed storage capacity (MW)
NG FES - Falling Short | Srg_BB001_NPgAggregate | MW | NPgN | OSBA_1 | Total installed storage capacity (MW) | Osbaldwick | OSBALDWICK | 3.482 | 3.657 | 7.829 | 8.011 | 8.217 | 10.767 | 11.036 | 11.373 | 11.588 | 19.859 | 20.144 | 20.417 | 20.864 | 24.487 | 24.917 | 25.436 | 25.999 | 26.635 | 27.096 | 27.52 | 27.972 | 28.283 | 28.625 | 28.942 | 45.235 | 45.591 | 45.894 | 74.2 | 82.527 | 83.813 | NPgN | GSP | NG FES - Falling Short | Total installed storage capacity (MW)
NG FES - Falling Short | Srg_BB001_NPgAggregate | MW | NPgN | POPP_3 | Total installed storage capacity (MW) | Poppleton | POPPLETON | 0.032 | 0.056 | 0.265 | 0.289 | 0.316 | 0.459 | 0.494 | 0.537 | 0.566 | 0.974 | 1.012 | 1.049 | 1.107 | 1.31 | 1.367 | 1.434 | 1.507 | 1.588 | 1.649 | 1.707 | 1.767 | 1.812 | 1.86 | 1.905 | 2.69 | 2.736 | 2.781 | 4.125 | 4.544 | 4.637 | NPgN | GSP | NG FES - Falling Short | Total installed storage capacity (MW)
NG FES - Falling Short | Srg_BB001_NPgAggregate | MW | NPgN | SALH_1 | Total installed storage capacity (MW) | Saltholme | SALTHOLME | 0.003 | 0.005 | 0.245 | 0.248 | 0.251 | 0.389 | 0.393 | 0.398 | 0.401 | 0.881 | 0.885 | 0.888 | 0.894 | 1.091 | 1.097 | 1.105 | 1.113 | 1.122 | 1.128 | 1.134 | 1.139 | 1.142 | 1.145 | 1.148 | 2.105 | 2.111 | 2.113 | 3.784 | 4.264 | 4.323 | NPgN | GSP | NG FES - Falling Short | Total installed storage capacity (MW)
NG FES - Falling Short | Srg_BB001_NPgAggregate | MW | NPgN | SSHI_3 | Total installed storage capacity (MW) | South Shields | SOUTH SHIELDS | 35.037 | 35.063 | 35.175 | 35.202 | 35.232 | 35.324 | 35.363 | 35.411 | 35.444 | 35.656 | 35.699 | 35.741 | 35.806 | 35.936 | 35.999 | 36.075 | 36.156 | 36.247 | 36.316 | 36.381 | 36.449 | 36.5 | 36.554 | 36.606 | 36.994 | 37.045 | 37.096 | 37.745 | 37.969 | 38.044 | NPgN | GSP | NG FES - Falling Short | Total installed storage capacity (MW)
NG FES - Falling Short | Srg_BB001_NPgAggregate | MW | NPgN | KIELD01 and SPAD20 | Total installed storage capacity (MW) | 0 | SPADEADAM | 0.008 | 0.014 | 0.073 | 0.079 | 0.086 | 0.127 | 0.136 | 0.149 | 0.156 | 0.271 | 0.281 | 0.29 | 0.306 | 0.363 | 0.378 | 0.396 | 0.416 | 0.439 | 0.455 | 0.47 | 0.485 | 0.495 | 0.506 | 0.515 | 0.735 | 0.744 | 0.753 | 1.131 | 1.246 | 1.268 | NPgN | GSP | NG FES - Falling Short | Total installed storage capacity (MW)
NG FES - Falling Short | Srg_BB001_NPgAggregate | MW | NPgN | SPEN_1 | Total installed storage capacity (MW) | Spennymoor | SPENNYMOOR | 0.186 | 0.323 | 3.266 | 3.404 | 3.557 | 5.356 | 5.555 | 5.801 | 5.968 | 11.801 | 12.02 | 12.232 | 12.561 | 15.127 | 15.448 | 15.831 | 16.245 | 16.708 | 17.058 | 17.386 | 17.733 | 17.989 | 18.267 | 18.531 | 30.036 | 30.331 | 30.591 | 50.55 | 56.456 | 57.411 | NPgN | GSP | NG FES - Falling Short | Total installed storage capacity (MW)
NG FES - Falling Short | Srg_BB001_NPgAggregate | MW | NPgN | STEN_1 | Total installed storage capacity (MW) | Stella North | STELLA NORTH | 0.132 | 0.23 | 0.977 | 1.076 | 1.186 | 1.713 | 1.857 | 2.035 | 2.154 | 3.609 | 3.765 | 3.917 | 4.155 | 4.902 | 5.134 | 5.411 | 5.71 | 6.046 | 6.297 | 6.531 | 6.78 | 6.96 | 7.156 | 7.341 | 10.119 | 10.305 | 10.486 | 15.236 | 16.732 | 17.083 | NPgN | GSP | NG FES - Falling Short | Total installed storage capacity (MW)
NG FES - Falling Short | Srg_BB001_NPgAggregate | MW | NPgN | STES_1 | Total installed storage capacity (MW) | Stella South | STELLA SOUTH | 0.113 | 0.196 | 1.973 | 2.057 | 2.151 | 3.238 | 3.36 | 3.51 | 3.612 | 7.133 | 7.266 | 7.395 | 7.597 | 9.147 | 9.343 | 9.577 | 9.83 | 10.113 | 10.327 | 10.526 | 10.738 | 10.893 | 11.061 | 11.221 | 18.163 | 18.341 | 18.498 | 30.542 | 34.106 | 34.682 | NPgN | GSP | NG FES - Falling Short | Total installed storage capacity (MW)
NG FES - Falling Short | Srg_BB001_NPgAggregate | MW | NPgN | TYNE_1 | Total installed storage capacity (MW) | Tynemouth 1 | TYNEMOUTH | 0.105 | 0.182 | 0.713 | 0.788 | 0.872 | 1.246 | 1.354 | 1.485 | 1.579 | 2.611 | 2.733 | 2.852 | 3.03 | 3.567 | 3.742 | 3.949 | 4.171 | 4.418 | 4.612 | 4.796 | 4.99 | 5.14 | 5.302 | 5.458 | 7.437 | 7.595 | 7.752 | 11.118 | 12.2 | 12.478 | NPgN | GSP | NG FES - Falling Short | Total installed storage capacity (MW)
NG FES - Falling Short | Srg_BB001_NPgAggregate | MW | NPgN | WBOL_6 | Total installed storage capacity (MW) | West Boldon | WEST BOLDON | 2.842 | 2.946 | 3.339 | 3.44 | 3.552 | 3.876 | 4.021 | 4.197 | 4.323 | 5.071 | 5.236 | 5.396 | 5.634 | 6.1 | 6.336 | 6.613 | 6.912 | 7.244 | 7.504 | 7.752 | 8.012 | 8.215 | 8.433 | 8.644 | 10.024 | 10.233 | 10.445 | 12.732 | 13.547 | 13.846 | NPgN | GSP | NG FES - Falling Short | Total installed storage capacity (MW)
NG FES - Falling Short | Srg_BB001_NPgAggregate | MW | NPgN | BRAW_1 | Total installed storage capacity (MW) | Bradford West | BRADFORD WEST | 0.263 | 1.826 | 2.183 | 2.364 | 3.701 | 10.129 | 10.38 | 10.674 | 10.912 | 11.197 | 11.501 | 11.806 | 12.213 | 12.614 | 13.029 | 13.502 | 14.007 | 14.56 | 15.033 | 17.131 | 17.614 | 18.034 | 18.655 | 19.419 | 20.134 | 22.638 | 23.413 | 24.135 | 24.851 | 25.561 | NPgY | GSP | NG FES - Falling Short | Total installed storage capacity (MW)
NG FES - Falling Short | Srg_BB001_NPgAggregate | MW | NPgN | CAMB_01 | Total installed storage capacity (MW) | Camblesforth | CAMBLESFORTH | 0.049 | 0.477 | 0.644 | 0.693 | 1.053 | 2.788 | 2.862 | 2.959 | 3.011 | 3.083 | 3.154 | 3.22 | 3.345 | 3.459 | 3.574 | 3.72 | 3.879 | 4.062 | 4.181 | 4.718 | 4.83 | 4.89 | 4.972 | 5.052 | 5.116 | 5.628 | 5.704 | 5.771 | 5.838 | 5.903 | NPgY | GSP | NG FES - Falling Short | Total installed storage capacity (MW)
NG FES - Falling Short | Srg_BB001_NPgAggregate | MW | NPgN | CREB_1 | Total installed storage capacity (MW) | Creyke Beck | CREYKE BECK | 50.161 | 58.46 | 58.669 | 58.833 | 66.092 | 104.6 | 104.832 | 105.083 | 105.326 | 105.619 | 105.951 | 106.277 | 106.634 | 106.987 | 107.354 | 107.748 | 108.161 | 108.6 | 109.029 | 119.641 | 120.093 | 120.541 | 120.845 | 121.034 | 121.249 | 131.54 | 132.008 | 132.304 | 132.634 | 132.997 | NPgY | GSP | NG FES - Falling Short | Total installed storage capacity (MW)
NG FES - Falling Short | Srg_BB001_NPgAggregate | MW | NPgN | DRAX_YEDL | Total installed storage capacity (MW) | Drax | DRAX | 0.049 | 0.99 | 1.13 | 1.174 | 1.986 | 6.169 | 6.236 | 6.322 | 6.372 | 6.439 | 6.507 | 6.571 | 6.683 | 6.787 | 6.893 | 7.023 | 7.166 | 7.327 | 7.439 | 8.622 | 8.729 | 8.795 | 8.957 | 9.181 | 9.379 | 10.736 | 10.956 | 11.143 | 11.32 | 11.49 | NPgY | GSP | NG FES - Falling Short | Total installed storage capacity (MW)
NG FES - Falling Short | Srg_BB001_NPgAggregate | MW | NPgN | ELLA_1 | Total installed storage capacity (MW) | Elland | ELLAND | 0.189 | 1.398 | 1.618 | 1.743 | 2.782 | 7.844 | 8.015 | 8.211 | 8.379 | 8.576 | 8.79 | 9.005 | 9.28 | 9.554 | 9.839 | 10.158 | 10.498 | 10.866 | 11.195 | 12.818 | 13.158 | 13.467 | 13.873 | 14.35 | 14.802 | 16.625 | 17.127 | 17.596 | 18.066 | 18.538 | NPgY | GSP | NG FES - Falling Short | Total installed storage capacity (MW)
NG FES - Falling Short | Srg_BB001_NPgAggregate | MW | NPgN | FERRA2 | Total installed storage capacity (MW) | Ferrybridge A | FERRYBRIDGE A | 0.117 | 1.755 | 2.167 | 2.286 | 3.686 | 10.726 | 10.911 | 11.152 | 11.28 | 11.461 | 11.641 | 11.806 | 12.115 | 12.395 | 12.679 | 13.037 | 13.427 | 13.877 | 14.167 | 16.223 | 16.497 | 16.642 | 16.761 | 16.814 | 16.84 | 18.651 | 18.725 | 18.774 | 18.832 | 18.895 | NPgY | GSP | NG FES - Falling Short | Total installed storage capacity (MW)
NG FES - Falling Short | Srg_BB001_NPgAggregate | MW | NPgN | FERRB9 | Total installed storage capacity (MW) | Ferrybridge B (_M) | FERRYBRIDGE B | 0.152 | 4.306 | 4.577 | 4.692 | 8.309 | 27.335 | 27.505 | 27.708 | 27.856 | 28.045 | 28.246 | 28.439 | 28.713 | 28.974 | 29.242 | 29.555 | 29.891 | 30.264 | 30.558 | 35.833 | 36.128 | 36.362 | 36.531 | 36.627 | 36.72 | 41.762 | 41.979 | 42.112 | 42.263 | 42.428 | NPgY | GSP | NG FES - Falling Short | Total installed storage capacity (MW)
NG FES - Falling Short | Srg_BB001_NPgAggregate | MW | NPgN | GRIW_1 | Total installed storage capacity (MW) | Grimsby West | GRIMSBY WEST | 0.215 | 2.232 | 3.048 | 3.274 | 4.968 | 13.122 | 13.472 | 13.934 | 14.169 | 14.503 | 14.83 | 15.127 | 15.718 | 16.253 | 16.794 | 17.483 | 18.238 | 19.109 | 19.659 | 22.163 | 22.679 | 22.931 | 23.285 | 23.63 | 23.894 | 26.268 | 26.584 | 26.857 | 27.128 | 27.395 | NPgY | GSP | NG FES - Falling Short | Total installed storage capacity (MW)
NG FES - Falling Short | Srg_BB001_NPgAggregate | MW | NPgN | JORD_3 | Total installed storage capacity (MW) | Jordanthorpe | JORDANTHORPE | 0.039 | 0.298 | 0.389 | 0.422 | 0.641 | 1.678 | 1.726 | 1.787 | 1.825 | 1.876 | 1.928 | 1.978 | 2.058 | 2.133 | 2.209 | 2.302 | 2.402 | 2.516 | 2.598 | 2.934 | 3.015 | 3.071 | 3.133 | 3.192 | 3.244 | 3.561 | 3.622 | 3.679 | 3.738 | 3.798 | NPgY | GSP | NG FES - Falling Short | Total installed storage capacity (MW)
NG FES - Falling Short | Srg_BB001_NPgAggregate | MW | NPgN | KEAD_YEDL | Total installed storage capacity (MW) | Keadby | KEADBY | 0.228 | 8.475 | 9.194 | 9.412 | 16.566 | 54.239 | 54.57 | 54.998 | 55.236 | 55.562 | 55.887 | 56.189 | 56.743 | 57.253 | 57.77 | 58.417 | 59.122 | 59.929 | 60.467 | 70.779 | 71.292 | 71.586 | 72.231 | 73.085 | 73.825 | 84.692 | 85.633 | 86.335 | 87.008 | 87.652 | NPgY | GSP | NG FES - Falling Short | Total installed storage capacity (MW)
NG FES - Falling Short | Srg_BB001_NPgAggregate | MW | NPgN | KIRKB1 | Total installed storage capacity (MW) | Kirkstall B | KIRKSTALL B | 0.107 | 2.282 | 2.412 | 2.486 | 4.385 | 14.327 | 14.436 | 14.558 | 14.662 | 14.793 | 14.939 | 15.078 | 15.248 | 15.411 | 15.579 | 15.767 | 15.966 | 16.181 | 16.371 | 19.183 | 19.379 | 19.555 | 19.457 | 19.129 | 18.846 | 20.975 | 20.774 | 20.567 | 20.4 | 20.268 | NPgY | GSP | NG FES - Falling Short | Total installed storage capacity (MW)
NG FES - Falling Short | Srg_BB001_NPgAggregate | MW | NPgN | NEEP_3 | Total installed storage capacity (MW) | Neepsend | NEEPSEND | 0.044 | 0.203 | 0.238 | 0.265 | 0.401 | 1.021 | 1.056 | 1.095 | 1.133 | 1.175 | 1.223 | 1.271 | 1.327 | 1.384 | 1.444 | 1.509 | 1.578 | 1.651 | 1.722 | 1.951 | 2.026 | 2.1 | 2.192 | 2.299 | 2.404 | 2.678 | 2.791 | 2.9 | 3.01 | 3.121 | NPgY | GSP | NG FES - Falling Short | Total installed storage capacity (MW)
NG FES - Falling Short | Srg_BB001_NPgAggregate | MW | NPgN | NORL_3 | Total installed storage capacity (MW) | Norton Lees | NORTON LEES | 0.056 | 0.204 | 0.313 | 0.357 | 0.477 | 0.935 | 0.998 | 1.075 | 1.128 | 1.195 | 1.265 | 1.334 | 1.437 | 1.535 | 1.637 | 1.756 | 1.886 | 2.03 | 2.141 | 2.349 | 2.46 | 2.544 | 2.65 | 2.765 | 2.869 | 3.094 | 3.207 | 3.317 | 3.428 | 3.539 | NPgY | GSP | NG FES - Falling Short | Total installed storage capacity (MW)
NG FES - Falling Short | Srg_BB001_NPgAggregate | MW | NPgN | PITS_BB_B | Total installed storage capacity (MW) | Pitsmoor | PITSMOOR 3/4 | 0.022 | 0.092 | 0.127 | 0.143 | 0.202 | 0.444 | 0.467 | 0.494 | 0.515 | 0.54 | 0.566 | 0.592 | 0.629 | 0.665 | 0.702 | 0.745 | 0.791 | 0.842 | 0.884 | 0.982 | 1.024 | 1.058 | 1.101 | 1.149 | 1.193 | 1.303 | 1.351 | 1.398 | 1.445 | 1.492 | NPgY | GSP | NG FES - Falling Short | Total installed storage capacity (MW)
NG FES - Falling Short | Srg_BB001_NPgAggregate | MW | NPgN | SALT_1 | Total installed storage capacity (MW) | Saltend North | SALTEND NORTH | 0.105 | 0.468 | 0.92 | 1.038 | 1.317 | 2.305 | 2.49 | 2.738 | 2.857 | 3.03 | 3.197 | 3.347 | 3.662 | 3.944 | 4.228 | 4.595 | 4.998 | 5.465 | 5.75 | 6.185 | 6.449 | 6.563 | 6.753 | 6.953 | 7.103 | 7.506 | 7.663 | 7.811 | 7.955 | 8.093 | NPgY | GSP | NG FES - Falling Short | Total installed storage capacity (MW)
NG FES - Falling Short | Srg_BB001_NPgAggregate | MW | NPgN | SHEC_3 | Total installed storage capacity (MW) | Sheffield City | SHEFFIELD CITY | 0.076 | 0.276 | 0.61 | 0.696 | 0.843 | 1.253 | 1.389 | 1.571 | 1.658 | 1.784 | 1.906 | 2.015 | 2.246 | 2.453 | 2.661 | 2.931 | 3.227 | 3.571 | 3.779 | 4.013 | 4.205 | 4.286 | 4.391 | 4.476 | 4.531 | 4.662 | 4.721 | 4.781 | 4.84 | 4.899 | NPgY | GSP | NG FES - Falling Short | Total installed storage capacity (MW)
NG FES - Falling Short | Srg_BB001_NPgAggregate | MW | NPgN | SKLGB1 | Total installed storage capacity (MW) | Skelton Grange | SKELTON GRANGE | 0.287 | 4.04 | 4.435 | 4.623 | 7.836 | 24.304 | 24.531 | 24.814 | 25.036 | 25.262 | 25.484 | 25.737 | 26.135 | 26.55 | 26.986 | 27.491 | 28.036 | 28.637 | 29.146 | 33.816 | 34.338 | 34.786 | 34.851 | 34.579 | 34.36 | 38.002 | 37.927 | 37.842 | 37.821 | 37.857 | NPgY | GSP | NG FES - Falling Short | Total installed storage capacity (MW)
NG FES - Falling Short | Srg_BB001_NPgAggregate | MW | NPgN | TEMP_3 | Total installed storage capacity (MW) | Templeborough | TEMPLEBOROUGH 275/33KV | 0.039 | 0.304 | 0.518 | 0.568 | 0.782 | 1.715 | 1.797 | 1.909 | 1.957 | 2.031 | 2.101 | 2.161 | 2.301 | 2.424 | 2.547 | 2.71 | 2.889 | 3.1 | 3.22 | 3.533 | 3.641 | 3.675 | 3.704 | 3.703 | 3.685 | 3.879 | 3.867 | 3.854 | 3.843 | 3.832 | NPgY | GSP | NG FES - Falling Short | Total installed storage capacity (MW)
NG FES - Falling Short | Srg_BB001_NPgAggregate | MW | NPgN | THUR_6 | Total installed storage capacity (MW) | Thurcroft | THURCROFT | 50.033 | 52.4 | 52.731 | 52.845 | 54.889 | 65.422 | 65.592 | 65.806 | 65.94 | 66.115 | 66.295 | 66.466 | 66.748 | 67.011 | 67.28 | 67.607 | 67.961 | 68.362 | 68.649 | 71.643 | 71.923 | 72.111 | 72.342 | 72.577 | 72.782 | 75.756 | 76.029 | 76.247 | 76.468 | 76.69 | NPgY | GSP | NG FES - Falling Short | Total installed storage capacity (MW)
NG FES - Falling Short | Srg_BB001_NPgAggregate | MW | NPgN | WMEL_THOM | Total installed storage capacity (MW) | Thorpe Marsh | WEST MELTON / THORPE MARSH | 20.173 | 22.163 | 22.26 | 22.358 | 24.092 | 33.019 | 33.146 | 33.281 | 33.428 | 33.588 | 33.768 | 33.956 | 34.156 | 34.366 | 34.587 | 34.819 | 35.061 | 35.315 | 35.584 | 38.199 | 38.486 | 38.788 | 39.238 | 39.817 | 40.372 | 43.38 | 44.005 | 44.566 | 45.121 | 45.674 | NPgY | GSP | NG FES - Falling Short | Total installed storage capacity (MW)
NG FES - Falling Short | Srg_BB001_NPgAggregate | MW | NPgN | WMEL_BB3 | Total installed storage capacity (MW) | West Melton | WEST MELTON SECTION 3 | 1.353 | 4.081 | 4.167 | 4.255 | 6.636 | 19.11 | 19.226 | 19.348 | 19.479 | 19.626 | 19.792 | 19.962 | 20.143 | 20.33 | 20.527 | 20.733 | 20.949 | 21.175 | 21.413 | 24.942 | 25.196 | 25.464 | 25.769 | 26.112 | 26.451 | 30.102 | 30.53 | 30.893 | 31.262 | 31.638 | NPgY | GSP | NG FES - Falling Short | Total installed storage capacity (MW)
NG FES - Falling Short | Srg_BB001_NPgAggregate | MW | NPgN | WIBA_3 | Total installed storage capacity (MW) | Wincobank | WINCOBANK | 0.007 | 0.289 | 0.292 | 0.296 | 0.543 | 1.857 | 1.863 | 1.869 | 1.875 | 1.882 | 1.891 | 1.899 | 1.908 | 1.916 | 1.925 | 1.935 | 1.945 | 1.955 | 1.966 | 2.324 | 2.336 | 2.348 | 2.345 | 2.331 | 2.32 | 2.645 | 2.643 | 2.636 | 2.631 | 2.628 | NPgY | GSP | NG FES - Falling Short | Total installed storage capacity (MW)
NG FES - Leading the Way | Srg_BB001_NPgAggregate | MW | NPgN | BLYTB1 | Total installed storage capacity (MW) | Blyth 66kV | BLYTH 66kV | 0.2 | 4.262 | 4.503 | 7.464 | 7.865 | 8.449 | 9.084 | 9.838 | 11.31 | 12.536 | 13.502 | 14.705 | 17.731 | 22.611 | 27.576 | 30.902 | 32.554 | 34.335 | 37.868 | 39.696 | 41.649 | 45.386 | 47.442 | 49.569 | 53.295 | 55.589 | 57.97 | 60.441 | 64.791 | 67.45 | NPgN | GSP | NG FES - Leading the Way | Total installed storage capacity (MW)
NG FES - Leading the Way | Srg_BB001_NPgAggregate | MW | NPgN | BLYTH132 | Total installed storage capacity (MW) | Blyth 132kV | BLYTH 132kV | 0.071 | 6.816 | 6.911 | 11.612 | 11.762 | 11.988 | 12.217 | 12.497 | 13.974 | 14.884 | 15.21 | 15.804 | 19.302 | 25.88 | 32.479 | 36.084 | 36.668 | 37.306 | 40.95 | 41.549 | 42.194 | 45.865 | 46.512 | 47.172 | 50.476 | 51.18 | 51.91 | 52.667 | 56.515 | 57.329 | NPgN | GSP | NG FES - Leading the Way | Total installed storage capacity (MW)
NG FES - Leading the Way | Srg_BB001_NPgAggregate | MW | NPgN | FOUR_1 | Total installed storage capacity (MW) | Fourstones | FOURSTONES | 0.026 | 0.347 | 0.381 | 0.621 | 0.672 | 0.751 | 0.828 | 0.923 | 1.056 | 1.178 | 1.281 | 1.401 | 1.681 | 2.098 | 2.523 | 2.835 | 3.028 | 3.239 | 3.559 | 3.745 | 3.945 | 4.261 | 4.454 | 4.649 | 4.96 | 5.165 | 5.377 | 5.598 | 5.961 | 6.198 | NPgN | GSP | NG FES - Leading the Way | Total installed storage capacity (MW)
NG FES - Leading the Way | Srg_BB001_NPgAggregate | MW | NPgN | HARM_6 | Total installed storage capacity (MW) | Hart Moor | HARTMOOR | 0.072 | 1.856 | 1.956 | 3.243 | 3.406 | 3.648 | 3.904 | 4.211 | 4.819 | 5.318 | 5.697 | 6.173 | 7.449 | 9.529 | 11.64 | 13.035 | 13.696 | 14.411 | 15.876 | 16.586 | 17.347 | 18.873 | 19.66 | 20.471 | 21.973 | 22.844 | 23.747 | 24.685 | 26.438 | 27.447 | NPgN | GSP | NG FES - Leading the Way | Total installed storage capacity (MW)
NG FES - Leading the Way | Srg_BB001_NPgAggregate | MW | NPgN | HAWP_6 | Total installed storage capacity (MW) | Hawthorn Pit | HAWTHORN PIT GRID | 0.086 | 2.441 | 2.564 | 4.257 | 4.461 | 4.758 | 5.078 | 5.46 | 6.254 | 6.898 | 7.383 | 7.997 | 9.656 | 12.382 | 15.15 | 16.959 | 17.793 | 18.692 | 20.603 | 21.519 | 22.498 | 24.505 | 25.532 | 26.593 | 28.573 | 29.716 | 30.903 | 32.134 | 34.445 | 35.77 | NPgN | GSP | NG FES - Leading the Way | Total installed storage capacity (MW)
NG FES - Leading the Way | Srg_BB001_NPgAggregate | MW | NPgN | KNARE_111 | Total installed storage capacity (MW) | Knaresborough | KNARESBOROUGH | 0.179 | 7.285 | 7.523 | 12.556 | 12.932 | 13.5 | 14.079 | 14.783 | 16.69 | 18.076 | 18.899 | 20.037 | 24.319 | 31.811 | 39.367 | 43.909 | 45.383 | 46.991 | 51.644 | 53.16 | 54.79 | 59.509 | 61.148 | 62.823 | 67.253 | 69.039 | 70.889 | 72.811 | 77.977 | 80.043 | NPgN | GSP | NG FES - Leading the Way | Total installed storage capacity (MW)
NG FES - Leading the Way | Srg_BB001_NPgAggregate | MW | NPgN | LACK_6 | Total installed storage capacity (MW) | Lackenby | LACKENBY | 6.133 | 8.506 | 8.694 | 10.438 | 10.748 | 11.202 | 11.691 | 12.273 | 13.255 | 14.121 | 14.855 | 15.74 | 17.709 | 20.74 | 23.837 | 26.033 | 27.3 | 28.667 | 31.012 | 32.396 | 33.876 | 36.358 | 37.905 | 39.502 | 42.017 | 43.736 | 45.52 | 47.372 | 50.309 | 52.301 | NPgN | GSP | NG FES - Leading the Way | Total installed storage capacity (MW)
NG FES - Leading the Way | Srg_BB001_NPgAggregate | MW | NPgN | NORT_1 | Total installed storage capacity (MW) | Norton | NORTON | 2.903 | 18.747 | 19.298 | 30.531 | 31.416 | 32.736 | 34.113 | 35.773 | 40.158 | 43.39 | 45.393 | 48.128 | 57.844 | 74.734 | 91.787 | 102.134 | 105.665 | 109.498 | 120.172 | 123.899 | 127.897 | 138.826 | 142.915 | 147.112 | 157.473 | 161.968 | 166.629 | 171.468 | 183.552 | 188.756 | NPgN | GSP | NG FES - Leading the Way | Total installed storage capacity (MW)
NG FES - Leading the Way | Srg_BB001_NPgAggregate | MW | NPgN | OFFE_3 | Total installed storage capacity (MW) | Offerton | OFFERTON | 0.047 | 0.462 | 0.528 | 0.853 | 0.961 | 1.119 | 1.289 | 1.492 | 1.755 | 2.017 | 2.27 | 2.559 | 3.054 | 3.729 | 4.427 | 5 | 5.438 | 5.912 | 6.535 | 7.01 | 7.518 | 8.183 | 8.712 | 9.256 | 9.957 | 10.543 | 11.15 | 11.781 | 12.6 | 13.279 | NPgN | GSP | NG FES - Leading the Way | Total installed storage capacity (MW)
NG FES - Leading the Way | Srg_BB001_NPgAggregate | MW | NPgN | OSBA_1 | Total installed storage capacity (MW) | Osbaldwick | OSBALDWICK | 3.548 | 21.328 | 21.733 | 34.215 | 34.855 | 35.819 | 36.804 | 38 | 42.287 | 45.165 | 46.561 | 48.703 | 58.592 | 76.56 | 94.633 | 104.969 | 107.474 | 110.204 | 120.722 | 123.295 | 126.06 | 136.692 | 139.471 | 142.308 | 152.082 | 155.108 | 158.244 | 161.499 | 172.889 | 176.39 | NPgN | GSP | NG FES - Leading the Way | Total installed storage capacity (MW)
NG FES - Leading the Way | Srg_BB001_NPgAggregate | MW | NPgN | POPP_3 | Total installed storage capacity (MW) | Poppleton | POPPLETON | 0.04 | 0.897 | 0.952 | 1.574 | 1.662 | 1.794 | 1.931 | 2.096 | 2.401 | 2.656 | 2.856 | 3.102 | 3.739 | 4.758 | 5.795 | 6.494 | 6.846 | 7.228 | 7.961 | 8.332 | 8.73 | 9.487 | 9.893 | 10.311 | 11.057 | 11.505 | 11.968 | 12.449 | 13.321 | 13.839 | NPgN | GSP | NG FES - Leading the Way | Total installed storage capacity (MW)
NG FES - Leading the Way | Srg_BB001_NPgAggregate | MW | NPgN | SALH_1 | Total installed storage capacity (MW) | Saltholme | SALTHOLME | 0.004 | 1.047 | 1.052 | 1.774 | 1.781 | 1.792 | 1.802 | 1.815 | 2.015 | 2.122 | 2.135 | 2.186 | 2.681 | 3.654 | 4.628 | 5.128 | 5.152 | 5.18 | 5.679 | 5.7 | 5.723 | 6.22 | 6.24 | 6.261 | 6.691 | 6.711 | 6.733 | 6.755 | 7.255 | 7.279 | NPgN | GSP | NG FES - Leading the Way | Total installed storage capacity (MW)
NG FES - Leading the Way | Srg_BB001_NPgAggregate | MW | NPgN | SSHI_3 | Total installed storage capacity (MW) | South Shields | SOUTH SHIELDS | 35.045 | 35.471 | 35.533 | 35.862 | 35.962 | 36.11 | 36.266 | 36.453 | 36.698 | 36.937 | 37.164 | 37.423 | 37.894 | 38.549 | 39.223 | 39.765 | 40.164 | 40.597 | 41.177 | 41.598 | 42.05 | 42.659 | 43.122 | 43.596 | 44.229 | 44.738 | 45.265 | 45.813 | 46.553 | 47.142 | NPgN | GSP | NG FES - Leading the Way | Total installed storage capacity (MW)
NG FES - Leading the Way | Srg_BB001_NPgAggregate | MW | NPgN | KIELD01 and SPAD20 | Total installed storage capacity (MW) | 0 | SPADEADAM | 0.011 | 0.252 | 0.265 | 0.439 | 0.46 | 0.492 | 0.524 | 0.563 | 0.639 | 0.7 | 0.743 | 0.798 | 0.964 | 1.237 | 1.513 | 1.693 | 1.773 | 1.861 | 2.045 | 2.124 | 2.209 | 2.393 | 2.476 | 2.561 | 2.737 | 2.826 | 2.919 | 3.015 | 3.22 | 3.324 | NPgN | GSP | NG FES - Leading the Way | Total installed storage capacity (MW)
NG FES - Leading the Way | Srg_BB001_NPgAggregate | MW | NPgN | SPEN_1 | Total installed storage capacity (MW) | Spennymoor | SPENNYMOOR | 0.23 | 12.768 | 13.084 | 21.904 | 22.411 | 23.167 | 23.957 | 24.909 | 28.062 | 30.235 | 31.387 | 33.088 | 40.244 | 53.105 | 66.057 | 73.579 | 75.608 | 77.809 | 85.519 | 87.666 | 89.967 | 97.833 | 100.191 | 102.612 | 109.934 | 112.528 | 115.218 | 118.01 | 126.545 | 129.548 | NPgN | GSP | NG FES - Leading the Way | Total installed storage capacity (MW)
NG FES - Leading the Way | Srg_BB001_NPgAggregate | MW | NPgN | STEN_1 | Total installed storage capacity (MW) | Stella North | STELLA NORTH | 0.165 | 3.202 | 3.427 | 5.649 | 6.009 | 6.548 | 7.107 | 7.783 | 8.937 | 9.935 | 10.746 | 11.728 | 14.115 | 17.851 | 21.656 | 24.296 | 25.729 | 27.286 | 30.058 | 31.564 | 33.18 | 36.045 | 37.694 | 39.384 | 42.234 | 44.043 | 45.919 | 47.866 | 51.195 | 53.289 | NPgN | GSP | NG FES - Leading the Way | Total installed storage capacity (MW)
NG FES - Leading the Way | Srg_BB001_NPgAggregate | MW | NPgN | STES_1 | Total installed storage capacity (MW) | Stella South | STELLA SOUTH | 0.14 | 7.707 | 7.899 | 13.223 | 13.531 | 13.991 | 14.47 | 15.048 | 16.951 | 18.265 | 18.962 | 19.99 | 24.312 | 32.076 | 39.895 | 44.439 | 45.669 | 47.003 | 51.659 | 52.957 | 54.349 | 59.096 | 60.519 | 61.98 | 66.397 | 67.962 | 69.584 | 71.269 | 76.418 | 78.229 | NPgN | GSP | NG FES - Leading the Way | Total installed storage capacity (MW)
NG FES - Leading the Way | Srg_BB001_NPgAggregate | MW | NPgN | TYNE_1 | Total installed storage capacity (MW) | Tynemouth 1 | TYNEMOUTH | 0.127 | 2.28 | 2.458 | 4.043 | 4.334 | 4.762 | 5.218 | 5.764 | 6.661 | 7.458 | 8.136 | 8.95 | 10.755 | 13.52 | 16.344 | 18.36 | 19.538 | 20.812 | 22.957 | 24.229 | 25.592 | 27.849 | 29.263 | 30.72 | 33.004 | 34.57 | 36.195 | 37.881 | 40.549 | 42.363 | NPgN | GSP | NG FES - Leading the Way | Total installed storage capacity (MW)
NG FES - Leading the Way | Srg_BB001_NPgAggregate | MW | NPgN | WBOL_6 | Total installed storage capacity (MW) | West Boldon | WEST BOLDON | 2.871 | 4.371 | 4.611 | 5.782 | 6.174 | 6.75 | 7.364 | 8.099 | 9.052 | 9.997 | 10.912 | 11.957 | 13.748 | 16.188 | 18.709 | 20.782 | 22.369 | 24.086 | 26.336 | 28.052 | 29.889 | 32.291 | 34.199 | 36.165 | 38.694 | 40.808 | 43.001 | 45.277 | 48.234 | 50.682 | NPgN | GSP | NG FES - Leading the Way | Total installed storage capacity (MW)
NG FES - Leading the Way | Srg_BB001_NPgAggregate | MW | NPgN | BRAW_1 | Total installed storage capacity (MW) | Bradford West | BRADFORD WEST | 0.291 | 5.701 | 8.562 | 10.745 | 11.517 | 12.628 | 16.342 | 17.793 | 19.298 | 21.813 | 24.915 | 27.742 | 30.739 | 35.939 | 39.151 | 42.538 | 46.077 | 49.806 | 54.912 | 58.761 | 62.815 | 66.895 | 71.154 | 75.539 | 80.056 | 87.18 | 92.059 | 97.07 | 102.272 | 107.654 | NPgY | GSP | NG FES - Leading the Way | Total installed storage capacity (MW)
NG FES - Leading the Way | Srg_BB001_NPgAggregate | MW | NPgN | CAMB_01 | Total installed storage capacity (MW) | Camblesforth | CAMBLESFORTH | 0.067 | 1.518 | 2.379 | 2.921 | 3.063 | 3.288 | 4.158 | 4.422 | 4.624 | 4.93 | 5.323 | 5.649 | 6.081 | 6.979 | 7.419 | 7.922 | 8.459 | 9.05 | 9.834 | 10.316 | 10.834 | 11.277 | 11.749 | 12.215 | 12.675 | 13.648 | 14.152 | 14.666 | 15.2 | 15.75 | NPgY | GSP | NG FES - Leading the Way | Total installed storage capacity (MW)
NG FES - Leading the Way | Srg_BB001_NPgAggregate | MW | NPgN | CREB_1 | Total installed storage capacity (MW) | Creyke Beck | CREYKE BECK | 50.169 | 80.965 | 94.523 | 105.314 | 106.139 | 107.252 | 124.002 | 125.475 | 127.101 | 128.169 | 130.742 | 132.344 | 134.328 | 146.443 | 148.924 | 151.699 | 154.74 | 158.042 | 167.249 | 170.973 | 174.984 | 179.19 | 183.623 | 188.288 | 193.156 | 207.721 | 213.266 | 218.823 | 224.597 | 230.588 | NPgY | GSP | NG FES - Leading the Way | Total installed storage capacity (MW)
NG FES - Leading the Way | Srg_BB001_NPgAggregate | MW | NPgN | DRAX_YEDL | Total installed storage capacity (MW) | Drax | DRAX | 0.064 | 3.455 | 5.105 | 6.298 | 6.442 | 6.664 | 8.533 | 8.802 | 9.029 | 9.703 | 10.632 | 11.304 | 12.002 | 14.006 | 14.677 | 15.371 | 16.074 | 16.808 | 18.319 | 18.96 | 19.623 | 20.223 | 20.846 | 21.459 | 22.071 | 24.182 | 24.837 | 25.487 | 26.161 | 26.854 | NPgY | GSP | NG FES - Leading the Way | Total installed storage capacity (MW)
NG FES - Leading the Way | Srg_BB001_NPgAggregate | MW | NPgN | ELLA_1 | Total installed storage capacity (MW) | Elland | ELLAND | 0.204 | 4.439 | 6.592 | 8.28 | 8.836 | 9.628 | 12.489 | 13.536 | 14.648 | 16.274 | 18.305 | 20.195 | 22.226 | 25.87 | 28.102 | 30.474 | 32.97 | 35.611 | 39.249 | 42.04 | 44.992 | 47.999 | 51.143 | 54.397 | 57.762 | 62.925 | 66.579 | 70.333 | 74.233 | 78.269 | NPgY | GSP | NG FES - Leading the Way | Total installed storage capacity (MW)
NG FES - Leading the Way | Srg_BB001_NPgAggregate | MW | NPgN | FERRA2 | Total installed storage capacity (MW) | Ferrybridge A | FERRYBRIDGE A | 0.163 | 5.925 | 8.988 | 11.068 | 11.418 | 11.966 | 15.224 | 15.863 | 16.345 | 16.728 | 17.357 | 17.82 | 18.612 | 21.12 | 21.976 | 23.019 | 24.172 | 25.475 | 27.523 | 28.573 | 29.728 | 30.703 | 31.759 | 32.811 | 33.849 | 36.551 | 37.731 | 38.925 | 40.166 | 41.45 | NPgY | GSP | NG FES - Leading the Way | Total installed storage capacity (MW)
NG FES - Leading the Way | Srg_BB001_NPgAggregate | MW | NPgN | FERRB9 | Total installed storage capacity (MW) | Ferrybridge B (_M) | FERRYBRIDGE B | 0.177 | 15.452 | 22.399 | 27.743 | 28.206 | 28.872 | 37.181 | 38.025 | 38.853 | 39.43 | 40.736 | 41.55 | 42.66 | 48.713 | 50.037 | 51.558 | 53.228 | 55.067 | 59.67 | 61.546 | 63.578 | 65.598 | 67.74 | 69.966 | 72.261 | 79.31 | 81.93 | 84.554 | 87.281 | 90.108 | NPgY | GSP | NG FES - Leading the Way | Total installed storage capacity (MW)
NG FES - Leading the Way | Srg_BB001_NPgAggregate | MW | NPgN | GRIW_1 | Total installed storage capacity (MW) | Grimsby West | GRIMSBY WEST | 0.308 | 7.121 | 11.204 | 13.728 | 14.353 | 15.36 | 19.376 | 20.538 | 21.368 | 22.693 | 24.411 | 25.785 | 27.669 | 31.722 | 33.601 | 35.77 | 38.091 | 40.657 | 44.085 | 46.056 | 48.185 | 49.913 | 51.767 | 53.568 | 55.313 | 59.465 | 61.381 | 63.328 | 65.348 | 67.432 | NPgY | GSP | NG FES - Leading the Way | Total installed storage capacity (MW)
NG FES - Leading the Way | Srg_BB001_NPgAggregate | MW | NPgN | JORD_3 | Total installed storage capacity (MW) | Jordanthorpe | JORDANTHORPE | 0.048 | 0.923 | 1.433 | 1.78 | 1.895 | 2.068 | 2.642 | 2.856 | 3.051 | 3.285 | 3.578 | 3.851 | 4.195 | 4.815 | 5.189 | 5.608 | 6.059 | 6.549 | 7.163 | 7.626 | 8.123 | 8.596 | 9.096 | 9.606 | 10.126 | 10.937 | 11.506 | 12.091 | 12.7 | 13.329 | NPgY | GSP | NG FES - Leading the Way | Total installed storage capacity (MW)
NG FES - Leading the Way | Srg_BB001_NPgAggregate | MW | NPgN | KEAD_YEDL | Total installed storage capacity (MW) | Keadby | KEADBY | 0.307 | 30.544 | 44.49 | 54.853 | 55.518 | 56.559 | 72.543 | 73.784 | 74.778 | 77.427 | 81.827 | 84.478 | 87.367 | 100.961 | 103.75 | 106.703 | 109.733 | 112.937 | 122.367 | 125.067 | 127.888 | 130.369 | 132.963 | 135.506 | 138.02 | 151.898 | 154.72 | 157.415 | 160.212 | 163.089 | NPgY | GSP | NG FES - Leading the Way | Total installed storage capacity (MW)
NG FES - Leading the Way | Srg_BB001_NPgAggregate | MW | NPgN | KIRKB1 | Total installed storage capacity (MW) | Kirkstall B | KIRKSTALL B | 0.116 | 8.108 | 11.754 | 14.635 | 14.976 | 15.442 | 19.947 | 20.55 | 21.183 | 20.593 | 20.198 | 19.91 | 19.995 | 22.155 | 22.564 | 23.202 | 24.023 | 25.014 | 26.972 | 28.141 | 29.472 | 30.878 | 32.4 | 34.04 | 35.764 | 38.952 | 40.974 | 43.045 | 45.2 | 47.446 | NPgY | GSP | NG FES - Leading the Way | Total installed storage capacity (MW)
NG FES - Leading the Way | Srg_BB001_NPgAggregate | MW | NPgN | NEEP_3 | Total installed storage capacity (MW) | Neepsend | NEEPSEND | 0.045 | 0.584 | 0.873 | 1.119 | 1.247 | 1.428 | 1.873 | 2.115 | 2.383 | 2.752 | 3.195 | 3.634 | 4.1 | 4.79 | 5.312 | 5.863 | 6.445 | 7.059 | 7.824 | 8.495 | 9.204 | 9.938 | 10.706 | 11.505 | 12.334 | 13.422 | 14.32 | 15.247 | 16.21 | 17.208 | NPgY | GSP | NG FES - Leading the Way | Total installed storage capacity (MW)
NG FES - Leading the Way | Srg_BB001_NPgAggregate | MW | NPgN | NORL_3 | Total installed storage capacity (MW) | Norton Lees | NORTON LEES | 0.066 | 0.502 | 0.851 | 1.074 | 1.238 | 1.482 | 1.896 | 2.204 | 2.5 | 2.914 | 3.391 | 3.866 | 4.415 | 5.126 | 5.721 | 6.37 | 7.059 | 7.799 | 8.605 | 9.333 | 10.107 | 10.863 | 11.658 | 12.473 | 13.307 | 14.35 | 15.253 | 16.186 | 17.156 | 18.159 | NPgY | GSP | NG FES - Leading the Way | Total installed storage capacity (MW)
NG FES - Leading the Way | Srg_BB001_NPgAggregate | MW | NPgN | PITS_BB_B | Total installed storage capacity (MW) | Pitsmoor | PITSMOOR 3/4 | 0.025 | 0.245 | 0.393 | 0.497 | 0.562 | 0.657 | 0.847 | 0.969 | 1.091 | 1.261 | 1.46 | 1.657 | 1.878 | 2.184 | 2.427 | 2.689 | 2.967 | 3.264 | 3.605 | 3.907 | 4.227 | 4.546 | 4.881 | 5.226 | 5.581 | 6.038 | 6.423 | 6.82 | 7.232 | 7.659 | NPgY | GSP | NG FES - Leading the Way | Total installed storage capacity (MW)
NG FES - Leading the Way | Srg_BB001_NPgAggregate | MW | NPgN | SALT_1 | Total installed storage capacity (MW) | Saltend North | SALTEND NORTH | 0.157 | 1.117 | 2.173 | 2.611 | 2.915 | 3.417 | 4.155 | 4.72 | 5.085 | 5.809 | 6.625 | 7.336 | 8.305 | 9.566 | 10.493 | 11.562 | 12.696 | 13.95 | 15.15 | 16.034 | 16.987 | 17.697 | 18.463 | 19.181 | 19.854 | 21.004 | 21.72 | 22.457 | 23.222 | 24.008 | NPgY | GSP | NG FES - Leading the Way | Total installed storage capacity (MW)
NG FES - Leading the Way | Srg_BB001_NPgAggregate | MW | NPgN | SHEC_3 | Total installed storage capacity (MW) | Sheffield City | SHEFFIELD CITY | 0.114 | 0.568 | 1.24 | 1.475 | 1.695 | 2.058 | 2.466 | 2.872 | 3.128 | 3.502 | 3.9 | 4.275 | 4.868 | 5.516 | 6.095 | 6.792 | 7.546 | 8.396 | 9.082 | 9.662 | 10.299 | 10.758 | 11.259 | 11.729 | 12.166 | 12.729 | 13.201 | 13.692 | 14.202 | 14.727 | NPgY | GSP | NG FES - Leading the Way | Total installed storage capacity (MW)
NG FES - Leading the Way | Srg_BB001_NPgAggregate | MW | NPgN | SKLGB1 | Total installed storage capacity (MW) | Skelton Grange | SKELTON GRANGE | 0.32 | 13.836 | 20.066 | 24.693 | 25.415 | 26.555 | 34.209 | 35.749 | 37.352 | 37.288 | 37.656 | 38.229 | 39.532 | 44.256 | 46.184 | 48.581 | 51.352 | 54.497 | 59.212 | 62.655 | 66.456 | 70.362 | 74.535 | 78.949 | 83.546 | 90.693 | 95.911 | 101.282 | 106.866 | 112.669 | NPgY | GSP | NG FES - Leading the Way | Total installed storage capacity (MW)
NG FES - Leading the Way | Srg_BB001_NPgAggregate | MW | NPgN | TEMP_3 | Total installed storage capacity (MW) | Templeborough | TEMPLEBOROUGH 275/33KV | 0.064 | 0.876 | 1.529 | 1.841 | 1.953 | 2.148 | 2.634 | 2.84 | 2.939 | 3.014 | 3.102 | 3.167 | 3.385 | 3.764 | 3.968 | 4.248 | 4.565 | 4.942 | 5.263 | 5.449 | 5.665 | 5.757 | 5.87 | 5.957 | 6.014 | 6.235 | 6.307 | 6.38 | 6.456 | 6.534 | NPgY | GSP | NG FES - Leading the Way | Total installed storage capacity (MW)
NG FES - Leading the Way | Srg_BB001_NPgAggregate | MW | NPgN | THUR_6 | Total installed storage capacity (MW) | Thurcroft | THURCROFT | 50.067 | 58.606 | 62.741 | 65.772 | 66.165 | 66.759 | 71.52 | 72.252 | 72.902 | 73.785 | 75.143 | 76.145 | 77.374 | 81.462 | 82.775 | 84.237 | 85.798 | 87.491 | 90.744 | 92.313 | 93.992 | 95.57 | 97.237 | 98.931 | 100.649 | 105.297 | 107.209 | 109.134 | 111.134 | 113.203 | NPgY | GSP | NG FES - Leading the Way | Total installed storage capacity (MW)
NG FES - Leading the Way | Srg_BB001_NPgAggregate | MW | NPgN | WMEL_THOM | Total installed storage capacity (MW) | Thorpe Marsh | WEST MELTON / THORPE MARSH | 20.173 | 27.438 | 30.711 | 33.397 | 33.908 | 34.616 | 38.999 | 39.965 | 41.065 | 42.918 | 45.384 | 47.498 | 49.627 | 54.571 | 56.89 | 59.286 | 61.774 | 64.365 | 68.8 | 71.654 | 74.647 | 77.768 | 81.014 | 84.384 | 87.886 | 94.474 | 98.277 | 102.158 | 106.188 | 110.358 | NPgY | GSP | NG FES - Leading the Way | Total installed storage capacity (MW)
NG FES - Leading the Way | Srg_BB001_NPgAggregate | MW | NPgN | WMEL_BB3 | Total installed storage capacity (MW) | West Melton | WEST MELTON SECTION 3 | 1.353 | 11.408 | 15.859 | 19.461 | 19.92 | 20.551 | 26.281 | 27.138 | 28.114 | 29.326 | 31.164 | 32.651 | 34.234 | 39.323 | 41.134 | 43.056 | 45.092 | 47.244 | 51.549 | 53.962 | 56.519 | 59.203 | 62.008 | 64.94 | 67.994 | 74.585 | 77.958 | 81.386 | 84.946 | 88.634 | NPgY | GSP | NG FES - Leading the Way | Total installed storage capacity (MW)
NG FES - Leading the Way | Srg_BB001_NPgAggregate | MW | NPgN | WIBA_3 | Total installed storage capacity (MW) | Wincobank | WINCOBANK | 0.007 | 1.056 | 1.512 | 1.876 | 1.897 | 1.926 | 2.488 | 2.527 | 2.571 | 2.551 | 2.573 | 2.573 | 2.591 | 2.933 | 2.972 | 3.023 | 3.086 | 3.157 | 3.41 | 3.498 | 3.596 | 3.702 | 3.816 | 3.937 | 4.066 | 4.483 | 4.634 | 4.786 | 4.943 | 5.107 | NPgY | GSP | NG FES - Leading the Way | Total installed storage capacity (MW)
NPg Planning Scenario | Srg_BB001_NPgAggregate | MW | NPgN | BLYTB1 | Total installed storage capacity (MW) | Blyth 66kV | BLYTH 66kV | 0.2 | 4.262 | 4.503 | 7.464 | 7.865 | 8.449 | 9.084 | 9.838 | 11.31 | 12.536 | 13.502 | 14.705 | 17.731 | 22.611 | 27.576 | 30.902 | 32.554 | 34.335 | 37.868 | 39.696 | 41.649 | 45.386 | 47.442 | 49.569 | 53.295 | 55.589 | 57.97 | 60.441 | 64.791 | 67.45 | NPgN | GSP | NPg Planning Scenario | Total installed storage capacity (MW)
NPg Planning Scenario | Srg_BB001_NPgAggregate | MW | NPgN | BLYTH132 | Total installed storage capacity (MW) | Blyth 132kV | BLYTH 132kV | 0.071 | 6.816 | 6.911 | 11.612 | 11.762 | 11.988 | 12.217 | 12.497 | 13.974 | 14.884 | 15.21 | 15.804 | 19.302 | 25.88 | 32.479 | 36.084 | 36.668 | 37.306 | 40.95 | 41.549 | 42.194 | 45.865 | 46.512 | 47.172 | 50.476 | 51.18 | 51.91 | 52.667 | 56.515 | 57.329 | NPgN | GSP | NPg Planning Scenario | Total installed storage capacity (MW)
NPg Planning Scenario | Srg_BB001_NPgAggregate | MW | NPgN | FOUR_1 | Total installed storage capacity (MW) | Fourstones | FOURSTONES | 0.026 | 0.347 | 0.381 | 0.621 | 0.672 | 0.751 | 0.828 | 0.923 | 1.056 | 1.178 | 1.281 | 1.401 | 1.681 | 2.098 | 2.523 | 2.835 | 3.028 | 3.239 | 3.559 | 3.745 | 3.945 | 4.261 | 4.454 | 4.649 | 4.96 | 5.165 | 5.377 | 5.598 | 5.961 | 6.198 | NPgN | GSP | NPg Planning Scenario | Total installed storage capacity (MW)
NPg Planning Scenario | Srg_BB001_NPgAggregate | MW | NPgN | HARM_6 | Total installed storage capacity (MW) | Hart Moor | HARTMOOR | 0.072 | 1.856 | 1.956 | 3.243 | 3.406 | 3.648 | 3.904 | 4.211 | 4.819 | 5.318 | 5.697 | 6.173 | 7.449 | 9.529 | 11.64 | 13.035 | 13.696 | 14.411 | 15.876 | 16.586 | 17.347 | 18.873 | 19.66 | 20.471 | 21.973 | 22.844 | 23.747 | 24.685 | 26.438 | 27.447 | NPgN | GSP | NPg Planning Scenario | Total installed storage capacity (MW)
NPg Planning Scenario | Srg_BB001_NPgAggregate | MW | NPgN | HAWP_6 | Total installed storage capacity (MW) | Hawthorn Pit | HAWTHORN PIT GRID | 0.086 | 2.441 | 2.564 | 4.257 | 4.461 | 4.758 | 5.078 | 5.46 | 6.254 | 6.898 | 7.383 | 7.997 | 9.656 | 12.382 | 15.15 | 16.959 | 17.793 | 18.692 | 20.603 | 21.519 | 22.498 | 24.505 | 25.532 | 26.593 | 28.573 | 29.716 | 30.903 | 32.134 | 34.445 | 35.77 | NPgN | GSP | NPg Planning Scenario | Total installed storage capacity (MW)
NPg Planning Scenario | Srg_BB001_NPgAggregate | MW | NPgN | KNARE_111 | Total installed storage capacity (MW) | Knaresborough | KNARESBOROUGH | 0.179 | 7.285 | 7.523 | 12.556 | 12.932 | 13.5 | 14.079 | 14.783 | 16.69 | 18.076 | 18.899 | 20.037 | 24.319 | 31.811 | 39.367 | 43.909 | 45.383 | 46.991 | 51.644 | 53.16 | 54.79 | 59.509 | 61.148 | 62.823 | 67.253 | 69.039 | 70.889 | 72.811 | 77.977 | 80.043 | NPgN | GSP | NPg Planning Scenario | Total installed storage capacity (MW)
NPg Planning Scenario | Srg_BB001_NPgAggregate | MW | NPgN | LACK_6 | Total installed storage capacity (MW) | Lackenby | LACKENBY | 6.133 | 8.506 | 8.694 | 10.438 | 10.748 | 11.202 | 11.691 | 12.273 | 13.255 | 14.121 | 14.855 | 15.74 | 17.709 | 20.74 | 23.837 | 26.033 | 27.3 | 28.667 | 31.012 | 32.396 | 33.876 | 36.358 | 37.905 | 39.502 | 42.017 | 43.736 | 45.52 | 47.372 | 50.309 | 52.301 | NPgN | GSP | NPg Planning Scenario | Total installed storage capacity (MW)
NPg Planning Scenario | Srg_BB001_NPgAggregate | MW | NPgN | NORT_1 | Total installed storage capacity (MW) | Norton | NORTON | 2.903 | 18.747 | 19.298 | 30.531 | 31.416 | 32.736 | 34.113 | 35.773 | 40.158 | 43.39 | 45.393 | 48.128 | 57.844 | 74.734 | 91.787 | 102.134 | 105.665 | 109.498 | 120.172 | 123.899 | 127.897 | 138.826 | 142.915 | 147.112 | 157.473 | 161.968 | 166.629 | 171.468 | 183.552 | 188.756 | NPgN | GSP | NPg Planning Scenario | Total installed storage capacity (MW)
NPg Planning Scenario | Srg_BB001_NPgAggregate | MW | NPgN | OFFE_3 | Total installed storage capacity (MW) | Offerton | OFFERTON | 0.047 | 0.462 | 0.528 | 0.853 | 0.961 | 1.119 | 1.289 | 1.492 | 1.755 | 2.017 | 2.27 | 2.559 | 3.054 | 3.729 | 4.427 | 5 | 5.438 | 5.912 | 6.535 | 7.01 | 7.518 | 8.183 | 8.712 | 9.256 | 9.957 | 10.543 | 11.15 | 11.781 | 12.6 | 13.279 | NPgN | GSP | NPg Planning Scenario | Total installed storage capacity (MW)
NPg Planning Scenario | Srg_BB001_NPgAggregate | MW | NPgN | OSBA_1 | Total installed storage capacity (MW) | Osbaldwick | OSBALDWICK | 3.548 | 21.328 | 21.733 | 34.215 | 34.855 | 35.819 | 36.804 | 38 | 42.287 | 45.165 | 46.561 | 48.703 | 58.592 | 76.56 | 94.633 | 104.969 | 107.474 | 110.204 | 120.722 | 123.295 | 126.06 | 136.692 | 139.471 | 142.308 | 152.082 | 155.108 | 158.244 | 161.499 | 172.889 | 176.39 | NPgN | GSP | NPg Planning Scenario | Total installed storage capacity (MW)
NPg Planning Scenario | Srg_BB001_NPgAggregate | MW | NPgN | POPP_3 | Total installed storage capacity (MW) | Poppleton | POPPLETON | 0.04 | 0.897 | 0.952 | 1.574 | 1.662 | 1.794 | 1.931 | 2.096 | 2.401 | 2.656 | 2.856 | 3.102 | 3.739 | 4.758 | 5.795 | 6.494 | 6.846 | 7.228 | 7.961 | 8.332 | 8.73 | 9.487 | 9.893 | 10.311 | 11.057 | 11.505 | 11.968 | 12.449 | 13.321 | 13.839 | NPgN | GSP | NPg Planning Scenario | Total installed storage capacity (MW)
NPg Planning Scenario | Srg_BB001_NPgAggregate | MW | NPgN | SALH_1 | Total installed storage capacity (MW) | Saltholme | SALTHOLME | 0.004 | 1.047 | 1.052 | 1.774 | 1.781 | 1.792 | 1.802 | 1.815 | 2.015 | 2.122 | 2.135 | 2.186 | 2.681 | 3.654 | 4.628 | 5.128 | 5.152 | 5.18 | 5.679 | 5.7 | 5.723 | 6.22 | 6.24 | 6.261 | 6.691 | 6.711 | 6.733 | 6.755 | 7.255 | 7.279 | NPgN | GSP | NPg Planning Scenario | Total installed storage capacity (MW)
NPg Planning Scenario | Srg_BB001_NPgAggregate | MW | NPgN | SSHI_3 | Total installed storage capacity (MW) | South Shields | SOUTH SHIELDS | 35.045 | 35.471 | 35.533 | 35.862 | 35.962 | 36.11 | 36.266 | 36.453 | 36.698 | 36.937 | 37.164 | 37.423 | 37.894 | 38.549 | 39.223 | 39.765 | 40.164 | 40.597 | 41.177 | 41.598 | 42.05 | 42.659 | 43.122 | 43.596 | 44.229 | 44.738 | 45.265 | 45.813 | 46.553 | 47.142 | NPgN | GSP | NPg Planning Scenario | Total installed storage capacity (MW)
NPg Planning Scenario | Srg_BB001_NPgAggregate | MW | NPgN | KIELD01 and SPAD20 | Total installed storage capacity (MW) | 0 | SPADEADAM | 0.011 | 0.252 | 0.265 | 0.439 | 0.46 | 0.492 | 0.524 | 0.563 | 0.639 | 0.7 | 0.743 | 0.798 | 0.964 | 1.237 | 1.513 | 1.693 | 1.773 | 1.861 | 2.045 | 2.124 | 2.209 | 2.393 | 2.476 | 2.561 | 2.737 | 2.826 | 2.919 | 3.015 | 3.22 | 3.324 | NPgN | GSP | NPg Planning Scenario | Total installed storage capacity (MW)
NPg Planning Scenario | Srg_BB001_NPgAggregate | MW | NPgN | SPEN_1 | Total installed storage capacity (MW) | Spennymoor | SPENNYMOOR | 0.23 | 12.768 | 13.084 | 21.904 | 22.411 | 23.167 | 23.957 | 24.909 | 28.062 | 30.235 | 31.387 | 33.088 | 40.244 | 53.105 | 66.057 | 73.579 | 75.608 | 77.809 | 85.519 | 87.666 | 89.967 | 97.833 | 100.191 | 102.612 | 109.934 | 112.528 | 115.218 | 118.01 | 126.545 | 129.548 | NPgN | GSP | NPg Planning Scenario | Total installed storage capacity (MW)
NPg Planning Scenario | Srg_BB001_NPgAggregate | MW | NPgN | STEN_1 | Total installed storage capacity (MW) | Stella North | STELLA NORTH | 0.165 | 3.202 | 3.427 | 5.649 | 6.009 | 6.548 | 7.107 | 7.783 | 8.937 | 9.935 | 10.746 | 11.728 | 14.115 | 17.851 | 21.656 | 24.296 | 25.729 | 27.286 | 30.058 | 31.564 | 33.18 | 36.045 | 37.694 | 39.384 | 42.234 | 44.043 | 45.919 | 47.866 | 51.195 | 53.289 | NPgN | GSP | NPg Planning Scenario | Total installed storage capacity (MW)
NPg Planning Scenario | Srg_BB001_NPgAggregate | MW | NPgN | STES_1 | Total installed storage capacity (MW) | Stella South | STELLA SOUTH | 0.14 | 7.707 | 7.899 | 13.223 | 13.531 | 13.991 | 14.47 | 15.048 | 16.951 | 18.265 | 18.962 | 19.99 | 24.312 | 32.076 | 39.895 | 44.439 | 45.669 | 47.003 | 51.659 | 52.957 | 54.349 | 59.096 | 60.519 | 61.98 | 66.397 | 67.962 | 69.584 | 71.269 | 76.418 | 78.229 | NPgN | GSP | NPg Planning Scenario | Total installed storage capacity (MW)
NPg Planning Scenario | Srg_BB001_NPgAggregate | MW | NPgN | TYNE_1 | Total installed storage capacity (MW) | Tynemouth 1 | TYNEMOUTH | 0.127 | 2.28 | 2.458 | 4.043 | 4.334 | 4.762 | 5.218 | 5.764 | 6.661 | 7.458 | 8.136 | 8.95 | 10.755 | 13.52 | 16.344 | 18.36 | 19.538 | 20.812 | 22.957 | 24.229 | 25.592 | 27.849 | 29.263 | 30.72 | 33.004 | 34.57 | 36.195 | 37.881 | 40.549 | 42.363 | NPgN | GSP | NPg Planning Scenario | Total installed storage capacity (MW)
NPg Planning Scenario | Srg_BB001_NPgAggregate | MW | NPgN | WBOL_6 | Total installed storage capacity (MW) | West Boldon | WEST BOLDON | 2.871 | 4.371 | 4.611 | 5.782 | 6.174 | 6.75 | 7.364 | 8.099 | 9.052 | 9.997 | 10.912 | 11.957 | 13.748 | 16.188 | 18.709 | 20.782 | 22.369 | 24.086 | 26.336 | 28.052 | 29.889 | 32.291 | 34.199 | 36.165 | 38.694 | 40.808 | 43.001 | 45.277 | 48.234 | 50.682 | NPgN | GSP | NPg Planning Scenario | Total installed storage capacity (MW)
NPg Planning Scenario | Srg_BB001_NPgAggregate | MW | NPgN | BRAW_1 | Total installed storage capacity (MW) | Bradford West | BRADFORD WEST | 0.291 | 5.701 | 8.562 | 10.745 | 11.517 | 12.628 | 16.342 | 17.793 | 19.298 | 21.813 | 24.915 | 27.742 | 30.739 | 35.939 | 39.151 | 42.538 | 46.077 | 49.806 | 54.912 | 58.761 | 62.815 | 66.895 | 71.154 | 75.539 | 80.056 | 87.18 | 92.059 | 97.07 | 102.272 | 107.654 | NPgY | GSP | NPg Planning Scenario | Total installed storage capacity (MW)
NPg Planning Scenario | Srg_BB001_NPgAggregate | MW | NPgN | CAMB_01 | Total installed storage capacity (MW) | Camblesforth | CAMBLESFORTH | 0.067 | 1.518 | 2.379 | 2.921 | 3.063 | 3.288 | 4.158 | 4.422 | 4.624 | 4.93 | 5.323 | 5.649 | 6.081 | 6.979 | 7.419 | 7.922 | 8.459 | 9.05 | 9.834 | 10.316 | 10.834 | 11.277 | 11.749 | 12.215 | 12.675 | 13.648 | 14.152 | 14.666 | 15.2 | 15.75 | NPgY | GSP | NPg Planning Scenario | Total installed storage capacity (MW)
NPg Planning Scenario | Srg_BB001_NPgAggregate | MW | NPgN | CREB_1 | Total installed storage capacity (MW) | Creyke Beck | CREYKE BECK | 50.169 | 80.965 | 94.523 | 105.314 | 106.139 | 107.252 | 124.002 | 125.475 | 127.101 | 128.169 | 130.742 | 132.344 | 134.328 | 146.443 | 148.924 | 151.699 | 154.74 | 158.042 | 167.249 | 170.973 | 174.984 | 179.19 | 183.623 | 188.288 | 193.156 | 207.721 | 213.266 | 218.823 | 224.597 | 230.588 | NPgY | GSP | NPg Planning Scenario | Total installed storage capacity (MW)
NPg Planning Scenario | Srg_BB001_NPgAggregate | MW | NPgN | DRAX_YEDL | Total installed storage capacity (MW) | Drax | DRAX | 0.064 | 3.455 | 5.105 | 6.298 | 6.442 | 6.664 | 8.533 | 8.802 | 9.029 | 9.703 | 10.632 | 11.304 | 12.002 | 14.006 | 14.677 | 15.371 | 16.074 | 16.808 | 18.319 | 18.96 | 19.623 | 20.223 | 20.846 | 21.459 | 22.071 | 24.182 | 24.837 | 25.487 | 26.161 | 26.854 | NPgY | GSP | NPg Planning Scenario | Total installed storage capacity (MW)
NPg Planning Scenario | Srg_BB001_NPgAggregate | MW | NPgN | ELLA_1 | Total installed storage capacity (MW) | Elland | ELLAND | 0.204 | 4.439 | 6.592 | 8.28 | 8.836 | 9.628 | 12.489 | 13.536 | 14.648 | 16.274 | 18.305 | 20.195 | 22.226 | 25.87 | 28.102 | 30.474 | 32.97 | 35.611 | 39.249 | 42.04 | 44.992 | 47.999 | 51.143 | 54.397 | 57.762 | 62.925 | 66.579 | 70.333 | 74.233 | 78.269 | NPgY | GSP | NPg Planning Scenario | Total installed storage capacity (MW)
NPg Planning Scenario | Srg_BB001_NPgAggregate | MW | NPgN | FERRA2 | Total installed storage capacity (MW) | Ferrybridge A | FERRYBRIDGE A | 0.163 | 5.925 | 8.988 | 11.068 | 11.418 | 11.966 | 15.224 | 15.863 | 16.345 | 16.728 | 17.357 | 17.82 | 18.612 | 21.12 | 21.976 | 23.019 | 24.172 | 25.475 | 27.523 | 28.573 | 29.728 | 30.703 | 31.759 | 32.811 | 33.849 | 36.551 | 37.731 | 38.925 | 40.166 | 41.45 | NPgY | GSP | NPg Planning Scenario | Total installed storage capacity (MW)
NPg Planning Scenario | Srg_BB001_NPgAggregate | MW | NPgN | FERRB9 | Total installed storage capacity (MW) | Ferrybridge B (_M) | FERRYBRIDGE B | 0.177 | 15.452 | 22.399 | 27.743 | 28.206 | 28.872 | 37.181 | 38.025 | 38.853 | 39.43 | 40.736 | 41.55 | 42.66 | 48.713 | 50.037 | 51.558 | 53.228 | 55.067 | 59.67 | 61.546 | 63.578 | 65.598 | 67.74 | 69.966 | 72.261 | 79.31 | 81.93 | 84.554 | 87.281 | 90.108 | NPgY | GSP | NPg Planning Scenario | Total installed storage capacity (MW)
NPg Planning Scenario | Srg_BB001_NPgAggregate | MW | NPgN | GRIW_1 | Total installed storage capacity (MW) | Grimsby West | GRIMSBY WEST | 0.308 | 7.121 | 11.204 | 13.728 | 14.353 | 15.36 | 19.376 | 20.538 | 21.368 | 22.693 | 24.411 | 25.785 | 27.669 | 31.722 | 33.601 | 35.77 | 38.091 | 40.657 | 44.085 | 46.056 | 48.185 | 49.913 | 51.767 | 53.568 | 55.313 | 59.465 | 61.381 | 63.328 | 65.348 | 67.432 | NPgY | GSP | NPg Planning Scenario | Total installed storage capacity (MW)
NPg Planning Scenario | Srg_BB001_NPgAggregate | MW | NPgN | JORD_3 | Total installed storage capacity (MW) | Jordanthorpe | JORDANTHORPE | 0.048 | 0.923 | 1.433 | 1.78 | 1.895 | 2.068 | 2.642 | 2.856 | 3.051 | 3.285 | 3.578 | 3.851 | 4.195 | 4.815 | 5.189 | 5.608 | 6.059 | 6.549 | 7.163 | 7.626 | 8.123 | 8.596 | 9.096 | 9.606 | 10.126 | 10.937 | 11.506 | 12.091 | 12.7 | 13.329 | NPgY | GSP | NPg Planning Scenario | Total installed storage capacity (MW)
NPg Planning Scenario | Srg_BB001_NPgAggregate | MW | NPgN | KEAD_YEDL | Total installed storage capacity (MW) | Keadby | KEADBY | 0.307 | 30.544 | 44.49 | 54.853 | 55.518 | 56.559 | 72.543 | 73.784 | 74.778 | 77.427 | 81.827 | 84.478 | 87.367 | 100.961 | 103.75 | 106.703 | 109.733 | 112.937 | 122.367 | 125.067 | 127.888 | 130.369 | 132.963 | 135.506 | 138.02 | 151.898 | 154.72 | 157.415 | 160.212 | 163.089 | NPgY | GSP | NPg Planning Scenario | Total installed storage capacity (MW)
NPg Planning Scenario | Srg_BB001_NPgAggregate | MW | NPgN | KIRKB1 | Total installed storage capacity (MW) | Kirkstall B | KIRKSTALL B | 0.116 | 8.108 | 11.754 | 14.635 | 14.976 | 15.442 | 19.947 | 20.55 | 21.183 | 20.593 | 20.198 | 19.91 | 19.995 | 22.155 | 22.564 | 23.202 | 24.023 | 25.014 | 26.972 | 28.141 | 29.472 | 30.878 | 32.4 | 34.04 | 35.764 | 38.952 | 40.974 | 43.045 | 45.2 | 47.446 | NPgY | GSP | NPg Planning Scenario | Total installed storage capacity (MW)
NPg Planning Scenario | Srg_BB001_NPgAggregate | MW | NPgN | NEEP_3 | Total installed storage capacity (MW) | Neepsend | NEEPSEND | 0.045 | 0.584 | 0.873 | 1.119 | 1.247 | 1.428 | 1.873 | 2.115 | 2.383 | 2.752 | 3.195 | 3.634 | 4.1 | 4.79 | 5.312 | 5.863 | 6.445 | 7.059 | 7.824 | 8.495 | 9.204 | 9.938 | 10.706 | 11.505 | 12.334 | 13.422 | 14.32 | 15.247 | 16.21 | 17.208 | NPgY | GSP | NPg Planning Scenario | Total installed storage capacity (MW)
NPg Planning Scenario | Srg_BB001_NPgAggregate | MW | NPgN | NORL_3 | Total installed storage capacity (MW) | Norton Lees | NORTON LEES | 0.066 | 0.502 | 0.851 | 1.074 | 1.238 | 1.482 | 1.896 | 2.204 | 2.5 | 2.914 | 3.391 | 3.866 | 4.415 | 5.126 | 5.721 | 6.37 | 7.059 | 7.799 | 8.605 | 9.333 | 10.107 | 10.863 | 11.658 | 12.473 | 13.307 | 14.35 | 15.253 | 16.186 | 17.156 | 18.159 | NPgY | GSP | NPg Planning Scenario | Total installed storage capacity (MW)
NPg Planning Scenario | Srg_BB001_NPgAggregate | MW | NPgN | PITS_BB_B | Total installed storage capacity (MW) | Pitsmoor | PITSMOOR 3/4 | 0.025 | 0.245 | 0.393 | 0.497 | 0.562 | 0.657 | 0.847 | 0.969 | 1.091 | 1.261 | 1.46 | 1.657 | 1.878 | 2.184 | 2.427 | 2.689 | 2.967 | 3.264 | 3.605 | 3.907 | 4.227 | 4.546 | 4.881 | 5.226 | 5.581 | 6.038 | 6.423 | 6.82 | 7.232 | 7.659 | NPgY | GSP | NPg Planning Scenario | Total installed storage capacity (MW)
NPg Planning Scenario | Srg_BB001_NPgAggregate | MW | NPgN | SALT_1 | Total installed storage capacity (MW) | Saltend North | SALTEND NORTH | 0.157 | 1.117 | 2.173 | 2.611 | 2.915 | 3.417 | 4.155 | 4.72 | 5.085 | 5.809 | 6.625 | 7.336 | 8.305 | 9.566 | 10.493 | 11.562 | 12.696 | 13.95 | 15.15 | 16.034 | 16.987 | 17.697 | 18.463 | 19.181 | 19.854 | 21.004 | 21.72 | 22.457 | 23.222 | 24.008 | NPgY | GSP | NPg Planning Scenario | Total installed storage capacity (MW)
NPg Planning Scenario | Srg_BB001_NPgAggregate | MW | NPgN | SHEC_3 | Total installed storage capacity (MW) | Sheffield City | SHEFFIELD CITY | 0.114 | 0.568 | 1.24 | 1.475 | 1.695 | 2.058 | 2.466 | 2.872 | 3.128 | 3.502 | 3.9 | 4.275 | 4.868 | 5.516 | 6.095 | 6.792 | 7.546 | 8.396 | 9.082 | 9.662 | 10.299 | 10.758 | 11.259 | 11.729 | 12.166 | 12.729 | 13.201 | 13.692 | 14.202 | 14.727 | NPgY | GSP | NPg Planning Scenario | Total installed storage capacity (MW)
NPg Planning Scenario | Srg_BB001_NPgAggregate | MW | NPgN | SKLGB1 | Total installed storage capacity (MW) | Skelton Grange | SKELTON GRANGE | 0.32 | 13.836 | 20.066 | 24.693 | 25.415 | 26.555 | 34.209 | 35.749 | 37.352 | 37.288 | 37.656 | 38.229 | 39.532 | 44.256 | 46.184 | 48.581 | 51.352 | 54.497 | 59.212 | 62.655 | 66.456 | 70.362 | 74.535 | 78.949 | 83.546 | 90.693 | 95.911 | 101.282 | 106.866 | 112.669 | NPgY | GSP | NPg Planning Scenario | Total installed storage capacity (MW)
NPg Planning Scenario | Srg_BB001_NPgAggregate | MW | NPgN | TEMP_3 | Total installed storage capacity (MW) | Templeborough | TEMPLEBOROUGH 275/33KV | 0.064 | 0.876 | 1.529 | 1.841 | 1.953 | 2.148 | 2.634 | 2.84 | 2.939 | 3.014 | 3.102 | 3.167 | 3.385 | 3.764 | 3.968 | 4.248 | 4.565 | 4.942 | 5.263 | 5.449 | 5.665 | 5.757 | 5.87 | 5.957 | 6.014 | 6.235 | 6.307 | 6.38 | 6.456 | 6.534 | NPgY | GSP | NPg Planning Scenario | Total installed storage capacity (MW)
NPg Planning Scenario | Srg_BB001_NPgAggregate | MW | NPgN | THUR_6 | Total installed storage capacity (MW) | Thurcroft | THURCROFT | 50.067 | 58.606 | 62.741 | 65.772 | 66.165 | 66.759 | 71.52 | 72.252 | 72.902 | 73.785 | 75.143 | 76.145 | 77.374 | 81.462 | 82.775 | 84.237 | 85.798 | 87.491 | 90.744 | 92.313 | 93.992 | 95.57 | 97.237 | 98.931 | 100.649 | 105.297 | 107.209 | 109.134 | 111.134 | 113.203 | NPgY | GSP | NPg Planning Scenario | Total installed storage capacity (MW)
NPg Planning Scenario | Srg_BB001_NPgAggregate | MW | NPgN | WMEL_THOM | Total installed storage capacity (MW) | Thorpe Marsh | WEST MELTON / THORPE MARSH | 20.173 | 27.438 | 30.711 | 33.397 | 33.908 | 34.616 | 38.999 | 39.965 | 41.065 | 42.918 | 45.384 | 47.498 | 49.627 | 54.571 | 56.89 | 59.286 | 61.774 | 64.365 | 68.8 | 71.654 | 74.647 | 77.768 | 81.014 | 84.384 | 87.886 | 94.474 | 98.277 | 102.158 | 106.188 | 110.358 | NPgY | GSP | NPg Planning Scenario | Total installed storage capacity (MW)
NPg Planning Scenario | Srg_BB001_NPgAggregate | MW | NPgN | WMEL_BB3 | Total installed storage capacity (MW) | West Melton | WEST MELTON SECTION 3 | 1.353 | 11.408 | 15.859 | 19.461 | 19.92 | 20.551 | 26.281 | 27.138 | 28.114 | 29.326 | 31.164 | 32.651 | 34.234 | 39.323 | 41.134 | 43.056 | 45.092 | 47.244 | 51.549 | 53.962 | 56.519 | 59.203 | 62.008 | 64.94 | 67.994 | 74.585 | 77.958 | 81.386 | 84.946 | 88.634 | NPgY | GSP | NPg Planning Scenario | Total installed storage capacity (MW)
NPg Planning Scenario | Srg_BB001_NPgAggregate | MW | NPgN | WIBA_3 | Total installed storage capacity (MW) | Wincobank | WINCOBANK | 0.007 | 1.056 | 1.512 | 1.876 | 1.897 | 1.926 | 2.488 | 2.527 | 2.571 | 2.551 | 2.573 | 2.573 | 2.591 | 2.933 | 2.972 | 3.023 | 3.086 | 3.157 | 3.41 | 3.498 | 3.596 | 3.702 | 3.816 | 3.937 | 4.066 | 4.483 | 4.634 | 4.786 | 4.943 | 5.107 | NPgY | GSP | NPg Planning Scenario | Total installed storage capacity (MW)
NG FES - System Transformation | Srg_BB001_NPgAggregate | MW | NPgN | BLYTB1 | Total installed storage capacity (MW) | Blyth 66kV | BLYTH 66kV | 0.1 | 1.118 | 1.207 | 1.304 | 3.701 | 3.858 | 4.025 | 4.228 | 4.418 | 4.636 | 4.873 | 5.306 | 6.328 | 6.649 | 6.987 | 10.18 | 10.759 | 11.193 | 11.603 | 12.02 | 16.028 | 18.236 | 18.684 | 20.925 | 21.393 | 21.88 | 22.385 | 22.908 | 23.45 | 24.009 | NPgN | GSP | NG FES - System Transformation | Total installed storage capacity (MW)
NG FES - System Transformation | Srg_BB001_NPgAggregate | MW | NPgN | BLYTH132 | Total installed storage capacity (MW) | Blyth 132kV | BLYTH 132kV | 0.048 | 1.61 | 1.645 | 1.683 | 5.641 | 5.706 | 5.77 | 5.85 | 5.916 | 5.994 | 6.077 | 6.471 | 7.812 | 7.93 | 8.053 | 13.03 | 13.488 | 13.654 | 13.799 | 13.941 | 20.215 | 23.411 | 23.555 | 26.759 | 26.902 | 27.052 | 27.207 | 27.367 | 27.533 | 27.705 | NPgN | GSP | NG FES - System Transformation | Total installed storage capacity (MW)
NG FES - System Transformation | Srg_BB001_NPgAggregate | MW | NPgN | FOUR_1 | Total installed storage capacity (MW) | Fourstones | FOURSTONES | 0.016 | 0.095 | 0.107 | 0.12 | 0.309 | 0.332 | 0.355 | 0.383 | 0.404 | 0.43 | 0.457 | 0.499 | 0.593 | 0.633 | 0.674 | 0.935 | 1.001 | 1.059 | 1.106 | 1.151 | 1.47 | 1.645 | 1.688 | 1.865 | 1.907 | 1.951 | 1.996 | 2.043 | 2.091 | 2.141 | NPgN | GSP | NG FES - System Transformation | Total installed storage capacity (MW)
NG FES - System Transformation | Srg_BB001_NPgAggregate | MW | NPgN | HARM_6 | Total installed storage capacity (MW) | Hart Moor | HARTMOOR | 0.053 | 0.481 | 0.518 | 0.558 | 1.603 | 1.67 | 1.739 | 1.823 | 1.898 | 1.986 | 2.081 | 2.259 | 2.698 | 2.827 | 2.964 | 4.349 | 4.591 | 4.77 | 4.934 | 5.098 | 6.831 | 7.773 | 7.946 | 8.9 | 9.078 | 9.263 | 9.454 | 9.653 | 9.859 | 10.071 | NPgN | GSP | NG FES - System Transformation | Total installed storage capacity (MW)
NG FES - System Transformation | Srg_BB001_NPgAggregate | MW | NPgN | HAWP_6 | Total installed storage capacity (MW) | Hawthorn Pit | HAWTHORN PIT GRID | 0.066 | 0.63 | 0.676 | 0.725 | 2.104 | 2.185 | 2.27 | 2.373 | 2.468 | 2.579 | 2.698 | 2.93 | 3.499 | 3.661 | 3.833 | 5.654 | 5.96 | 6.181 | 6.388 | 6.597 | 8.884 | 10.128 | 10.352 | 11.613 | 11.846 | 12.089 | 12.34 | 12.601 | 12.871 | 13.15 | NPgN | GSP | NG FES - System Transformation | Total installed storage capacity (MW)
NG FES - System Transformation | Srg_BB001_NPgAggregate | MW | NPgN | KNARE_111 | Total installed storage capacity (MW) | Knaresborough | KNARESBOROUGH | 0.12 | 1.791 | 1.879 | 1.974 | 6.142 | 6.305 | 6.467 | 6.667 | 6.833 | 7.03 | 7.24 | 7.778 | 9.34 | 9.636 | 9.946 | 15.312 | 16.01 | 16.428 | 16.793 | 17.152 | 23.879 | 27.391 | 27.755 | 31.289 | 31.652 | 32.033 | 32.425 | 32.832 | 33.253 | 33.688 | NPgN | GSP | NG FES - System Transformation | Total installed storage capacity (MW)
NG FES - System Transformation | Srg_BB001_NPgAggregate | MW | NPgN | LACK_6 | Total installed storage capacity (MW) | Lackenby | LACKENBY | 6.101 | 6.682 | 6.751 | 6.827 | 8.215 | 8.339 | 8.469 | 8.627 | 8.772 | 8.94 | 9.121 | 9.417 | 10.062 | 10.309 | 10.57 | 12.463 | 12.875 | 13.212 | 13.527 | 13.844 | 16.21 | 17.544 | 17.882 | 19.241 | 19.591 | 19.957 | 20.334 | 20.727 | 21.132 | 21.552 | NPgN | GSP | NG FES - System Transformation | Total installed storage capacity (MW)
NG FES - System Transformation | Srg_BB001_NPgAggregate | MW | NPgN | NORT_1 | Total installed storage capacity (MW) | Norton | NORTON | 2.785 | 6.518 | 6.721 | 6.942 | 16.232 | 16.604 | 16.98 | 17.443 | 17.843 | 18.313 | 18.818 | 20.057 | 23.57 | 24.27 | 25.006 | 36.993 | 38.592 | 39.568 | 40.442 | 41.312 | 56.36 | 64.269 | 65.17 | 73.137 | 74.052 | 75.009 | 75.996 | 77.021 | 78.082 | 79.177 | NPgN | GSP | NG FES - System Transformation | Total installed storage capacity (MW)
NG FES - System Transformation | Srg_BB001_NPgAggregate | MW | NPgN | OFFE_3 | Total installed storage capacity (MW) | Offerton | OFFERTON | 0.035 | 0.143 | 0.167 | 0.194 | 0.436 | 0.48 | 0.525 | 0.581 | 0.631 | 0.689 | 0.752 | 0.835 | 0.984 | 1.07 | 1.161 | 1.522 | 1.646 | 1.764 | 1.873 | 1.982 | 2.428 | 2.701 | 2.817 | 3.099 | 3.218 | 3.343 | 3.471 | 3.605 | 3.743 | 3.886 | NPgN | GSP | NG FES - System Transformation | Total installed storage capacity (MW)
NG FES - System Transformation | Srg_BB001_NPgAggregate | MW | NPgN | OSBA_1 | Total installed storage capacity (MW) | Osbaldwick | OSBALDWICK | 3.447 | 7.595 | 7.744 | 7.905 | 18.337 | 18.615 | 18.889 | 19.23 | 19.511 | 19.846 | 20.203 | 21.378 | 25.082 | 25.584 | 26.112 | 39.369 | 40.817 | 41.529 | 42.147 | 42.757 | 59.426 | 68.014 | 68.63 | 77.255 | 77.87 | 78.515 | 79.179 | 79.869 | 80.583 | 81.319 | NPgN | GSP | NG FES - System Transformation | Total installed storage capacity (MW)
NG FES - System Transformation | Srg_BB001_NPgAggregate | MW | NPgN | POPP_3 | Total installed storage capacity (MW) | Poppleton | POPPLETON | 0.028 | 0.235 | 0.255 | 0.277 | 0.779 | 0.816 | 0.854 | 0.9 | 0.94 | 0.987 | 1.037 | 1.127 | 1.345 | 1.414 | 1.488 | 2.158 | 2.284 | 2.382 | 2.469 | 2.556 | 3.392 | 3.848 | 3.937 | 4.4 | 4.491 | 4.586 | 4.684 | 4.786 | 4.891 | 5 | NPgN | GSP | NG FES - System Transformation | Total installed storage capacity (MW)
NG FES - System Transformation | Srg_BB001_NPgAggregate | MW | NPgN | SALH_1 | Total installed storage capacity (MW) | Saltholme | SALTHOLME | 0.002 | 0.242 | 0.244 | 0.246 | 0.858 | 0.862 | 0.865 | 0.869 | 0.871 | 0.875 | 0.878 | 0.929 | 1.126 | 1.131 | 1.137 | 1.898 | 1.953 | 1.961 | 1.967 | 1.973 | 2.934 | 3.415 | 3.42 | 3.902 | 3.906 | 3.911 | 3.915 | 3.92 | 3.925 | 3.93 | NPgN | GSP | NG FES - System Transformation | Total installed storage capacity (MW)
NG FES - System Transformation | Srg_BB001_NPgAggregate | MW | NPgN | SSHI_3 | Total installed storage capacity (MW) | South Shields | SOUTH SHIELDS | 35.032 | 35.141 | 35.164 | 35.189 | 35.437 | 35.479 | 35.522 | 35.574 | 35.619 | 35.672 | 35.729 | 35.806 | 35.952 | 36.031 | 36.114 | 36.478 | 36.596 | 36.706 | 36.805 | 36.903 | 37.35 | 37.616 | 37.718 | 37.992 | 38.096 | 38.204 | 38.316 | 38.432 | 38.552 | 38.676 | NPgN | GSP | NG FES - System Transformation | Total installed storage capacity (MW)
NG FES - System Transformation | Srg_BB001_NPgAggregate | MW | NPgN | KIELD01 and SPAD20 | Total installed storage capacity (MW) | 0 | SPADEADAM | 0.007 | 0.064 | 0.069 | 0.074 | 0.216 | 0.225 | 0.234 | 0.246 | 0.255 | 0.266 | 0.277 | 0.299 | 0.358 | 0.374 | 0.391 | 0.578 | 0.61 | 0.633 | 0.653 | 0.672 | 0.904 | 1.027 | 1.045 | 1.169 | 1.188 | 1.207 | 1.226 | 1.247 | 1.268 | 1.29 | NPgN | GSP | NG FES - System Transformation | Total installed storage capacity (MW)
NG FES - System Transformation | Srg_BB001_NPgAggregate | MW | NPgN | SPEN_1 | Total installed storage capacity (MW) | Spennymoor | SPENNYMOOR | 0.163 | 3.096 | 3.212 | 3.338 | 10.693 | 10.905 | 11.12 | 11.386 | 11.615 | 11.885 | 12.175 | 13.045 | 15.694 | 16.096 | 16.518 | 25.898 | 26.973 | 27.532 | 28.034 | 28.534 | 40.336 | 46.46 | 46.979 | 53.137 | 53.665 | 54.217 | 54.787 | 55.378 | 55.991 | 56.623 | NPgN | GSP | NG FES - System Transformation | Total installed storage capacity (MW)
NG FES - System Transformation | Srg_BB001_NPgAggregate | MW | NPgN | STEN_1 | Total installed storage capacity (MW) | Stella North | STELLA NORTH | 0.116 | 0.853 | 0.936 | 1.026 | 2.805 | 2.957 | 3.11 | 3.299 | 3.461 | 3.653 | 3.857 | 4.204 | 5.007 | 5.292 | 5.591 | 7.994 | 8.488 | 8.886 | 9.241 | 9.593 | 12.582 | 14.231 | 14.594 | 16.266 | 16.635 | 17.02 | 17.417 | 17.83 | 18.257 | 18.697 | NPgN | GSP | NG FES - System Transformation | Total installed storage capacity (MW)
NG FES - System Transformation | Srg_BB001_NPgAggregate | MW | NPgN | STES_1 | Total installed storage capacity (MW) | Stella South | STELLA SOUTH | 0.099 | 1.869 | 1.939 | 2.016 | 6.455 | 6.584 | 6.715 | 6.876 | 7.015 | 7.179 | 7.355 | 7.881 | 9.48 | 9.724 | 9.98 | 15.642 | 16.293 | 16.633 | 16.937 | 17.24 | 24.363 | 28.058 | 28.372 | 32.088 | 32.406 | 32.739 | 33.083 | 33.44 | 33.809 | 34.19 | NPgN | GSP | NG FES - System Transformation | Total installed storage capacity (MW)
NG FES - System Transformation | Srg_BB001_NPgAggregate | MW | NPgN | TYNE_1 | Total installed storage capacity (MW) | Tynemouth 1 | TYNEMOUTH | 0.094 | 0.622 | 0.687 | 0.759 | 2.018 | 2.136 | 2.259 | 2.408 | 2.543 | 2.699 | 2.867 | 3.139 | 3.731 | 3.962 | 4.206 | 5.928 | 6.312 | 6.629 | 6.921 | 7.215 | 9.362 | 10.572 | 10.882 | 12.114 | 12.433 | 12.766 | 13.11 | 13.467 | 13.837 | 14.219 | NPgN | GSP | NG FES - System Transformation | Total installed storage capacity (MW)
NG FES - System Transformation | Srg_BB001_NPgAggregate | MW | NPgN | WBOL_6 | Total installed storage capacity (MW) | West Boldon | WEST BOLDON | 2.827 | 3.217 | 3.305 | 3.401 | 4.277 | 4.435 | 4.6 | 4.801 | 4.982 | 5.193 | 5.42 | 5.721 | 6.262 | 6.573 | 6.901 | 8.205 | 8.658 | 9.085 | 9.479 | 9.874 | 11.482 | 12.47 | 12.888 | 13.906 | 14.336 | 14.786 | 15.25 | 15.732 | 16.231 | 16.747 | NPgN | GSP | NG FES - System Transformation | Total installed storage capacity (MW)
NG FES - System Transformation | Srg_BB001_NPgAggregate | MW | NPgN | BRAW_1 | Total installed storage capacity (MW) | Bradford West | BRADFORD WEST | 0.248 | 1.779 | 2.062 | 3.391 | 9.789 | 10.081 | 10.401 | 10.784 | 11.157 | 11.582 | 12.045 | 12.547 | 13.14 | 16.241 | 16.897 | 19.833 | 21.281 | 22.681 | 23.971 | 25.215 | 26.483 | 28.884 | 30.091 | 31.29 | 32.484 | 33.693 | 34.916 | 36.16 | 37.424 | 38.711 | NPgY | GSP | NG FES - System Transformation | Total installed storage capacity (MW)
NG FES - System Transformation | Srg_BB001_NPgAggregate | MW | NPgN | CAMB_01 | Total installed storage capacity (MW) | Camblesforth | CAMBLESFORTH | 0.039 | 0.444 | 0.555 | 0.897 | 2.587 | 2.658 | 2.721 | 2.802 | 2.858 | 2.928 | 3.001 | 3.074 | 3.187 | 3.957 | 4.07 | 4.725 | 4.919 | 5.123 | 5.284 | 5.432 | 5.593 | 5.992 | 6.121 | 6.242 | 6.356 | 6.474 | 6.593 | 6.715 | 6.839 | 6.966 | NPgY | GSP | NG FES - System Transformation | Total installed storage capacity (MW)
NG FES - System Transformation | Srg_BB001_NPgAggregate | MW | NPgN | CREB_1 | Total installed storage capacity (MW) | Creyke Beck | CREYKE BECK | 50.157 | 58.452 | 58.657 | 65.942 | 104.525 | 104.827 | 105.172 | 105.562 | 105.973 | 106.442 | 106.944 | 107.488 | 108.085 | 124.198 | 124.872 | 136.86 | 136.995 | 137.276 | 137.656 | 138.134 | 138.849 | 145.376 | 146.071 | 146.834 | 147.661 | 148.552 | 149.502 | 150.511 | 151.575 | 152.694 | NPgY | GSP | NG FES - System Transformation | Total installed storage capacity (MW)
NG FES - System Transformation | Srg_BB001_NPgAggregate | MW | NPgN | DRAX_YEDL | Total installed storage capacity (MW) | Drax | DRAX | 0.042 | 0.964 | 1.059 | 1.856 | 6.006 | 6.072 | 6.135 | 6.215 | 6.275 | 6.349 | 6.426 | 6.506 | 6.62 | 8.382 | 8.499 | 10.049 | 10.536 | 10.985 | 11.364 | 11.706 | 12.048 | 13.1 | 13.381 | 13.643 | 13.888 | 14.128 | 14.361 | 14.59 | 14.815 | 15.039 | NPgY | GSP | NG FES - System Transformation | Total installed storage capacity (MW)
NG FES - System Transformation | Srg_BB001_NPgAggregate | MW | NPgN | ELLA_1 | Total installed storage capacity (MW) | Elland | ELLAND | 0.181 | 1.373 | 1.556 | 2.594 | 7.65 | 7.853 | 8.082 | 8.354 | 8.627 | 8.936 | 9.274 | 9.642 | 10.068 | 12.484 | 12.959 | 15.115 | 15.979 | 16.833 | 17.643 | 18.44 | 19.269 | 20.943 | 21.753 | 22.569 | 23.392 | 24.234 | 25.093 | 25.971 | 26.87 | 27.791 | NPgY | GSP | NG FES - System Transformation | Total installed storage capacity (MW)
NG FES - System Transformation | Srg_BB001_NPgAggregate | MW | NPgN | FERRA2 | Total installed storage capacity (MW) | Ferrybridge A | FERRYBRIDGE A | 0.094 | 1.674 | 1.948 | 3.303 | 10.239 | 10.415 | 10.572 | 10.773 | 10.908 | 11.082 | 11.259 | 11.436 | 11.71 | 14.726 | 14.999 | 17.293 | 17.466 | 17.711 | 17.884 | 18.055 | 18.29 | 19.457 | 19.627 | 19.793 | 19.953 | 20.133 | 20.323 | 20.528 | 20.747 | 20.976 | NPgY | GSP | NG FES - System Transformation | Total installed storage capacity (MW)
NG FES - System Transformation | Srg_BB001_NPgAggregate | MW | NPgN | FERRB9 | Total installed storage capacity (MW) | Ferrybridge B (_M) | FERRYBRIDGE B | 0.139 | 4.264 | 4.468 | 8.071 | 27.07 | 27.26 | 27.458 | 27.693 | 27.907 | 28.158 | 28.425 | 28.708 | 29.056 | 37.017 | 37.394 | 43.343 | 43.476 | 43.697 | 43.921 | 44.18 | 44.562 | 47.757 | 48.095 | 48.458 | 48.84 | 49.256 | 49.699 | 50.17 | 50.669 | 51.192 | NPgY | GSP | NG FES - System Transformation | Total installed storage capacity (MW)
NG FES - System Transformation | Srg_BB001_NPgAggregate | MW | NPgN | GRIW_1 | Total installed storage capacity (MW) | Grimsby West | GRIMSBY WEST | 0.167 | 2.066 | 2.602 | 4.202 | 12.129 | 12.452 | 12.734 | 13.101 | 13.336 | 13.641 | 13.952 | 14.259 | 14.761 | 18.343 | 18.836 | 21.881 | 22.764 | 23.694 | 24.404 | 25.046 | 25.747 | 27.555 | 28.086 | 28.577 | 29.029 | 29.495 | 29.96 | 30.436 | 30.921 | 31.412 | NPgY | GSP | NG FES - System Transformation | Total installed storage capacity (MW)
NG FES - System Transformation | Srg_BB001_NPgAggregate | MW | NPgN | JORD_3 | Total installed storage capacity (MW) | Jordanthorpe | JORDANTHORPE | 0.034 | 0.281 | 0.346 | 0.557 | 1.576 | 1.627 | 1.676 | 1.738 | 1.789 | 1.849 | 1.914 | 1.981 | 2.071 | 2.558 | 2.652 | 3.06 | 3.18 | 3.31 | 3.424 | 3.536 | 3.659 | 3.924 | 4.036 | 4.149 | 4.261 | 4.378 | 4.499 | 4.624 | 4.754 | 4.887 | NPgY | GSP | NG FES - System Transformation | Total installed storage capacity (MW)
NG FES - System Transformation | Srg_BB001_NPgAggregate | MW | NPgN | KEAD_YEDL | Total installed storage capacity (MW) | Keadby | KEADBY | 0.188 | 8.336 | 8.819 | 15.896 | 53.386 | 53.705 | 53.999 | 54.373 | 54.642 | 54.978 | 55.327 | 55.682 | 56.21 | 71.714 | 72.25 | 84.74 | 86.638 | 88.424 | 89.904 | 91.235 | 92.667 | 100.097 | 101.189 | 102.205 | 103.153 | 104.085 | 104.992 | 105.89 | 106.779 | 107.661 | NPgY | GSP | NG FES - System Transformation | Total installed storage capacity (MW)
NG FES - System Transformation | Srg_BB001_NPgAggregate | MW | NPgN | KIRKB1 | Total installed storage capacity (MW) | Kirkstall B | KIRKSTALL B | 0.102 | 2.268 | 2.379 | 4.281 | 14.239 | 14.372 | 14.516 | 14.682 | 14.846 | 15.036 | 15.237 | 15.452 | 15.699 | 19.949 | 20.222 | 22.934 | 22.148 | 21.558 | 21.098 | 20.755 | 20.548 | 21.564 | 21.438 | 21.377 | 21.372 | 21.423 | 21.522 | 21.665 | 21.85 | 22.073 | NPgY | GSP | NG FES - System Transformation | Total installed storage capacity (MW)
NG FES - System Transformation | Srg_BB001_NPgAggregate | MW | NPgN | NEEP_3 | Total installed storage capacity (MW) | Neepsend | NEEPSEND | 0.043 | 0.201 | 0.234 | 0.373 | 0.997 | 1.042 | 1.094 | 1.155 | 1.22 | 1.293 | 1.373 | 1.461 | 1.559 | 1.899 | 2.01 | 2.337 | 2.523 | 2.707 | 2.887 | 3.068 | 3.255 | 3.553 | 3.743 | 3.936 | 4.133 | 4.334 | 4.541 | 4.753 | 4.971 | 5.194 | NPgY | GSP | NG FES - System Transformation | Total installed storage capacity (MW)
NG FES - System Transformation | Srg_BB001_NPgAggregate | MW | NPgN | NORL_3 | Total installed storage capacity (MW) | Norton Lees | NORTON LEES | 0.051 | 0.186 | 0.266 | 0.379 | 0.818 | 0.886 | 0.956 | 1.041 | 1.116 | 1.204 | 1.299 | 1.4 | 1.528 | 1.815 | 1.952 | 2.255 | 2.48 | 2.71 | 2.916 | 3.117 | 3.327 | 3.601 | 3.8 | 3.998 | 4.196 | 4.4 | 4.608 | 4.821 | 5.04 | 5.265 | NPgY | GSP | NG FES - System Transformation | Total installed storage capacity (MW)
NG FES - System Transformation | Srg_BB001_NPgAggregate | MW | NPgN | PITS_BB_B | Total installed storage capacity (MW) | Pitsmoor | PITSMOOR 3/4 | 0.02 | 0.087 | 0.114 | 0.17 | 0.408 | 0.434 | 0.461 | 0.494 | 0.524 | 0.56 | 0.598 | 0.639 | 0.689 | 0.829 | 0.883 | 1.023 | 1.113 | 1.204 | 1.288 | 1.371 | 1.457 | 1.581 | 1.664 | 1.748 | 1.832 | 1.918 | 2.007 | 2.098 | 2.191 | 2.286 | NPgY | GSP | NG FES - System Transformation | Total installed storage capacity (MW)
NG FES - System Transformation | Srg_BB001_NPgAggregate | MW | NPgN | SALT_1 | Total installed storage capacity (MW) | Saltend North | SALTEND NORTH | 0.078 | 0.375 | 0.667 | 0.891 | 1.748 | 1.914 | 2.054 | 2.238 | 2.346 | 2.491 | 2.635 | 2.775 | 3.022 | 3.555 | 3.792 | 4.42 | 4.949 | 5.489 | 5.892 | 6.247 | 6.614 | 7.066 | 7.338 | 7.58 | 7.795 | 8.012 | 8.223 | 8.436 | 8.65 | 8.863 | NPgY | GSP | NG FES - System Transformation | Total installed storage capacity (MW)
NG FES - System Transformation | Srg_BB001_NPgAggregate | MW | NPgN | SHEC_3 | Total installed storage capacity (MW) | Sheffield City | SHEFFIELD CITY | 0.056 | 0.206 | 0.422 | 0.527 | 0.84 | 0.961 | 1.062 | 1.196 | 1.272 | 1.376 | 1.479 | 1.578 | 1.756 | 2.018 | 2.187 | 2.486 | 2.747 | 3.036 | 3.238 | 3.416 | 3.61 | 3.782 | 3.917 | 4.037 | 4.141 | 4.25 | 4.359 | 4.472 | 4.587 | 4.705 | NPgY | GSP | NG FES - System Transformation | Total installed storage capacity (MW)
NG FES - System Transformation | Srg_BB001_NPgAggregate | MW | NPgN | SKLGB1 | Total installed storage capacity (MW) | Skelton Grange | SKELTON GRANGE | 0.271 | 3.978 | 4.272 | 7.452 | 23.781 | 24.022 | 24.3 | 24.666 | 25.029 | 25.418 | 25.875 | 26.387 | 27.011 | 34.013 | 34.71 | 39.391 | 38.612 | 38.153 | 37.862 | 37.749 | 37.866 | 39.941 | 40.176 | 40.515 | 40.947 | 41.478 | 42.097 | 42.799 | 43.579 | 44.432 | NPgY | GSP | NG FES - System Transformation | Total installed storage capacity (MW)
NG FES - System Transformation | Srg_BB001_NPgAggregate | MW | NPgN | TEMP_3 | Total installed storage capacity (MW) | Templeborough | TEMPLEBOROUGH 275/33KV | 0.025 | 0.258 | 0.394 | 0.58 | 1.447 | 1.517 | 1.571 | 1.645 | 1.678 | 1.728 | 1.776 | 1.819 | 1.911 | 2.328 | 2.411 | 2.74 | 2.802 | 2.892 | 2.934 | 2.965 | 3.012 | 3.126 | 3.137 | 3.139 | 3.131 | 3.129 | 3.127 | 3.127 | 3.129 | 3.132 | NPgY | GSP | NG FES - System Transformation | Total installed storage capacity (MW)
NG FES - System Transformation | Srg_BB001_NPgAggregate | MW | NPgN | THUR_6 | Total installed storage capacity (MW) | Thurcroft | THURCROFT | 50.016 | 52.34 | 52.571 | 54.586 | 65.049 | 65.223 | 65.394 | 65.605 | 65.775 | 65.981 | 66.198 | 66.424 | 66.731 | 71.2 | 71.521 | 75.057 | 75.549 | 76.067 | 76.51 | 76.937 | 77.423 | 79.491 | 79.902 | 80.307 | 80.706 | 81.119 | 81.54 | 81.974 | 82.42 | 82.877 | NPgY | GSP | NG FES - System Transformation | Total installed storage capacity (MW)
NG FES - System Transformation | Srg_BB001_NPgAggregate | MW | NPgN | WMEL_THOM | Total installed storage capacity (MW) | Thorpe Marsh | WEST MELTON / THORPE MARSH | 20.173 | 22.166 | 22.272 | 24.022 | 32.984 | 33.154 | 33.359 | 33.597 | 33.862 | 34.154 | 34.478 | 34.836 | 35.224 | 39.185 | 39.63 | 43.038 | 44.073 | 45.052 | 45.995 | 46.915 | 47.861 | 50.352 | 51.269 | 52.19 | 53.117 | 54.054 | 55.004 | 55.969 | 56.949 | 57.948 | NPgY | GSP | NG FES - System Transformation | Total installed storage capacity (MW)
NG FES - System Transformation | Srg_BB001_NPgAggregate | MW | NPgN | WMEL_BB3 | Total installed storage capacity (MW) | West Melton | WEST MELTON SECTION 3 | 1.353 | 4.084 | 4.179 | 6.576 | 19.086 | 19.241 | 19.427 | 19.641 | 19.878 | 20.14 | 20.43 | 20.749 | 21.093 | 26.448 | 26.843 | 31.054 | 31.607 | 32.168 | 32.741 | 33.33 | 33.985 | 36.615 | 37.262 | 37.929 | 38.617 | 39.327 | 40.059 | 40.813 | 41.591 | 42.391 | NPgY | GSP | NG FES - System Transformation | Total installed storage capacity (MW)
NG FES - System Transformation | Srg_BB001_NPgAggregate | MW | NPgN | WIBA_3 | Total installed storage capacity (MW) | Wincobank | WINCOBANK | 0.007 | 0.289 | 0.293 | 0.541 | 1.857 | 1.865 | 1.874 | 1.884 | 1.895 | 1.908 | 1.921 | 1.936 | 1.951 | 2.497 | 2.514 | 2.899 | 2.861 | 2.833 | 2.814 | 2.801 | 2.798 | 2.984 | 2.985 | 2.989 | 2.997 | 3.008 | 3.021 | 3.038 | 3.057 | 3.078 | NPgY | GSP | NG FES - System Transformation | Total installed storage capacity (MW)
NG FES - Consumer Transformation | Dem_BB008 | GWh | NPgN | BLYTB1 | Total Baseline Demand Consumption (GWh) | Blyth 66kV | BLYTH 66kV | 623.07 | 601.71 | 591.02 | 585.03 | 579.84 | 575.13 | 570.95 | 566.96 | 562.96 | 558.88 | 559.06 | 559.27 | 559.44 | 559.63 | 559.91 | 560.42 | 561.09 | 561.77 | 562.44 | 563.22 | 564.28 | 565.4 | 566.64 | 568.21 | 569.85 | 571.53 | 573.27 | 575.07 | 576.92 | 578.82 | NPgN | GSP | NG FES - Consumer Transformation | Total Baseline Demand Consumption (GWh)
NG FES - Consumer Transformation | Dem_BB008 | GWh | NPgN | BLYTH132 | Total Baseline Demand Consumption (GWh) | Blyth 132kV | BLYTH 132kV | 285.74 | 276.72 | 271.99 | 269.53 | 267.45 | 265.61 | 264.03 | 262.54 | 261.05 | 259.52 | 259.69 | 259.88 | 260.04 | 260.22 | 260.43 | 260.77 | 261.16 | 261.54 | 261.92 | 262.35 | 262.91 | 263.5 | 264.14 | 264.94 | 265.77 | 266.61 | 267.48 | 268.37 | 269.29 | 270.22 | NPgN | GSP | NG FES - Consumer Transformation | Total Baseline Demand Consumption (GWh)
NG FES - Consumer Transformation | Dem_BB008 | GWh | NPgN | FOUR_1 | Total Baseline Demand Consumption (GWh) | Fourstones | FOURSTONES | 76.82 | 85.43 | 84.42 | 83.79 | 83.23 | 82.71 | 82.22 | 81.74 | 81.26 | 80.77 | 80.9 | 81.03 | 81.16 | 81.29 | 81.44 | 81.6 | 81.78 | 81.96 | 82.13 | 82.32 | 82.54 | 82.76 | 82.99 | 83.25 | 83.52 | 83.8 | 84.08 | 84.37 | 84.66 | 84.96 | NPgN | GSP | NG FES - Consumer Transformation | Total Baseline Demand Consumption (GWh)
NG FES - Consumer Transformation | Dem_BB008 | GWh | NPgN | HARM_6 | Total Baseline Demand Consumption (GWh) | Hart Moor | HARTMOOR | 420.34 | 410.48 | 402.51 | 397.37 | 392.73 | 388.41 | 384.44 | 380.61 | 376.81 | 373.01 | 371.73 | 370.46 | 369.16 | 367.86 | 366.61 | 365.51 | 364.46 | 363.41 | 362.34 | 361.32 | 360.45 | 359.62 | 358.84 | 358.22 | 357.64 | 357.08 | 356.53 | 356 | 355.48 | 354.98 | NPgN | GSP | NG FES - Consumer Transformation | Total Baseline Demand Consumption (GWh)
NG FES - Consumer Transformation | Dem_BB008 | GWh | NPgN | HAWP_6 | Total Baseline Demand Consumption (GWh) | Hawthorn Pit | HAWTHORN PIT GRID | 476.98 | 452.73 | 441.15 | 434.61 | 428.98 | 423.92 | 419.48 | 415.31 | 411.2 | 407.07 | 405.46 | 403.86 | 402.2 | 400.54 | 398.96 | 397.63 | 396.43 | 395.2 | 393.94 | 392.77 | 391.87 | 391.02 | 390.26 | 389.79 | 389.39 | 389.01 | 388.65 | 388.33 | 388.03 | 387.75 | NPgN | GSP | NG FES - Consumer Transformation | Total Baseline Demand Consumption (GWh)
NG FES - Consumer Transformation | Dem_BB008 | GWh | NPgN | KNARE_111 | Total Baseline Demand Consumption (GWh) | Knaresborough | KNARESBOROUGH | 644.28 | 634.33 | 623.9 | 619.09 | 615.21 | 611.9 | 609.23 | 606.8 | 604.34 | 601.81 | 602.56 | 603.36 | 604.13 | 604.93 | 605.84 | 607.04 | 608.47 | 609.92 | 611.37 | 612.94 | 614.85 | 616.84 | 618.97 | 621.39 | 623.96 | 626.58 | 629.26 | 632 | 634.8 | 637.65 | NPgN | GSP | NG FES - Consumer Transformation | Total Baseline Demand Consumption (GWh)
NG FES - Consumer Transformation | Dem_BB008 | GWh | NPgN | LACK_6 | Total Baseline Demand Consumption (GWh) | Lackenby | LACKENBY | 864.44 | 829.64 | 816.88 | 811.19 | 806.72 | 803.03 | 800.19 | 797.71 | 795.26 | 792.77 | 792.12 | 791.5 | 790.79 | 790.09 | 789.52 | 789.32 | 789.25 | 789.16 | 789.04 | 789.04 | 789.44 | 789.91 | 790.51 | 791.53 | 792.65 | 793.8 | 794.99 | 796.24 | 797.52 | 798.84 | NPgN | GSP | NG FES - Consumer Transformation | Total Baseline Demand Consumption (GWh)
NG FES - Consumer Transformation | Dem_BB008 | GWh | NPgN | NORT_1 | Total Baseline Demand Consumption (GWh) | Norton | NORTON | 2060.04 | 2007.25 | 1970.28 | 1950.58 | 1933.84 | 1918.89 | 1905.96 | 1893.82 | 1881.68 | 1869.39 | 1868.16 | 1867.02 | 1865.73 | 1864.48 | 1863.58 | 1863.57 | 1864.05 | 1864.52 | 1864.94 | 1865.72 | 1867.5 | 1869.47 | 1871.83 | 1875.12 | 1878.77 | 1882.54 | 1886.44 | 1890.5 | 1894.69 | 1899 | NPgN | GSP | NG FES - Consumer Transformation | Total Baseline Demand Consumption (GWh)
NG FES - Consumer Transformation | Dem_BB008 | GWh | NPgN | OFFE_3 | Total Baseline Demand Consumption (GWh) | Offerton | OFFERTON | 239.24 | 226.03 | 220.01 | 216.76 | 214 | 211.55 | 209.45 | 207.49 | 205.56 | 203.62 | 202.85 | 202.08 | 201.28 | 200.48 | 199.73 | 199.11 | 198.56 | 198 | 197.42 | 196.88 | 196.5 | 196.14 | 195.84 | 195.69 | 195.58 | 195.48 | 195.39 | 195.32 | 195.26 | 195.22 | NPgN | GSP | NG FES - Consumer Transformation | Total Baseline Demand Consumption (GWh)
NG FES - Consumer Transformation | Dem_BB008 | GWh | NPgN | OSBA_1 | Total Baseline Demand Consumption (GWh) | Osbaldwick | OSBALDWICK | 1301.08 | 1293.28 | 1267.32 | 1252.38 | 1239.36 | 1227.54 | 1217.03 | 1207.05 | 1197.1 | 1187.06 | 1185.14 | 1183.29 | 1181.31 | 1179.33 | 1177.57 | 1176.36 | 1175.48 | 1174.57 | 1173.62 | 1172.89 | 1172.79 | 1172.81 | 1173.07 | 1174.06 | 1175.19 | 1176.41 | 1177.71 | 1179.11 | 1180.61 | 1182.18 | NPgN | GSP | NG FES - Consumer Transformation | Total Baseline Demand Consumption (GWh)
NG FES - Consumer Transformation | Dem_BB008 | GWh | NPgN | POPP_3 | Total Baseline Demand Consumption (GWh) | Poppleton | POPPLETON | 183.18 | 174.95 | 170.55 | 168.08 | 165.95 | 164.03 | 162.35 | 160.78 | 159.22 | 157.66 | 157.07 | 156.48 | 155.86 | 155.25 | 154.67 | 154.17 | 153.74 | 153.29 | 152.84 | 152.42 | 152.11 | 151.81 | 151.54 | 151.39 | 151.27 | 151.15 | 151.04 | 150.95 | 150.87 | 150.79 | NPgN | GSP | NG FES - Consumer Transformation | Total Baseline Demand Consumption (GWh)
NG FES - Consumer Transformation | Dem_BB008 | GWh | NPgN | SALH_1 | Total Baseline Demand Consumption (GWh) | Saltholme | SALTHOLME | 422.11 | 500.07 | 497.73 | 495.47 | 493.21 | 490.95 | 488.69 | 486.43 | 484.15 | 481.86 | 481.55 | 481.25 | 480.95 | 480.66 | 480.38 | 480.11 | 479.85 | 479.59 | 479.35 | 479.11 | 478.89 | 478.67 | 478.46 | 478.26 | 478.07 | 477.89 | 477.71 | 477.54 | 477.38 | 477.22 | NPgN | GSP | NG FES - Consumer Transformation | Total Baseline Demand Consumption (GWh)
NG FES - Consumer Transformation | Dem_BB008 | GWh | NPgN | SSHI_3 | Total Baseline Demand Consumption (GWh) | South Shields | SOUTH SHIELDS | 212.25 | 199.68 | 194.33 | 191.47 | 189.07 | 186.94 | 185.12 | 183.44 | 181.79 | 180.13 | 179.4 | 178.68 | 177.92 | 177.16 | 176.45 | 175.86 | 175.32 | 174.78 | 174.22 | 173.7 | 173.31 | 172.95 | 172.64 | 172.46 | 172.32 | 172.19 | 172.07 | 171.96 | 171.87 | 171.78 | NPgN | GSP | NG FES - Consumer Transformation | Total Baseline Demand Consumption (GWh)
NG FES - Consumer Transformation | Dem_BB008 | GWh | NPgN | KIELD01 and SPAD20 | Total Baseline Demand Consumption (GWh) | 0 | SPADEADAM | 31.97 | 30.28 | 29.69 | 29.39 | 29.14 | 28.93 | 28.75 | 28.58 | 28.41 | 28.24 | 28.27 | 28.29 | 28.32 | 28.34 | 28.38 | 28.42 | 28.48 | 28.53 | 28.58 | 28.64 | 28.72 | 28.8 | 28.88 | 28.99 | 29.1 | 29.21 | 29.33 | 29.44 | 29.56 | 29.69 | NPgN | GSP | NG FES - Consumer Transformation | Total Baseline Demand Consumption (GWh)
NG FES - Consumer Transformation | Dem_BB008 | GWh | NPgN | SPEN_1 | Total Baseline Demand Consumption (GWh) | Spennymoor | SPENNYMOOR | 1073.94 | 1028.06 | 1002.4 | 987.82 | 975.22 | 963.86 | 953.89 | 944.5 | 935.22 | 933.37 | 929.82 | 926.29 | 922.62 | 918.95 | 936.29 | 933.39 | 930.7 | 927.95 | 925.13 | 922.51 | 920.5 | 918.57 | 916.87 | 915.79 | 914.87 | 913.98 | 913.15 | 912.38 | 911.66 | 910.99 | NPgN | GSP | NG FES - Consumer Transformation | Total Baseline Demand Consumption (GWh)
NG FES - Consumer Transformation | Dem_BB008 | GWh | NPgN | STEN_1 | Total Baseline Demand Consumption (GWh) | Stella North | STELLA NORTH | 1004.54 | 967.3 | 947.01 | 935.67 | 925.93 | 917.2 | 909.56 | 902.36 | 895.2 | 887.98 | 886.24 | 884.5 | 882.64 | 880.77 | 879.08 | 877.64 | 876.76 | 875.81 | 874.83 | 874.04 | 873.76 | 873.56 | 873.53 | 873.94 | 874.57 | 875.26 | 876.04 | 876.88 | 877.79 | 878.76 | NPgN | GSP | NG FES - Consumer Transformation | Total Baseline Demand Consumption (GWh)
NG FES - Consumer Transformation | Dem_BB008 | GWh | NPgN | STES_1 | Total Baseline Demand Consumption (GWh) | Stella South | STELLA SOUTH | 1079.42 | 1089.35 | 1070.96 | 1059.03 | 1048.24 | 1038.15 | 1028.84 | 1019.85 | 1010.89 | 1006.64 | 1004.43 | 1002.23 | 999.98 | 997.74 | 1009.13 | 1007.35 | 1005.71 | 1004.05 | 1002.37 | 1000.82 | 999.64 | 998.53 | 997.56 | 996.99 | 996.51 | 996.08 | 995.69 | 995.35 | 995.07 | 994.83 | NPgN | GSP | NG FES - Consumer Transformation | Total Baseline Demand Consumption (GWh)
NG FES - Consumer Transformation | Dem_BB008 | GWh | NPgN | TYNE_1 | Total Baseline Demand Consumption (GWh) | Tynemouth 1 | TYNEMOUTH | 743.45 | 758.18 | 743.42 | 736.07 | 730.02 | 724.77 | 720.41 | 716.4 | 712.42 | 708.37 | 707.98 | 707.61 | 707.16 | 706.72 | 706.43 | 706.44 | 706.78 | 707.1 | 707.39 | 707.84 | 708.72 | 709.68 | 710.79 | 712.36 | 714.05 | 715.81 | 717.64 | 719.53 | 721.49 | 723.51 | NPgN | GSP | NG FES - Consumer Transformation | Total Baseline Demand Consumption (GWh)
NG FES - Consumer Transformation | Dem_BB008 | GWh | NPgN | WBOL_6 | Total Baseline Demand Consumption (GWh) | West Boldon | WEST BOLDON | 1086.31 | 1090.53 | 1068.25 | 1056.18 | 1045.92 | 1036.81 | 1028.97 | 1021.66 | 1014.44 | 1007.19 | 1004.47 | 1001.78 | 998.95 | 996.13 | 993.49 | 991.27 | 989.44 | 987.55 | 985.61 | 983.86 | 982.66 | 981.54 | 980.62 | 980.27 | 980.08 | 979.94 | 979.87 | 979.85 | 979.89 | 979.98 | NPgN | GSP | NG FES - Consumer Transformation | Total Baseline Demand Consumption (GWh)
NG FES - Consumer Transformation | Dem_BB008 | GWh | NPgN | BRAW_1 | Total Baseline Demand Consumption (GWh) | Bradford West | BRADFORD WEST | 1808.85 | 1724.14 | 1681.94 | 1657.77 | 1636.81 | 1617.88 | 1601.19 | 1585.45 | 1569.89 | 1554.29 | 1548.37 | 1542.5 | 1536.41 | 1530.31 | 1524.55 | 1519.53 | 1515.18 | 1510.76 | 1506.23 | 1502.03 | 1498.8 | 1495.72 | 1492.97 | 1491.26 | 1489.81 | 1488.45 | 1487.2 | 1486.05 | 1485 | 1484.03 | NPgY | GSP | NG FES - Consumer Transformation | Total Baseline Demand Consumption (GWh)
NG FES - Consumer Transformation | Dem_BB008 | GWh | NPgN | CAMB_01 | Total Baseline Demand Consumption (GWh) | Camblesforth | CAMBLESFORTH | 185.82 | 202.3 | 199.67 | 198.26 | 197.06 | 195.97 | 195.02 | 194.12 | 193.21 | 192.28 | 192.42 | 192.58 | 192.72 | 192.88 | 193.05 | 193.3 | 193.58 | 193.86 | 194.14 | 194.46 | 194.85 | 195.25 | 195.69 | 196.2 | 196.74 | 197.29 | 197.85 | 198.43 | 199.03 | 199.64 | NPgY | GSP | NG FES - Consumer Transformation | Total Baseline Demand Consumption (GWh)
NG FES - Consumer Transformation | Dem_BB008 | GWh | NPgN | CREB_1 | Total Baseline Demand Consumption (GWh) | Creyke Beck | CREYKE BECK | 1981.67 | 1917.05 | 1878.57 | 1856.9 | 1838.14 | 1821.16 | 1806.15 | 1791.9 | 1777.72 | 1763.35 | 1761.25 | 1759.23 | 1757.04 | 1754.89 | 1753.07 | 1752.04 | 1751.58 | 1751.11 | 1750.61 | 1750.46 | 1751.28 | 1752.3 | 1753.69 | 1756.02 | 1758.69 | 1761.49 | 1764.45 | 1767.55 | 1770.8 | 1774.17 | NPgY | GSP | NG FES - Consumer Transformation | Total Baseline Demand Consumption (GWh)
NG FES - Consumer Transformation | Dem_BB008 | GWh | NPgN | DRAX_YEDL | Total Baseline Demand Consumption (GWh) | Drax | DRAX | 468.21 | 464.03 | 459.17 | 455.9 | 452.85 | 449.9 | 447.07 | 444.27 | 441.43 | 438.51 | 439.73 | 440.99 | 442.25 | 443.53 | 444.85 | 446.31 | 447.82 | 449.38 | 450.97 | 452.61 | 454.38 | 456.19 | 458.07 | 460.2 | 462.33 | 464.5 | 466.73 | 469.01 | 471.35 | 473.74 | NPgY | GSP | NG FES - Consumer Transformation | Total Baseline Demand Consumption (GWh)
NG FES - Consumer Transformation | Dem_BB008 | GWh | NPgN | ELLA_1 | Total Baseline Demand Consumption (GWh) | Elland | ELLAND | 1553.12 | 1483.35 | 1459.1 | 1438.1 | 1419.58 | 1402.62 | 1387.39 | 1372.89 | 1358.53 | 1368.03 | 1362.78 | 1357.57 | 1352.2 | 1346.83 | 1379.6 | 1375.06 | 1371.03 | 1366.94 | 1362.78 | 1358.86 | 1355.7 | 1352.66 | 1349.87 | 1347.9 | 1346.12 | 1344.41 | 1342.78 | 1341.24 | 1339.78 | 1338.38 | NPgY | GSP | NG FES - Consumer Transformation | Total Baseline Demand Consumption (GWh)
NG FES - Consumer Transformation | Dem_BB008 | GWh | NPgN | FERRA2 | Total Baseline Demand Consumption (GWh) | Ferrybridge A | FERRYBRIDGE A | 506.59 | 573.79 | 581.78 | 576.9 | 572.72 | 568.98 | 565.73 | 562.67 | 559.61 | 539.53 | 539.45 | 539.4 | 539.32 | 539.25 | 600.14 | 600.4 | 600.77 | 601.15 | 601.53 | 602 | 602.72 | 603.49 | 604.35 | 605.56 | 606.8 | 608.08 | 609.41 | 610.79 | 612.22 | 613.7 | NPgY | GSP | NG FES - Consumer Transformation | Total Baseline Demand Consumption (GWh)
NG FES - Consumer Transformation | Dem_BB008 | GWh | NPgN | FERRB9 | Total Baseline Demand Consumption (GWh) | Ferrybridge B (_M) | FERRYBRIDGE B | 1268.73 | 1259.56 | 1249.12 | 1235.77 | 1223.98 | 1213.16 | 1203.42 | 1194.1 | 1184.81 | 1191.3 | 1190.11 | 1189 | 1187.81 | 1186.66 | 1229.3 | 1228.76 | 1228.63 | 1228.52 | 1228.4 | 1228.48 | 1229.09 | 1229.83 | 1230.76 | 1232.4 | 1234.15 | 1235.99 | 1237.94 | 1240 | 1242.16 | 1244.42 | NPgY | GSP | NG FES - Consumer Transformation | Total Baseline Demand Consumption (GWh)
NG FES - Consumer Transformation | Dem_BB008 | GWh | NPgN | GRIW_1 | Total Baseline Demand Consumption (GWh) | Grimsby West | GRIMSBY WEST | 865.28 | 870.78 | 854.81 | 844.77 | 835.78 | 827.45 | 819.84 | 812.55 | 805.31 | 798.04 | 795.75 | 793.47 | 791.13 | 788.78 | 786.56 | 784.62 | 782.83 | 781.03 | 779.2 | 777.47 | 776.08 | 774.74 | 773.52 | 772.65 | 771.86 | 771.1 | 770.38 | 769.7 | 769.06 | 768.45 | NPgY | GSP | NG FES - Consumer Transformation | Total Baseline Demand Consumption (GWh)
NG FES - Consumer Transformation | Dem_BB008 | GWh | NPgN | JORD_3 | Total Baseline Demand Consumption (GWh) | Jordanthorpe | JORDANTHORPE | 263.09 | 249.78 | 244.74 | 242.25 | 240.21 | 238.46 | 237.01 | 235.7 | 234.41 | 233.11 | 232.59 | 232.08 | 231.54 | 231 | 230.51 | 230.08 | 229.83 | 229.57 | 229.29 | 229.06 | 228.97 | 228.9 | 228.87 | 228.99 | 229.16 | 229.34 | 229.54 | 229.75 | 229.99 | 230.23 | NPgY | GSP | NG FES - Consumer Transformation | Total Baseline Demand Consumption (GWh)
NG FES - Consumer Transformation | Dem_BB008 | GWh | NPgN | KEAD_YEDL | Total Baseline Demand Consumption (GWh) | Keadby | KEADBY | 1933.43 | 1899.81 | 1880.61 | 1869.62 | 1859.96 | 1851.11 | 1843.14 | 1835.5 | 1827.8 | 1819.94 | 1820.98 | 1822.07 | 1823.12 | 1824.21 | 1825.48 | 1827.25 | 1829.24 | 1831.25 | 1833.27 | 1835.49 | 1838.23 | 1841.09 | 1844.18 | 1847.82 | 1851.62 | 1855.52 | 1859.52 | 1863.63 | 1867.85 | 1872.18 | NPgY | GSP | NG FES - Consumer Transformation | Total Baseline Demand Consumption (GWh)
NG FES - Consumer Transformation | Dem_BB008 | GWh | NPgN | KIRKB1 | Total Baseline Demand Consumption (GWh) | Kirkstall B | KIRKSTALL B | 1088.45 | 1059.14 | 1036.96 | 1023.18 | 1010.89 | 999.55 | 989.26 | 979.41 | 969.64 | 959.87 | 956.23 | 952.61 | 948.9 | 945.18 | 941.62 | 938.3 | 935.49 | 932.65 | 929.75 | 927.01 | 924.72 | 922.5 | 920.42 | 918.82 | 917.36 | 915.94 | 914.59 | 913.29 | 912.03 | 910.82 | NPgY | GSP | NG FES - Consumer Transformation | Total Baseline Demand Consumption (GWh)
NG FES - Consumer Transformation | Dem_BB008 | GWh | NPgN | NEEP_3 | Total Baseline Demand Consumption (GWh) | Neepsend | NEEPSEND | 370.62 | 356.53 | 347.9 | 342.92 | 338.6 | 334.7 | 331.24 | 327.99 | 324.77 | 321.54 | 320.24 | 318.94 | 317.61 | 316.27 | 314.99 | 313.84 | 312.88 | 311.9 | 310.91 | 309.98 | 309.24 | 308.53 | 307.89 | 307.45 | 307.07 | 306.71 | 306.38 | 306.06 | 305.77 | 305.49 | NPgY | GSP | NG FES - Consumer Transformation | Total Baseline Demand Consumption (GWh)
NG FES - Consumer Transformation | Dem_BB008 | GWh | NPgN | NORL_3 | Total Baseline Demand Consumption (GWh) | Norton Lees | NORTON LEES | 249.54 | 231.99 | 225.69 | 222.4 | 219.65 | 217.23 | 215.19 | 213.31 | 211.46 | 209.6 | 208.73 | 207.87 | 206.98 | 206.08 | 205.23 | 204.46 | 203.89 | 203.3 | 202.69 | 202.14 | 201.74 | 201.37 | 201.04 | 200.89 | 200.78 | 200.69 | 200.63 | 200.57 | 200.54 | 200.51 | NPgY | GSP | NG FES - Consumer Transformation | Total Baseline Demand Consumption (GWh)
NG FES - Consumer Transformation | Dem_BB008 | GWh | NPgN | PITS_BB_B | Total Baseline Demand Consumption (GWh) | Pitsmoor | PITSMOOR 3/4 | 215.31 | 215.88 | 211.74 | 209.1 | 206.73 | 204.52 | 202.51 | 200.57 | 198.65 | 196.73 | 196.04 | 195.36 | 194.66 | 193.96 | 193.29 | 192.68 | 192.13 | 191.58 | 191.02 | 190.49 | 190.04 | 189.6 | 189.19 | 188.86 | 188.56 | 188.27 | 187.99 | 187.71 | 187.45 | 187.19 | NPgY | GSP | NG FES - Consumer Transformation | Total Baseline Demand Consumption (GWh)
NG FES - Consumer Transformation | Dem_BB008 | GWh | NPgN | SALT_1 | Total Baseline Demand Consumption (GWh) | Saltend North | SALTEND NORTH | 332.98 | 322.74 | 317.35 | 314.22 | 311.48 | 308.97 | 306.72 | 304.57 | 302.43 | 300.25 | 300.03 | 299.81 | 299.58 | 299.35 | 299.16 | 299.1 | 299.09 | 299.09 | 299.08 | 299.12 | 299.29 | 299.49 | 299.75 | 300.13 | 300.56 | 301.01 | 301.48 | 301.98 | 302.49 | 303.02 | NPgY | GSP | NG FES - Consumer Transformation | Total Baseline Demand Consumption (GWh)
NG FES - Consumer Transformation | Dem_BB008 | GWh | NPgN | SHEC_3 | Total Baseline Demand Consumption (GWh) | Sheffield City | SHEFFIELD CITY | 340.05 | 350.79 | 344.41 | 339.88 | 335.68 | 331.68 | 327.92 | 324.26 | 320.62 | 316.97 | 315.76 | 314.56 | 313.33 | 312.11 | 310.93 | 309.78 | 308.78 | 307.78 | 306.76 | 305.78 | 304.9 | 304.03 | 303.2 | 302.47 | 301.78 | 301.1 | 300.44 | 299.8 | 299.16 | 298.53 | NPgY | GSP | NG FES - Consumer Transformation | Total Baseline Demand Consumption (GWh)
NG FES - Consumer Transformation | Dem_BB008 | GWh | NPgN | SKLGB1 | Total Baseline Demand Consumption (GWh) | Skelton Grange | SKELTON GRANGE | 2611.22 | 2590.39 | 2543.57 | 2510.1 | 2480.33 | 2452.87 | 2427.99 | 2404.19 | 2380.6 | 2365.58 | 2357.27 | 2349.04 | 2340.57 | 2332.11 | 2349.66 | 2342.22 | 2336 | 2329.71 | 2323.3 | 2317.28 | 2312.39 | 2307.66 | 2303.3 | 2300.18 | 2297.38 | 2294.71 | 2292.2 | 2289.84 | 2287.6 | 2285.47 | NPgY | GSP | NG FES - Consumer Transformation | Total Baseline Demand Consumption (GWh)
NG FES - Consumer Transformation | Dem_BB008 | GWh | NPgN | TEMP_3 | Total Baseline Demand Consumption (GWh) | Templeborough | TEMPLEBOROUGH 275/33KV | 50.19 | 49.55 | 48.95 | 48.59 | 48.28 | 47.98 | 47.72 | 47.46 | 47.21 | 46.94 | 46.98 | 47.02 | 47.05 | 47.09 | 47.14 | 47.2 | 47.27 | 47.35 | 47.42 | 47.51 | 47.61 | 47.71 | 47.82 | 47.95 | 48.08 | 48.22 | 48.36 | 48.51 | 48.66 | 48.82 | NPgY | GSP | NG FES - Consumer Transformation | Total Baseline Demand Consumption (GWh)
NG FES - Consumer Transformation | Dem_BB008 | GWh | NPgN | THUR_6 | Total Baseline Demand Consumption (GWh) | Thurcroft | THURCROFT | 595.03 | 605.89 | 622.96 | 616.78 | 611.63 | 607.11 | 603.3 | 599.76 | 596.25 | 563.55 | 563.26 | 562.99 | 562.68 | 562.38 | 562.23 | 562.37 | 562.68 | 562.98 | 563.27 | 563.69 | 564.45 | 565.28 | 566.25 | 567.59 | 569.03 | 570.51 | 572.05 | 573.65 | 575.3 | 577 | NPgY | GSP | NG FES - Consumer Transformation | Total Baseline Demand Consumption (GWh)
NG FES - Consumer Transformation | Dem_BB008 | GWh | NPgN | WMEL_THOM | Total Baseline Demand Consumption (GWh) | Thorpe Marsh | WEST MELTON / THORPE MARSH | 2229.39 | 2200.68 | 2176.19 | 2154.68 | 2135.22 | 2117.02 | 2100.19 | 2083.85 | 2067.48 | 2062.76 | 2063.18 | 2063.74 | 2064.27 | 2064.91 | 2099.46 | 2101.15 | 2103.32 | 2105.59 | 2107.9 | 2110.54 | 2113.99 | 2117.64 | 2121.65 | 2126.61 | 2131.81 | 2137.18 | 2142.75 | 2148.53 | 2154.5 | 2160.65 | NPgY | GSP | NG FES - Consumer Transformation | Total Baseline Demand Consumption (GWh)
NG FES - Consumer Transformation | Dem_BB008 | GWh | NPgN | WMEL_BB3 | Total Baseline Demand Consumption (GWh) | West Melton | WEST MELTON SECTION 3 | 1039.08 | 984.83 | 969.28 | 959.34 | 951.59 | 945.2 | 940.32 | 936.08 | 931.93 | 936.25 | 934.9 | 933.6 | 932.16 | 930.73 | 953.87 | 953.25 | 953.01 | 952.74 | 952.4 | 952.3 | 952.88 | 953.57 | 954.5 | 956.21 | 958.08 | 960.01 | 962.03 | 964.14 | 966.33 | 968.6 | NPgY | GSP | NG FES - Consumer Transformation | Total Baseline Demand Consumption (GWh)
NG FES - Consumer Transformation | Dem_BB008 | GWh | NPgN | WIBA_3 | Total Baseline Demand Consumption (GWh) | Wincobank | WINCOBANK | 159.08 | 210.63 | 208.18 | 206.25 | 204.41 | 202.62 | 200.9 | 199.19 | 197.49 | 195.78 | 195.44 | 195.11 | 194.77 | 194.44 | 194.13 | 193.84 | 193.57 | 193.31 | 193.05 | 192.8 | 192.58 | 192.38 | 192.19 | 192.03 | 191.89 | 191.75 | 191.62 | 191.5 | 191.38 | 191.28 | NPgY | GSP | NG FES - Consumer Transformation | Total Baseline Demand Consumption (GWh)
NG FES - Falling Short | Dem_BB008 | GWh | NPgN | BLYTB1 | Total Baseline Demand Consumption (GWh) | Blyth 66kV | BLYTH 66kV | 623.07 | 634.88 | 638.78 | 641.45 | 643.24 | 642.64 | 642.73 | 643.49 | 644.5 | 646.41 | 647.43 | 648.48 | 649.66 | 650.84 | 652.01 | 653.3 | 654.86 | 656.54 | 658.23 | 660.01 | 662.07 | 664.19 | 666.37 | 668.63 | 670.91 | 673.23 | 675.58 | 677.96 | 680.39 | 682.85 | NPgN | GSP | NG FES - Falling Short | Total Baseline Demand Consumption (GWh)
NG FES - Falling Short | Dem_BB008 | GWh | NPgN | BLYTH132 | Total Baseline Demand Consumption (GWh) | Blyth 132kV | BLYTH 132kV | 285.74 | 292.22 | 294 | 295.17 | 295.92 | 295.5 | 295.43 | 295.67 | 296.04 | 296.84 | 297.42 | 298.03 | 298.7 | 299.35 | 300.01 | 300.74 | 301.58 | 302.47 | 303.37 | 304.31 | 305.38 | 306.48 | 307.6 | 308.76 | 309.93 | 311.1 | 312.29 | 313.5 | 314.72 | 315.95 | NPgN | GSP | NG FES - Falling Short | Total Baseline Demand Consumption (GWh)
NG FES - Falling Short | Dem_BB008 | GWh | NPgN | FOUR_1 | Total Baseline Demand Consumption (GWh) | Fourstones | FOURSTONES | 76.82 | 88.58 | 89.17 | 89.67 | 90.09 | 90.32 | 90.6 | 90.95 | 91.31 | 91.75 | 91.94 | 92.14 | 92.35 | 92.56 | 92.77 | 92.99 | 93.24 | 93.49 | 93.75 | 94.02 | 94.31 | 94.61 | 94.92 | 95.23 | 95.55 | 95.88 | 96.2 | 96.54 | 96.88 | 97.22 | NPgN | GSP | NG FES - Falling Short | Total Baseline Demand Consumption (GWh)
NG FES - Falling Short | Dem_BB008 | GWh | NPgN | HARM_6 | Total Baseline Demand Consumption (GWh) | Hart Moor | HARTMOOR | 420.34 | 430.32 | 431.14 | 431.2 | 430.72 | 428.8 | 427.28 | 426.15 | 425.16 | 424.69 | 423.66 | 422.66 | 421.72 | 420.77 | 419.82 | 418.93 | 418.2 | 417.52 | 416.84 | 416.21 | 415.73 | 415.27 | 414.84 | 414.42 | 414.01 | 413.61 | 413.22 | 412.84 | 412.46 | 412.09 | NPgN | GSP | NG FES - Falling Short | Total Baseline Demand Consumption (GWh)
NG FES - Falling Short | Dem_BB008 | GWh | NPgN | HAWP_6 | Total Baseline Demand Consumption (GWh) | Hawthorn Pit | HAWTHORN PIT GRID | 476.98 | 485.27 | 486.38 | 486.15 | 484.96 | 481.17 | 478.11 | 475.73 | 473.6 | 472.41 | 471.55 | 470.7 | 469.98 | 469.23 | 468.47 | 467.82 | 467.44 | 467.16 | 466.85 | 466.63 | 466.68 | 466.77 | 466.89 | 467.04 | 467.2 | 467.37 | 467.54 | 467.72 | 467.91 | 468.11 | NPgN | GSP | NG FES - Falling Short | Total Baseline Demand Consumption (GWh)
NG FES - Falling Short | Dem_BB008 | GWh | NPgN | KNARE_111 | Total Baseline Demand Consumption (GWh) | Knaresborough | KNARESBOROUGH | 644.28 | 671.43 | 675.75 | 678.55 | 680.26 | 679.06 | 678.7 | 679.16 | 679.9 | 681.74 | 683.71 | 685.75 | 687.97 | 690.18 | 692.38 | 694.74 | 697.47 | 700.34 | 703.23 | 706.24 | 709.57 | 712.99 | 716.47 | 719.93 | 723.48 | 727.07 | 730.69 | 734.34 | 738.04 | 741.77 | NPgN | GSP | NG FES - Falling Short | Total Baseline Demand Consumption (GWh)
NG FES - Falling Short | Dem_BB008 | GWh | NPgN | LACK_6 | Total Baseline Demand Consumption (GWh) | Lackenby | LACKENBY | 864.44 | 872.54 | 874.92 | 875.43 | 874.58 | 870.11 | 866.68 | 864.21 | 862.1 | 861.31 | 862.04 | 862.82 | 863.77 | 864.68 | 865.59 | 866.64 | 868.09 | 869.66 | 871.23 | 872.91 | 874.97 | 877.09 | 879.26 | 881.47 | 883.7 | 885.96 | 888.22 | 890.5 | 892.8 | 895.11 | NPgN | GSP | NG FES - Falling Short | Total Baseline Demand Consumption (GWh)
NG FES - Falling Short | Dem_BB008 | GWh | NPgN | NORT_1 | Total Baseline Demand Consumption (GWh) | Norton | NORTON | 2060.04 | 2122.27 | 2132.16 | 2137.49 | 2139.52 | 2132.65 | 2128.31 | 2126.39 | 2125.32 | 2127.57 | 2129.32 | 2131.22 | 2133.6 | 2135.91 | 2138.23 | 2140.97 | 2144.74 | 2148.89 | 2153.05 | 2157.54 | 2163.01 | 2168.66 | 2174.46 | 2180.3 | 2186.31 | 2192.39 | 2198.53 | 2204.75 | 2211.05 | 2217.42 | NPgN | GSP | NG FES - Falling Short | Total Baseline Demand Consumption (GWh)
NG FES - Falling Short | Dem_BB008 | GWh | NPgN | OFFE_3 | Total Baseline Demand Consumption (GWh) | Offerton | OFFERTON | 239.24 | 243.51 | 244.12 | 243.99 | 243.34 | 241.27 | 239.59 | 238.29 | 237.13 | 236.49 | 236.15 | 235.83 | 235.58 | 235.3 | 235.03 | 234.81 | 234.74 | 234.72 | 234.69 | 234.71 | 234.88 | 235.06 | 235.26 | 235.48 | 235.7 | 235.93 | 236.16 | 236.4 | 236.64 | 236.88 | NPgN | GSP | NG FES - Falling Short | Total Baseline Demand Consumption (GWh)
NG FES - Falling Short | Dem_BB008 | GWh | NPgN | OSBA_1 | Total Baseline Demand Consumption (GWh) | Osbaldwick | OSBALDWICK | 1301.08 | 1368.3 | 1373.89 | 1376.56 | 1377.14 | 1372.09 | 1368.65 | 1366.75 | 1365.4 | 1366.14 | 1365.9 | 1365.75 | 1365.89 | 1365.95 | 1366.03 | 1366.36 | 1367.33 | 1368.52 | 1369.71 | 1371.1 | 1373.1 | 1375.22 | 1377.43 | 1379.83 | 1382.23 | 1384.69 | 1387.19 | 1389.75 | 1392.36 | 1395.03 | NPgN | GSP | NG FES - Falling Short | Total Baseline Demand Consumption (GWh)
NG FES - Falling Short | Dem_BB008 | GWh | NPgN | POPP_3 | Total Baseline Demand Consumption (GWh) | Poppleton | POPPLETON | 183.18 | 187.38 | 187.83 | 187.77 | 187.34 | 185.92 | 184.78 | 183.9 | 183.11 | 182.69 | 182.39 | 182.09 | 181.85 | 181.59 | 181.33 | 181.11 | 181 | 180.92 | 180.83 | 180.78 | 180.83 | 180.9 | 180.97 | 181.06 | 181.15 | 181.25 | 181.35 | 181.45 | 181.56 | 181.67 | NPgN | GSP | NG FES - Falling Short | Total Baseline Demand Consumption (GWh)
NG FES - Falling Short | Dem_BB008 | GWh | NPgN | SALH_1 | Total Baseline Demand Consumption (GWh) | Saltholme | SALTHOLME | 422.11 | 503.6 | 504.4 | 505.17 | 505.92 | 506.62 | 507.34 | 508.07 | 508.81 | 509.57 | 509.08 | 508.59 | 508.12 | 507.65 | 507.19 | 506.74 | 506.31 | 505.89 | 505.48 | 505.07 | 504.69 | 504.31 | 503.94 | 503.57 | 503.21 | 502.86 | 502.52 | 502.19 | 501.87 | 501.55 | NPgN | GSP | NG FES - Falling Short | Total Baseline Demand Consumption (GWh)
NG FES - Falling Short | Dem_BB008 | GWh | NPgN | SSHI_3 | Total Baseline Demand Consumption (GWh) | South Shields | SOUTH SHIELDS | 212.25 | 215.29 | 215.73 | 215.52 | 214.82 | 212.84 | 211.22 | 209.94 | 208.79 | 208.1 | 207.77 | 207.45 | 207.19 | 206.92 | 206.64 | 206.41 | 206.32 | 206.27 | 206.21 | 206.19 | 206.3 | 206.44 | 206.58 | 206.74 | 206.91 | 207.07 | 207.24 | 207.41 | 207.59 | 207.77 | NPgN | GSP | NG FES - Falling Short | Total Baseline Demand Consumption (GWh)
NG FES - Falling Short | Dem_BB008 | GWh | NPgN | KIELD01 and SPAD20 | Total Baseline Demand Consumption (GWh) | 0 | SPADEADAM | 31.97 | 32.27 | 32.5 | 32.64 | 32.73 | 32.67 | 32.65 | 32.67 | 32.71 | 32.81 | 32.89 | 32.98 | 33.07 | 33.16 | 33.26 | 33.36 | 33.47 | 33.6 | 33.72 | 33.85 | 33.99 | 34.14 | 34.29 | 34.45 | 34.6 | 34.76 | 34.92 | 35.08 | 35.24 | 35.41 | NPgN | GSP | NG FES - Falling Short | Total Baseline Demand Consumption (GWh)
NG FES - Falling Short | Dem_BB008 | GWh | NPgN | SPEN_1 | Total Baseline Demand Consumption (GWh) | Spennymoor | SPENNYMOOR | 1073.94 | 1099.68 | 1102.14 | 1101.66 | 1099.06 | 1090.77 | 1084.1 | 1078.92 | 1074.3 | 1079.19 | 1077.15 | 1075.18 | 1073.48 | 1071.71 | 1090.73 | 1089.19 | 1088.25 | 1087.5 | 1086.73 | 1086.14 | 1086.14 | 1086.22 | 1086.38 | 1086.59 | 1086.83 | 1087.1 | 1087.37 | 1087.66 | 1087.98 | 1088.3 | NPgN | GSP | NG FES - Falling Short | Total Baseline Demand Consumption (GWh)
NG FES - Falling Short | Dem_BB008 | GWh | NPgN | STEN_1 | Total Baseline Demand Consumption (GWh) | Stella North | STELLA NORTH | 1004.54 | 1026.81 | 1030.66 | 1032.19 | 1032.07 | 1027.43 | 1024.03 | 1021.85 | 1020.14 | 1020.12 | 1020.19 | 1020.21 | 1020.43 | 1020.58 | 1020.74 | 1021.1 | 1021.92 | 1022.86 | 1023.78 | 1024.87 | 1026.46 | 1028.15 | 1029.91 | 1031.63 | 1033.45 | 1035.3 | 1037.17 | 1039.08 | 1041.01 | 1042.98 | NPgN | GSP | NG FES - Falling Short | Total Baseline Demand Consumption (GWh)
NG FES - Falling Short | Dem_BB008 | GWh | NPgN | STES_1 | Total Baseline Demand Consumption (GWh) | Stella South | STELLA SOUTH | 1079.42 | 1136.39 | 1139.56 | 1141.02 | 1141.24 | 1138.15 | 1136.01 | 1134.76 | 1133.84 | 1138.89 | 1137.28 | 1135.72 | 1134.34 | 1132.93 | 1145.04 | 1143.78 | 1142.89 | 1142.13 | 1141.38 | 1140.74 | 1140.47 | 1140.26 | 1140.12 | 1140.05 | 1139.99 | 1139.97 | 1139.98 | 1140.01 | 1140.08 | 1140.17 | NPgN | GSP | NG FES - Falling Short | Total Baseline Demand Consumption (GWh)
NG FES - Falling Short | Dem_BB008 | GWh | NPgN | TYNE_1 | Total Baseline Demand Consumption (GWh) | Tynemouth 1 | TYNEMOUTH | 743.45 | 805.98 | 809.74 | 811.56 | 811.99 | 808.64 | 806.36 | 805.11 | 804.26 | 804.82 | 805.97 | 807.14 | 808.5 | 809.81 | 811.14 | 812.62 | 814.53 | 816.58 | 818.62 | 820.81 | 823.41 | 826.09 | 828.84 | 831.66 | 834.51 | 837.4 | 840.32 | 843.28 | 846.27 | 849.3 | NPgN | GSP | NG FES - Falling Short | Total Baseline Demand Consumption (GWh)
NG FES - Falling Short | Dem_BB008 | GWh | NPgN | WBOL_6 | Total Baseline Demand Consumption (GWh) | West Boldon | WEST BOLDON | 1086.31 | 1155.58 | 1158.19 | 1158.11 | 1156.08 | 1148.83 | 1143.03 | 1138.6 | 1134.69 | 1132.69 | 1131.76 | 1130.85 | 1130.18 | 1129.44 | 1128.7 | 1128.16 | 1128.18 | 1128.38 | 1128.54 | 1128.87 | 1129.75 | 1130.71 | 1131.74 | 1132.81 | 1133.91 | 1135.04 | 1136.18 | 1137.33 | 1138.51 | 1139.71 | NPgN | GSP | NG FES - Falling Short | Total Baseline Demand Consumption (GWh)
NG FES - Falling Short | Dem_BB008 | GWh | NPgN | BRAW_1 | Total Baseline Demand Consumption (GWh) | Bradford West | BRADFORD WEST | 1808.85 | 1841.62 | 1845.92 | 1845.45 | 1841.54 | 1828.39 | 1817.8 | 1809.65 | 1802.39 | 1798.51 | 1795.39 | 1792.33 | 1789.71 | 1786.98 | 1784.23 | 1781.86 | 1780.47 | 1779.41 | 1778.29 | 1777.47 | 1777.6 | 1777.88 | 1778.26 | 1778.77 | 1779.31 | 1779.89 | 1780.48 | 1781.11 | 1781.78 | 1782.48 | NPgY | GSP | NG FES - Falling Short | Total Baseline Demand Consumption (GWh)
NG FES - Falling Short | Dem_BB008 | GWh | NPgN | CAMB_01 | Total Baseline Demand Consumption (GWh) | Camblesforth | CAMBLESFORTH | 185.82 | 210.89 | 212.01 | 212.81 | 213.37 | 213.31 | 213.42 | 213.71 | 214.07 | 214.66 | 215.03 | 215.41 | 215.83 | 216.24 | 216.66 | 217.11 | 217.64 | 218.19 | 218.76 | 219.35 | 220.01 | 220.69 | 221.39 | 222.09 | 222.81 | 223.54 | 224.28 | 225.02 | 225.78 | 226.55 | NPgY | GSP | NG FES - Falling Short | Total Baseline Demand Consumption (GWh)
NG FES - Falling Short | Dem_BB008 | GWh | NPgN | CREB_1 | Total Baseline Demand Consumption (GWh) | Creyke Beck | CREYKE BECK | 1981.67 | 2031.52 | 2041.07 | 2046.17 | 2048.06 | 2041.32 | 2037.02 | 2035.03 | 2033.95 | 2036.04 | 2036.74 | 2037.54 | 2038.8 | 2039.99 | 2041.19 | 2042.78 | 2045.33 | 2048.25 | 2051.19 | 2054.45 | 2058.66 | 2063.07 | 2067.64 | 2072.27 | 2077.05 | 2081.92 | 2086.86 | 2091.88 | 2097 | 2102.19 | NPgY | GSP | NG FES - Falling Short | Total Baseline Demand Consumption (GWh)
NG FES - Falling Short | Dem_BB008 | GWh | NPgN | DRAX_YEDL | Total Baseline Demand Consumption (GWh) | Drax | DRAX | 468.21 | 479.33 | 483.39 | 487.06 | 490.42 | 492.96 | 495.76 | 498.82 | 502 | 505.52 | 506.97 | 508.47 | 510.02 | 511.59 | 513.18 | 514.84 | 516.63 | 518.5 | 520.4 | 522.37 | 524.45 | 526.58 | 528.76 | 531.12 | 533.45 | 535.83 | 538.26 | 540.74 | 543.27 | 545.85 | NPgY | GSP | NG FES - Falling Short | Total Baseline Demand Consumption (GWh)
NG FES - Falling Short | Dem_BB008 | GWh | NPgN | ELLA_1 | Total Baseline Demand Consumption (GWh) | Elland | ELLAND | 1553.12 | 1576.23 | 1590.29 | 1590.08 | 1587.23 | 1577.27 | 1569.28 | 1563.17 | 1557.74 | 1578.8 | 1575.45 | 1572.14 | 1569.18 | 1566.14 | 1600.98 | 1598.22 | 1596.23 | 1594.49 | 1592.71 | 1591.16 | 1590.36 | 1589.66 | 1589.06 | 1588.56 | 1588.09 | 1587.65 | 1587.23 | 1586.84 | 1586.49 | 1586.16 | NPgY | GSP | NG FES - Falling Short | Total Baseline Demand Consumption (GWh)
NG FES - Falling Short | Dem_BB008 | GWh | NPgN | FERRA2 | Total Baseline Demand Consumption (GWh) | Ferrybridge A | FERRYBRIDGE A | 506.59 | 601.7 | 621.39 | 623 | 623.84 | 622.58 | 621.93 | 621.88 | 622.05 | 606.03 | 606.66 | 607.33 | 608.12 | 608.91 | 670.58 | 671.49 | 672.66 | 673.93 | 675.21 | 676.57 | 678.18 | 679.84 | 681.55 | 683.39 | 685.21 | 687.07 | 688.96 | 690.88 | 692.85 | 694.85 | NPgY | GSP | NG FES - Falling Short | Total Baseline Demand Consumption (GWh)
NG FES - Falling Short | Dem_BB008 | GWh | NPgN | FERRB9 | Total Baseline Demand Consumption (GWh) | Ferrybridge B (_M) | FERRYBRIDGE B | 1268.73 | 1324.11 | 1342.09 | 1345.6 | 1347.39 | 1344.5 | 1342.94 | 1342.66 | 1342.89 | 1360.74 | 1361.04 | 1361.41 | 1362.05 | 1362.67 | 1406.92 | 1407.8 | 1409.24 | 1410.91 | 1412.59 | 1414.46 | 1416.86 | 1419.38 | 1421.99 | 1424.85 | 1427.69 | 1430.61 | 1433.59 | 1436.65 | 1439.78 | 1442.99 | NPgY | GSP | NG FES - Falling Short | Total Baseline Demand Consumption (GWh)
NG FES - Falling Short | Dem_BB008 | GWh | NPgN | GRIW_1 | Total Baseline Demand Consumption (GWh) | Grimsby West | GRIMSBY WEST | 865.28 | 912.05 | 914.01 | 914.4 | 913.66 | 909.86 | 906.93 | 904.81 | 902.98 | 902.26 | 900.61 | 899 | 897.53 | 896.04 | 894.55 | 893.19 | 892.16 | 891.25 | 890.33 | 889.51 | 889.01 | 888.57 | 888.18 | 887.82 | 887.49 | 887.17 | 886.87 | 886.58 | 886.32 | 886.07 | NPgY | GSP | NG FES - Falling Short | Total Baseline Demand Consumption (GWh)
NG FES - Falling Short | Dem_BB008 | GWh | NPgN | JORD_3 | Total Baseline Demand Consumption (GWh) | Jordanthorpe | JORDANTHORPE | 263.09 | 265.56 | 266.26 | 266.29 | 265.83 | 264.08 | 262.66 | 261.6 | 260.66 | 260.2 | 260.26 | 260.32 | 260.44 | 260.55 | 260.65 | 260.8 | 261.1 | 261.44 | 261.78 | 262.15 | 262.65 | 263.18 | 263.73 | 264.29 | 264.85 | 265.43 | 266 | 266.58 | 267.17 | 267.76 | NPgY | GSP | NG FES - Falling Short | Total Baseline Demand Consumption (GWh)
NG FES - Falling Short | Dem_BB008 | GWh | NPgN | KEAD_YEDL | Total Baseline Demand Consumption (GWh) | Keadby | KEADBY | 1933.43 | 1959.97 | 1968.38 | 1974.63 | 1979.3 | 1979.73 | 1981.42 | 1984.29 | 1987.62 | 1992.55 | 1994.93 | 1997.39 | 2000.12 | 2002.85 | 2005.6 | 2008.62 | 2012.13 | 2015.86 | 2019.63 | 2023.59 | 2028.06 | 2032.66 | 2037.37 | 2042.2 | 2047.11 | 2052.1 | 2057.16 | 2062.3 | 2067.53 | 2072.84 | NPgY | GSP | NG FES - Falling Short | Total Baseline Demand Consumption (GWh)
NG FES - Falling Short | Dem_BB008 | GWh | NPgN | KIRKB1 | Total Baseline Demand Consumption (GWh) | Kirkstall B | KIRKSTALL B | 1088.45 | 1116.58 | 1118.69 | 1118.59 | 1116.89 | 1110.89 | 1106.03 | 1102.29 | 1098.98 | 1097.22 | 1094.85 | 1092.47 | 1090.29 | 1088.07 | 1085.83 | 1083.78 | 1082.19 | 1080.74 | 1079.27 | 1077.93 | 1077.04 | 1076.22 | 1075.46 | 1074.74 | 1074.04 | 1073.37 | 1072.7 | 1072.05 | 1071.42 | 1070.81 | NPgY | GSP | NG FES - Falling Short | Total Baseline Demand Consumption (GWh)
NG FES - Falling Short | Dem_BB008 | GWh | NPgN | NEEP_3 | Total Baseline Demand Consumption (GWh) | Neepsend | NEEPSEND | 370.62 | 380.41 | 381.21 | 381.04 | 380.17 | 377.44 | 375.2 | 373.45 | 371.89 | 371.01 | 370.33 | 369.66 | 369.08 | 368.47 | 367.85 | 367.32 | 366.98 | 366.71 | 366.42 | 366.19 | 366.15 | 366.14 | 366.15 | 366.18 | 366.22 | 366.27 | 366.32 | 366.37 | 366.44 | 366.5 | NPgY | GSP | NG FES - Falling Short | Total Baseline Demand Consumption (GWh)
NG FES - Falling Short | Dem_BB008 | GWh | NPgN | NORL_3 | Total Baseline Demand Consumption (GWh) | Norton Lees | NORTON LEES | 249.54 | 250.74 | 251.32 | 251.11 | 250.32 | 248 | 246.08 | 244.57 | 243.2 | 242.4 | 242.16 | 241.92 | 241.75 | 241.56 | 241.36 | 241.23 | 241.25 | 241.33 | 241.4 | 241.5 | 241.77 | 242.05 | 242.36 | 242.67 | 243 | 243.32 | 243.65 | 243.98 | 244.32 | 244.65 | NPgY | GSP | NG FES - Falling Short | Total Baseline Demand Consumption (GWh)
NG FES - Falling Short | Dem_BB008 | GWh | NPgN | PITS_BB_B | Total Baseline Demand Consumption (GWh) | Pitsmoor | PITSMOOR 3/4 | 215.31 | 226.32 | 226.72 | 226.73 | 226.45 | 225.4 | 224.56 | 223.92 | 223.36 | 223.07 | 222.57 | 222.08 | 221.62 | 221.16 | 220.69 | 220.26 | 219.91 | 219.58 | 219.25 | 218.95 | 218.73 | 218.52 | 218.32 | 218.13 | 217.94 | 217.76 | 217.58 | 217.41 | 217.23 | 217.07 | NPgY | GSP | NG FES - Falling Short | Total Baseline Demand Consumption (GWh)
NG FES - Falling Short | Dem_BB008 | GWh | NPgN | SALT_1 | Total Baseline Demand Consumption (GWh) | Saltend North | SALTEND NORTH | 332.98 | 338.54 | 340.03 | 340.92 | 341.39 | 340.69 | 340.32 | 340.27 | 340.34 | 340.84 | 340.95 | 341.07 | 341.26 | 341.45 | 341.63 | 341.87 | 342.25 | 342.67 | 343.1 | 343.58 | 344.18 | 344.82 | 345.48 | 346.15 | 346.84 | 347.55 | 348.26 | 348.99 | 349.74 | 350.5 | NPgY | GSP | NG FES - Falling Short | Total Baseline Demand Consumption (GWh)
NG FES - Falling Short | Dem_BB008 | GWh | NPgN | SHEC_3 | Total Baseline Demand Consumption (GWh) | Sheffield City | SHEFFIELD CITY | 340.05 | 365.16 | 365.81 | 365.96 | 365.77 | 364.62 | 363.72 | 363.07 | 362.51 | 362.3 | 361.25 | 360.2 | 359.2 | 358.2 | 357.19 | 356.22 | 355.36 | 354.53 | 353.7 | 352.9 | 352.21 | 351.52 | 350.86 | 350.21 | 349.56 | 348.92 | 348.29 | 347.66 | 347.04 | 346.42 | NPgY | GSP | NG FES - Falling Short | Total Baseline Demand Consumption (GWh)
NG FES - Falling Short | Dem_BB008 | GWh | NPgN | SKLGB1 | Total Baseline Demand Consumption (GWh) | Skelton Grange | SKELTON GRANGE | 2611.22 | 2732.37 | 2745.71 | 2746.21 | 2742.78 | 2728.74 | 2717.53 | 2709.13 | 2701.76 | 2706.91 | 2701.74 | 2696.59 | 2691.96 | 2687.21 | 2708.08 | 2703.77 | 2700.62 | 2697.84 | 2695.02 | 2692.53 | 2691.16 | 2689.97 | 2688.91 | 2688.04 | 2687.21 | 2686.43 | 2685.7 | 2685.01 | 2684.4 | 2683.83 | NPgY | GSP | NG FES - Falling Short | Total Baseline Demand Consumption (GWh)
NG FES - Falling Short | Dem_BB008 | GWh | NPgN | TEMP_3 | Total Baseline Demand Consumption (GWh) | Templeborough | TEMPLEBOROUGH 275/33KV | 50.19 | 51.39 | 51.66 | 51.86 | 52.02 | 52.06 | 52.13 | 52.24 | 52.36 | 52.54 | 52.62 | 52.7 | 52.79 | 52.89 | 52.98 | 53.08 | 53.21 | 53.33 | 53.47 | 53.6 | 53.76 | 53.91 | 54.08 | 54.24 | 54.41 | 54.59 | 54.76 | 54.94 | 55.13 | 55.31 | NPgY | GSP | NG FES - Falling Short | Total Baseline Demand Consumption (GWh)
NG FES - Falling Short | Dem_BB008 | GWh | NPgN | THUR_6 | Total Baseline Demand Consumption (GWh) | Thurcroft | THURCROFT | 595.03 | 644.4 | 676.69 | 678.27 | 678.72 | 676.14 | 674.44 | 673.56 | 673.01 | 644.45 | 645.22 | 646.05 | 647.05 | 648.03 | 649.03 | 650.17 | 651.67 | 653.3 | 654.93 | 656.68 | 658.77 | 660.93 | 663.14 | 665.43 | 667.74 | 670.09 | 672.46 | 674.87 | 677.32 | 679.8 | NPgY | GSP | NG FES - Falling Short | Total Baseline Demand Consumption (GWh)
NG FES - Falling Short | Dem_BB008 | GWh | NPgN | WMEL_THOM | Total Baseline Demand Consumption (GWh) | Thorpe Marsh | WEST MELTON / THORPE MARSH | 2229.39 | 2297.42 | 2320.17 | 2330.12 | 2337.71 | 2338.91 | 2342.01 | 2346.92 | 2352.59 | 2372.59 | 2374.72 | 2377.02 | 2379.77 | 2382.57 | 2419.03 | 2422.32 | 2426.46 | 2430.99 | 2435.62 | 2440.58 | 2446.32 | 2452.28 | 2458.43 | 2464.9 | 2471.46 | 2478.18 | 2485.05 | 2492.07 | 2499.27 | 2506.61 | NPgY | GSP | NG FES - Falling Short | Total Baseline Demand Consumption (GWh)
NG FES - Falling Short | Dem_BB008 | GWh | NPgN | WMEL_BB3 | Total Baseline Demand Consumption (GWh) | West Melton | WEST MELTON SECTION 3 | 1039.08 | 1059.42 | 1069.86 | 1070.32 | 1068.42 | 1060.2 | 1053.77 | 1049.03 | 1044.93 | 1051.68 | 1052.89 | 1054.16 | 1055.75 | 1057.26 | 1083.1 | 1084.88 | 1087.35 | 1090.05 | 1092.73 | 1095.61 | 1099.16 | 1102.81 | 1106.55 | 1110.43 | 1114.31 | 1118.24 | 1122.18 | 1126.16 | 1130.19 | 1134.24 | NPgY | GSP | NG FES - Falling Short | Total Baseline Demand Consumption (GWh)
NG FES - Falling Short | Dem_BB008 | GWh | NPgN | WIBA_3 | Total Baseline Demand Consumption (GWh) | Wincobank | WINCOBANK | 159.08 | 215.65 | 216.18 | 216.57 | 216.86 | 216.88 | 216.99 | 217.17 | 217.37 | 217.68 | 217.3 | 216.93 | 216.58 | 216.23 | 215.89 | 215.56 | 215.27 | 215 | 214.73 | 214.47 | 214.25 | 214.04 | 213.83 | 213.64 | 213.45 | 213.27 | 213.1 | 212.93 | 212.77 | 212.62 | NPgY | GSP | NG FES - Falling Short | Total Baseline Demand Consumption (GWh)
NG FES - Leading the Way | Dem_BB008 | GWh | NPgN | BLYTB1 | Total Baseline Demand Consumption (GWh) | Blyth 66kV | BLYTH 66kV | 623.07 | 594.05 | 575.82 | 564.4 | 554.14 | 544.59 | 535.36 | 526.44 | 518.12 | 510.24 | 510.38 | 510.58 | 510.81 | 511.16 | 511.79 | 512.5 | 513.27 | 514.07 | 514.87 | 515.79 | 516.98 | 518.23 | 519.52 | 520.89 | 522.19 | 523.42 | 524.93 | 526.49 | 528.08 | 529.71 | NPgN | GSP | NG FES - Leading the Way | Total Baseline Demand Consumption (GWh)
NG FES - Leading the Way | Dem_BB008 | GWh | NPgN | BLYTH132 | Total Baseline Demand Consumption (GWh) | Blyth 132kV | BLYTH 132kV | 285.74 | 273.22 | 265.04 | 260.16 | 255.84 | 251.87 | 248.05 | 244.4 | 241.03 | 237.88 | 238.01 | 238.16 | 238.32 | 238.54 | 238.89 | 239.29 | 239.69 | 240.11 | 240.53 | 241 | 241.6 | 242.22 | 242.86 | 243.54 | 244.18 | 244.78 | 245.51 | 246.27 | 247.03 | 247.81 | NPgN | GSP | NG FES - Leading the Way | Total Baseline Demand Consumption (GWh)
NG FES - Leading the Way | Dem_BB008 | GWh | NPgN | FOUR_1 | Total Baseline Demand Consumption (GWh) | Fourstones | FOURSTONES | 76.82 | 84.63 | 82.84 | 81.6 | 80.46 | 79.37 | 78.29 | 77.24 | 76.23 | 75.25 | 75.39 | 75.54 | 75.7 | 75.87 | 76.06 | 76.26 | 76.47 | 76.68 | 76.89 | 77.11 | 77.36 | 77.61 | 77.87 | 78.14 | 78.41 | 78.67 | 78.95 | 79.24 | 79.54 | 79.84 | NPgN | GSP | NG FES - Leading the Way | Total Baseline Demand Consumption (GWh)
NG FES - Leading the Way | Dem_BB008 | GWh | NPgN | HARM_6 | Total Baseline Demand Consumption (GWh) | Hart Moor | HARTMOOR | 420.34 | 405.86 | 393.36 | 384.95 | 377.28 | 370.09 | 363.13 | 356.41 | 350.1 | 344.12 | 342.89 | 341.69 | 340.5 | 339.37 | 338.4 | 337.46 | 336.54 | 335.62 | 334.69 | 333.81 | 333.09 | 332.38 | 331.67 | 330.99 | 330.26 | 329.46 | 328.83 | 328.2 | 327.57 | 326.95 | NPgN | GSP | NG FES - Leading the Way | Total Baseline Demand Consumption (GWh)
NG FES - Leading the Way | Dem_BB008 | GWh | NPgN | HAWP_6 | Total Baseline Demand Consumption (GWh) | Hawthorn Pit | HAWTHORN PIT GRID | 476.98 | 445.67 | 427.17 | 415.99 | 406.15 | 397.14 | 388.58 | 380.44 | 373.04 | 366.21 | 364.49 | 362.8 | 361.13 | 359.56 | 358.28 | 357.06 | 355.86 | 354.68 | 353.46 | 352.35 | 351.49 | 350.67 | 349.86 | 349.07 | 348.2 | 347.22 | 346.51 | 345.81 | 345.12 | 344.43 | NPgN | GSP | NG FES - Leading the Way | Total Baseline Demand Consumption (GWh)
NG FES - Leading the Way | Dem_BB008 | GWh | NPgN | KNARE_111 | Total Baseline Demand Consumption (GWh) | Knaresborough | KNARESBOROUGH | 644.28 | 626.22 | 607.83 | 597.6 | 588.75 | 580.74 | 573.13 | 565.89 | 559.38 | 553.41 | 553.92 | 554.53 | 555.2 | 556.02 | 557.17 | 558.44 | 559.8 | 561.22 | 562.65 | 564.21 | 566.11 | 568.08 | 570.1 | 572.12 | 574.12 | 576.03 | 578.28 | 580.57 | 582.9 | 585.28 | NPgN | GSP | NG FES - Leading the Way | Total Baseline Demand Consumption (GWh)
NG FES - Leading the Way | Dem_BB008 | GWh | NPgN | LACK_6 | Total Baseline Demand Consumption (GWh) | Lackenby | LACKENBY | 864.44 | 820.79 | 799.38 | 788.2 | 778.85 | 770.64 | 763 | 755.92 | 749.83 | 744.51 | 743.46 | 742.47 | 741.52 | 740.71 | 740.32 | 740.02 | 739.75 | 739.5 | 739.22 | 739.09 | 739.33 | 739.63 | 739.95 | 740.32 | 740.58 | 740.7 | 741.21 | 741.75 | 742.3 | 742.87 | NPgN | GSP | NG FES - Leading the Way | Total Baseline Demand Consumption (GWh)
NG FES - Leading the Way | Dem_BB008 | GWh | NPgN | NORT_1 | Total Baseline Demand Consumption (GWh) | Norton | NORTON | 2060.04 | 1981.73 | 1919.67 | 1882.65 | 1850.02 | 1820.05 | 1791.37 | 1763.96 | 1738.85 | 1715.53 | 1713.88 | 1712.42 | 1711.08 | 1710.13 | 1710.23 | 1710.6 | 1711.11 | 1711.75 | 1712.35 | 1713.35 | 1715.3 | 1717.44 | 1719.65 | 1721.92 | 1724.05 | 1725.82 | 1728.6 | 1731.48 | 1734.43 | 1737.46 | NPgN | GSP | NG FES - Leading the Way | Total Baseline Demand Consumption (GWh)
NG FES - Leading the Way | Dem_BB008 | GWh | NPgN | OFFE_3 | Total Baseline Demand Consumption (GWh) | Offerton | OFFERTON | 239.24 | 222.29 | 212.61 | 206.95 | 202.02 | 197.54 | 193.3 | 189.29 | 185.69 | 182.4 | 181.54 | 180.7 | 179.88 | 179.1 | 178.49 | 177.9 | 177.33 | 176.77 | 176.19 | 175.67 | 175.28 | 174.92 | 174.56 | 174.22 | 173.83 | 173.38 | 173.08 | 172.79 | 172.5 | 172.21 | NPgN | GSP | NG FES - Leading the Way | Total Baseline Demand Consumption (GWh)
NG FES - Leading the Way | Dem_BB008 | GWh | NPgN | OSBA_1 | Total Baseline Demand Consumption (GWh) | Osbaldwick | OSBALDWICK | 1301.08 | 1276.35 | 1233.75 | 1207.13 | 1183.36 | 1161.34 | 1140.18 | 1119.87 | 1101.06 | 1083.41 | 1081.39 | 1079.49 | 1077.65 | 1076.02 | 1075.06 | 1074.27 | 1073.57 | 1072.92 | 1072.24 | 1071.79 | 1071.96 | 1072.23 | 1072.54 | 1073.02 | 1073.32 | 1073.39 | 1074.11 | 1074.9 | 1075.72 | 1076.6 | NPgN | GSP | NG FES - Leading the Way | Total Baseline Demand Consumption (GWh)
NG FES - Leading the Way | Dem_BB008 | GWh | NPgN | POPP_3 | Total Baseline Demand Consumption (GWh) | Poppleton | POPPLETON | 183.18 | 172.26 | 165.22 | 160.97 | 157.24 | 153.82 | 150.57 | 147.48 | 144.67 | 142.08 | 141.44 | 140.82 | 140.2 | 139.62 | 139.16 | 138.71 | 138.28 | 137.86 | 137.42 | 137.03 | 136.73 | 136.45 | 136.16 | 135.89 | 135.59 | 135.25 | 135.01 | 134.77 | 134.54 | 134.31 | NPgN | GSP | NG FES - Leading the Way | Total Baseline Demand Consumption (GWh)
NG FES - Leading the Way | Dem_BB008 | GWh | NPgN | SALH_1 | Total Baseline Demand Consumption (GWh) | Saltholme | SALTHOLME | 422.11 | 498.79 | 495.16 | 491.65 | 488.15 | 484.65 | 481.14 | 477.62 | 474.09 | 470.56 | 470.43 | 470.3 | 470.19 | 470.08 | 469.98 | 469.89 | 469.81 | 469.73 | 469.67 | 469.61 | 469.56 | 469.52 | 469.48 | 469.45 | 469.42 | 469.4 | 469.39 | 469.38 | 469.39 | 469.4 | NPgN | GSP | NG FES - Leading the Way | Total Baseline Demand Consumption (GWh)
NG FES - Leading the Way | Dem_BB008 | GWh | NPgN | SSHI_3 | Total Baseline Demand Consumption (GWh) | South Shields | SOUTH SHIELDS | 212.25 | 196.38 | 187.79 | 182.84 | 178.54 | 174.66 | 170.99 | 167.54 | 164.46 | 161.66 | 160.84 | 160.05 | 159.26 | 158.52 | 157.92 | 157.35 | 156.79 | 156.24 | 155.67 | 155.15 | 154.76 | 154.39 | 154.01 | 153.65 | 153.26 | 152.8 | 152.48 | 152.16 | 151.85 | 151.54 | NPgN | GSP | NG FES - Leading the Way | Total Baseline Demand Consumption (GWh)
NG FES - Leading the Way | Dem_BB008 | GWh | NPgN | KIELD01 and SPAD20 | Total Baseline Demand Consumption (GWh) | 0 | SPADEADAM | 31.97 | 29.83 | 28.8 | 28.21 | 27.68 | 27.2 | 26.74 | 26.31 | 25.91 | 25.54 | 25.56 | 25.58 | 25.6 | 25.63 | 25.68 | 25.74 | 25.79 | 25.85 | 25.9 | 25.97 | 26.05 | 26.13 | 26.21 | 26.3 | 26.39 | 26.47 | 26.56 | 26.66 | 26.76 | 26.86 | NPgN | GSP | NG FES - Leading the Way | Total Baseline Demand Consumption (GWh)
NG FES - Leading the Way | Dem_BB008 | GWh | NPgN | SPEN_1 | Total Baseline Demand Consumption (GWh) | Spennymoor | SPENNYMOOR | 1073.94 | 1012.43 | 971.45 | 946.54 | 924.56 | 904.42 | 885.25 | 867.01 | 850.39 | 842.48 | 838.69 | 834.98 | 831.32 | 827.87 | 845.86 | 843.19 | 840.53 | 837.9 | 835.21 | 832.74 | 830.83 | 829 | 827.19 | 825.43 | 823.51 | 821.33 | 819.75 | 818.21 | 816.67 | 815.14 | NPgN | GSP | NG FES - Leading the Way | Total Baseline Demand Consumption (GWh)
NG FES - Leading the Way | Dem_BB008 | GWh | NPgN | STEN_1 | Total Baseline Demand Consumption (GWh) | Stella North | STELLA NORTH | 1004.54 | 954.23 | 921.19 | 901.13 | 883.41 | 867.16 | 851.65 | 836.82 | 823.24 | 810.61 | 808.76 | 806.96 | 805.18 | 803.57 | 802.51 | 801.57 | 800.79 | 799.99 | 799.17 | 798.57 | 798.46 | 798.44 | 798.46 | 798.43 | 798.34 | 798.06 | 798.26 | 798.5 | 798.77 | 799.07 | NPgN | GSP | NG FES - Leading the Way | Total Baseline Demand Consumption (GWh)
NG FES - Leading the Way | Dem_BB008 | GWh | NPgN | STES_1 | Total Baseline Demand Consumption (GWh) | Stella South | STELLA SOUTH | 1079.42 | 1078.19 | 1048.8 | 1028.8 | 1010.46 | 993.17 | 976.4 | 960.13 | 944.77 | 934.85 | 932.8 | 930.81 | 928.86 | 927.04 | 939.12 | 937.77 | 936.46 | 935.17 | 933.87 | 932.7 | 931.88 | 931.12 | 930.38 | 929.71 | 928.95 | 928.05 | 927.52 | 927.03 | 926.55 | 926.1 | NPgN | GSP | NG FES - Leading the Way | Total Baseline Demand Consumption (GWh)
NG FES - Leading the Way | Dem_BB008 | GWh | NPgN | TYNE_1 | Total Baseline Demand Consumption (GWh) | Tynemouth 1 | TYNEMOUTH | 743.45 | 747.89 | 723.07 | 708.99 | 696.82 | 685.83 | 675.42 | 665.56 | 656.72 | 648.65 | 647.99 | 647.4 | 646.85 | 646.46 | 646.52 | 646.69 | 646.95 | 647.25 | 647.54 | 647.99 | 648.86 | 649.81 | 650.79 | 651.84 | 652.8 | 653.62 | 654.86 | 656.14 | 657.46 | 658.82 | NPgN | GSP | NG FES - Leading the Way | Total Baseline Demand Consumption (GWh)
NG FES - Leading the Way | Dem_BB008 | GWh | NPgN | WBOL_6 | Total Baseline Demand Consumption (GWh) | West Boldon | WEST BOLDON | 1086.31 | 1076.59 | 1040.71 | 1019.62 | 1001.22 | 984.51 | 968.67 | 953.68 | 940.17 | 927.8 | 924.8 | 921.88 | 918.99 | 916.3 | 914.21 | 912.24 | 910.37 | 908.52 | 906.61 | 904.91 | 903.75 | 902.67 | 901.6 | 900.57 | 899.4 | 897.99 | 897.13 | 896.31 | 895.49 | 894.7 | NPgN | GSP | NG FES - Leading the Way | Total Baseline Demand Consumption (GWh)
NG FES - Leading the Way | Dem_BB008 | GWh | NPgN | BRAW_1 | Total Baseline Demand Consumption (GWh) | Bradford West | BRADFORD WEST | 1808.85 | 1698.49 | 1631.23 | 1590.13 | 1553.78 | 1520.42 | 1488.63 | 1458.35 | 1430.7 | 1405.1 | 1398.89 | 1392.84 | 1386.85 | 1381.21 | 1376.62 | 1372.25 | 1368.05 | 1363.88 | 1359.63 | 1355.73 | 1352.77 | 1349.95 | 1347.14 | 1344.43 | 1341.44 | 1338.04 | 1335.61 | 1333.23 | 1330.86 | 1328.52 | NPgY | GSP | NG FES - Leading the Way | Total Baseline Demand Consumption (GWh)
NG FES - Leading the Way | Dem_BB008 | GWh | NPgN | CAMB_01 | Total Baseline Demand Consumption (GWh) | Camblesforth | CAMBLESFORTH | 185.82 | 200.32 | 195.74 | 192.93 | 190.42 | 188.09 | 185.83 | 183.65 | 181.63 | 179.72 | 179.84 | 179.99 | 180.14 | 180.33 | 180.59 | 180.88 | 181.17 | 181.48 | 181.79 | 182.14 | 182.55 | 182.98 | 183.43 | 183.88 | 184.33 | 184.75 | 185.25 | 185.77 | 186.29 | 186.83 | NPgY | GSP | NG FES - Leading the Way | Total Baseline Demand Consumption (GWh)
NG FES - Leading the Way | Dem_BB008 | GWh | NPgN | CREB_1 | Total Baseline Demand Consumption (GWh) | Creyke Beck | CREYKE BECK | 1981.67 | 1891.28 | 1827.49 | 1788.08 | 1752.98 | 1720.5 | 1689.29 | 1659.31 | 1631.63 | 1605.68 | 1603.38 | 1601.24 | 1599.22 | 1597.57 | 1596.93 | 1596.55 | 1596.33 | 1596.2 | 1596.07 | 1596.31 | 1597.5 | 1598.87 | 1600.33 | 1601.84 | 1603.21 | 1604.25 | 1606.26 | 1608.37 | 1610.56 | 1612.83 | NPgY | GSP | NG FES - Leading the Way | Total Baseline Demand Consumption (GWh)
NG FES - Leading the Way | Dem_BB008 | GWh | NPgN | DRAX_YEDL | Total Baseline Demand Consumption (GWh) | Drax | DRAX | 468.21 | 459.86 | 450.84 | 444.12 | 437.71 | 431.46 | 425.23 | 419.04 | 412.99 | 407.01 | 408.37 | 409.79 | 411.24 | 412.74 | 414.36 | 416.04 | 417.76 | 419.53 | 421.33 | 423.2 | 425.19 | 427.23 | 429.3 | 431.54 | 433.73 | 435.92 | 438.26 | 440.65 | 443.09 | 445.58 | NPgY | GSP | NG FES - Leading the Way | Total Baseline Demand Consumption (GWh)
NG FES - Leading the Way | Dem_BB008 | GWh | NPgN | ELLA_1 | Total Baseline Demand Consumption (GWh) | Elland | ELLAND | 1553.12 | 1462.61 | 1418.06 | 1383.02 | 1351.64 | 1322.57 | 1294.7 | 1268 | 1243.32 | 1244.11 | 1238.82 | 1233.65 | 1228.53 | 1223.69 | 1257.53 | 1253.66 | 1249.92 | 1246.2 | 1242.42 | 1238.91 | 1236.12 | 1233.44 | 1230.77 | 1228.18 | 1225.38 | 1222.26 | 1219.9 | 1217.57 | 1215.25 | 1212.96 | NPgY | GSP | NG FES - Leading the Way | Total Baseline Demand Consumption (GWh)
NG FES - Leading the Way | Dem_BB008 | GWh | NPgN | FERRA2 | Total Baseline Demand Consumption (GWh) | Ferrybridge A | FERRYBRIDGE A | 506.59 | 567.5 | 569.31 | 560.08 | 551.9 | 544.36 | 537.12 | 530.19 | 523.81 | 500.85 | 500.68 | 500.57 | 500.49 | 500.51 | 561.65 | 562.01 | 562.4 | 562.84 | 563.27 | 563.81 | 564.58 | 565.4 | 566.24 | 567.21 | 568.1 | 568.92 | 569.99 | 571.11 | 572.25 | 573.44 | NPgY | GSP | NG FES - Leading the Way | Total Baseline Demand Consumption (GWh)
NG FES - Leading the Way | Dem_BB008 | GWh | NPgN | FERRB9 | Total Baseline Demand Consumption (GWh) | Ferrybridge B (_M) | FERRYBRIDGE B | 1268.73 | 1244.66 | 1219.59 | 1195.7 | 1174.14 | 1153.99 | 1134.53 | 1115.75 | 1098.21 | 1097.45 | 1096.3 | 1095.26 | 1094.3 | 1093.55 | 1136.97 | 1136.95 | 1137.08 | 1137.28 | 1137.48 | 1137.9 | 1138.84 | 1139.9 | 1141 | 1142.32 | 1143.47 | 1144.46 | 1146.01 | 1147.64 | 1149.33 | 1151.09 | NPgY | GSP | NG FES - Leading the Way | Total Baseline Demand Consumption (GWh)
NG FES - Leading the Way | Dem_BB008 | GWh | NPgN | GRIW_1 | Total Baseline Demand Consumption (GWh) | Grimsby West | GRIMSBY WEST | 865.28 | 861.28 | 835.98 | 819.28 | 804.14 | 789.97 | 776.3 | 763.13 | 750.8 | 739.15 | 736.92 | 734.74 | 732.58 | 730.55 | 728.86 | 727.26 | 725.68 | 724.12 | 722.54 | 721.07 | 719.92 | 718.82 | 717.72 | 716.66 | 715.52 | 714.25 | 713.3 | 712.38 | 711.46 | 710.56 | NPgY | GSP | NG FES - Leading the Way | Total Baseline Demand Consumption (GWh)
NG FES - Leading the Way | Dem_BB008 | GWh | NPgN | JORD_3 | Total Baseline Demand Consumption (GWh) | Jordanthorpe | JORDANTHORPE | 263.09 | 246.51 | 238.31 | 233.8 | 229.95 | 226.52 | 223.31 | 220.31 | 217.67 | 215.31 | 214.7 | 214.11 | 213.53 | 212.99 | 212.61 | 212.27 | 211.98 | 211.69 | 211.4 | 211.15 | 211.05 | 210.96 | 210.88 | 210.81 | 210.7 | 210.54 | 210.5 | 210.48 | 210.46 | 210.45 | NPgY | GSP | NG FES - Leading the Way | Total Baseline Demand Consumption (GWh)
NG FES - Leading the Way | Dem_BB008 | GWh | NPgN | KEAD_YEDL | Total Baseline Demand Consumption (GWh) | Keadby | KEADBY | 1933.43 | 1885.56 | 1852.28 | 1830.89 | 1811.48 | 1793.25 | 1775.53 | 1758.32 | 1742.11 | 1726.65 | 1727.7 | 1728.85 | 1730.09 | 1731.55 | 1733.52 | 1735.68 | 1737.92 | 1740.24 | 1742.58 | 1745.14 | 1748.2 | 1751.38 | 1754.64 | 1758.02 | 1761.34 | 1764.53 | 1768.24 | 1772.05 | 1775.93 | 1779.9 | NPgY | GSP | NG FES - Leading the Way | Total Baseline Demand Consumption (GWh)
NG FES - Leading the Way | Dem_BB008 | GWh | NPgN | KIRKB1 | Total Baseline Demand Consumption (GWh) | Kirkstall B | KIRKSTALL B | 1088.45 | 1046.2 | 1011.41 | 988.78 | 968.38 | 949.37 | 931.09 | 913.53 | 897.19 | 881.81 | 878.27 | 874.78 | 871.33 | 868.05 | 865.25 | 862.56 | 860.01 | 857.47 | 854.9 | 852.49 | 850.53 | 848.63 | 846.73 | 844.87 | 842.87 | 840.68 | 838.93 | 837.21 | 835.48 | 833.78 | NPgY | GSP | NG FES - Leading the Way | Total Baseline Demand Consumption (GWh)
NG FES - Leading the Way | Dem_BB008 | GWh | NPgN | NEEP_3 | Total Baseline Demand Consumption (GWh) | Neepsend | NEEPSEND | 370.62 | 351.35 | 337.66 | 329.28 | 321.87 | 315.07 | 308.59 | 302.42 | 296.78 | 291.56 | 290.22 | 288.9 | 287.59 | 286.36 | 285.34 | 284.36 | 283.44 | 282.52 | 281.59 | 280.72 | 280.05 | 279.41 | 278.76 | 278.14 | 277.45 | 276.68 | 276.1 | 275.53 | 274.96 | 274.4 | NPgY | GSP | NG FES - Leading the Way | Total Baseline Demand Consumption (GWh)
NG FES - Leading the Way | Dem_BB008 | GWh | NPgN | NORL_3 | Total Baseline Demand Consumption (GWh) | Norton Lees | NORTON LEES | 249.54 | 228.08 | 218 | 212.27 | 207.34 | 202.91 | 198.75 | 194.83 | 191.36 | 188.23 | 187.27 | 186.33 | 185.41 | 184.54 | 183.84 | 183.18 | 182.58 | 181.98 | 181.37 | 180.82 | 180.42 | 180.05 | 179.67 | 179.31 | 178.9 | 178.41 | 178.09 | 177.77 | 177.45 | 177.14 | NPgY | GSP | NG FES - Leading the Way | Total Baseline Demand Consumption (GWh)
NG FES - Leading the Way | Dem_BB008 | GWh | NPgN | PITS_BB_B | Total Baseline Demand Consumption (GWh) | Pitsmoor | PITSMOOR 3/4 | 215.31 | 213.48 | 207 | 202.69 | 198.78 | 195.12 | 191.59 | 188.19 | 185 | 181.99 | 181.33 | 180.68 | 180.04 | 179.43 | 178.9 | 178.4 | 177.91 | 177.43 | 176.94 | 176.47 | 176.09 | 175.72 | 175.35 | 174.99 | 174.6 | 174.18 | 173.84 | 173.5 | 173.16 | 172.83 | NPgY | GSP | NG FES - Leading the Way | Total Baseline Demand Consumption (GWh)
NG FES - Leading the Way | Dem_BB008 | GWh | NPgN | SALT_1 | Total Baseline Demand Consumption (GWh) | Saltend North | SALTEND NORTH | 332.98 | 319.1 | 310.13 | 304.44 | 299.31 | 294.53 | 289.92 | 285.46 | 281.31 | 277.38 | 277.15 | 276.93 | 276.74 | 276.59 | 276.59 | 276.62 | 276.66 | 276.72 | 276.78 | 276.89 | 277.13 | 277.4 | 277.68 | 277.97 | 278.24 | 278.47 | 278.84 | 279.22 | 279.62 | 280.02 | NPgY | GSP | NG FES - Leading the Way | Total Baseline Demand Consumption (GWh)
NG FES - Leading the Way | Dem_BB008 | GWh | NPgN | SHEC_3 | Total Baseline Demand Consumption (GWh) | Sheffield City | SHEFFIELD CITY | 340.05 | 347.28 | 337.46 | 330.33 | 323.69 | 317.36 | 311.19 | 305.18 | 299.44 | 293.9 | 292.84 | 291.79 | 290.75 | 289.74 | 288.85 | 287.98 | 287.15 | 286.33 | 285.49 | 284.7 | 284.01 | 283.33 | 282.65 | 281.98 | 281.28 | 280.54 | 279.9 | 279.26 | 278.62 | 277.99 | NPgY | GSP | NG FES - Leading the Way | Total Baseline Demand Consumption (GWh)
NG FES - Leading the Way | Dem_BB008 | GWh | NPgN | SKLGB1 | Total Baseline Demand Consumption (GWh) | Skelton Grange | SKELTON GRANGE | 2611.22 | 2558.37 | 2480.28 | 2424.88 | 2374.94 | 2328.43 | 2283.71 | 2240.72 | 2200.74 | 2171.73 | 2163.62 | 2155.69 | 2147.84 | 2140.4 | 2159.81 | 2153.86 | 2148.26 | 2142.71 | 2137.07 | 2131.86 | 2127.74 | 2123.79 | 2119.86 | 2116.06 | 2111.94 | 2107.34 | 2103.85 | 2100.42 | 2097.03 | 2093.68 | NPgY | GSP | NG FES - Leading the Way | Total Baseline Demand Consumption (GWh)
NG FES - Leading the Way | Dem_BB008 | GWh | NPgN | TEMP_3 | Total Baseline Demand Consumption (GWh) | Templeborough | TEMPLEBOROUGH 275/33KV | 50.19 | 49.11 | 48.07 | 47.39 | 46.77 | 46.18 | 45.61 | 45.05 | 44.52 | 44.02 | 44.05 | 44.1 | 44.14 | 44.19 | 44.26 | 44.34 | 44.42 | 44.51 | 44.6 | 44.69 | 44.8 | 44.92 | 45.04 | 45.16 | 45.28 | 45.4 | 45.54 | 45.68 | 45.82 | 45.96 | NPgY | GSP | NG FES - Leading the Way | Total Baseline Demand Consumption (GWh)
NG FES - Leading the Way | Dem_BB008 | GWh | NPgN | THUR_6 | Total Baseline Demand Consumption (GWh) | Thurcroft | THURCROFT | 595.03 | 597.48 | 606.29 | 594.51 | 584.24 | 574.9 | 566.02 | 557.59 | 549.96 | 513.81 | 513.31 | 512.87 | 512.48 | 512.23 | 512.35 | 512.56 | 512.81 | 513.11 | 513.41 | 513.84 | 514.6 | 515.42 | 516.28 | 517.2 | 518.06 | 518.8 | 519.89 | 521.02 | 522.19 | 523.39 | NPgY | GSP | NG FES - Leading the Way | Total Baseline Demand Consumption (GWh)
NG FES - Leading the Way | Dem_BB008 | GWh | NPgN | WMEL_THOM | Total Baseline Demand Consumption (GWh) | Thorpe Marsh | WEST MELTON / THORPE MARSH | 2229.39 | 2176.96 | 2129.01 | 2089.65 | 2053.31 | 2018.8 | 1985.08 | 1952.13 | 1920.75 | 1902.38 | 1903.16 | 1904.15 | 1905.32 | 1906.85 | 1942.8 | 1945.45 | 1948.3 | 1951.35 | 1954.45 | 1957.92 | 1962.16 | 1966.6 | 1971.17 | 1976.03 | 1980.78 | 1985.36 | 1990.77 | 1996.36 | 2002.08 | 2007.97 | NPgY | GSP | NG FES - Leading the Way | Total Baseline Demand Consumption (GWh)
NG FES - Leading the Way | Dem_BB008 | GWh | NPgN | WMEL_BB3 | Total Baseline Demand Consumption (GWh) | West Melton | WEST MELTON SECTION 3 | 1039.08 | 969.59 | 939.14 | 919.88 | 903.83 | 889.8 | 876.79 | 864.79 | 854.55 | 854.18 | 852.13 | 850.2 | 848.33 | 846.72 | 870.16 | 869.45 | 868.83 | 868.26 | 867.64 | 867.28 | 867.58 | 867.98 | 868.41 | 868.97 | 869.33 | 869.43 | 870.22 | 871.06 | 871.93 | 872.84 | NPgY | GSP | NG FES - Leading the Way | Total Baseline Demand Consumption (GWh)
NG FES - Leading the Way | Dem_BB008 | GWh | NPgN | WIBA_3 | Total Baseline Demand Consumption (GWh) | Wincobank | WINCOBANK | 159.08 | 209.24 | 205.41 | 202.34 | 199.4 | 196.54 | 193.71 | 190.92 | 188.2 | 185.53 | 185.29 | 185.05 | 184.82 | 184.6 | 184.42 | 184.25 | 184.08 | 183.93 | 183.77 | 183.63 | 183.52 | 183.41 | 183.32 | 183.23 | 183.13 | 183.03 | 182.96 | 182.9 | 182.85 | 182.79 | NPgY | GSP | NG FES - Leading the Way | Total Baseline Demand Consumption (GWh)
NPg Planning Scenario | Dem_BB008 | GWh | NPgN | BLYTB1 | Total Baseline Demand Consumption (GWh) | Blyth 66kV | BLYTH 66kV | 623.06 | 613.48 | 608.66 | 604.68 | 600.85 | 597.57 | 595.29 | 593.36 | 591.55 | 589.92 | 588.11 | 586.4 | 584.82 | 583.33 | 582.05 | 580.99 | 580.23 | 579.69 | 579.15 | 578.83 | 578.76 | 578.75 | 578.84 | 579.02 | 579.27 | 579.57 | 580.06 | 580.81 | 581.6 | 582.81 | NPgN | GSP | NPg Planning Scenario | Total Baseline Demand Consumption (GWh)
NPg Planning Scenario | Dem_BB008 | GWh | NPgN | BLYTH132 | Total Baseline Demand Consumption (GWh) | Blyth 132kV | BLYTH 132kV | 285.67 | 282.24 | 280.24 | 278.62 | 277.08 | 275.77 | 274.91 | 274.21 | 273.55 | 272.97 | 272.28 | 271.61 | 270.99 | 270.38 | 269.87 | 269.44 | 269.14 | 268.92 | 268.68 | 268.56 | 268.55 | 268.57 | 268.62 | 268.71 | 268.83 | 268.97 | 269.19 | 269.54 | 269.9 | 270.46 | NPgN | GSP | NPg Planning Scenario | Total Baseline Demand Consumption (GWh)
NPg Planning Scenario | Dem_BB008 | GWh | NPgN | FOUR_1 | Total Baseline Demand Consumption (GWh) | Fourstones | FOURSTONES | 76.79 | 86.34 | 85.79 | 85.33 | 84.89 | 84.51 | 84.22 | 83.97 | 83.73 | 83.52 | 83.31 | 83.1 | 82.92 | 82.75 | 82.6 | 82.47 | 82.38 | 82.3 | 82.23 | 82.19 | 82.18 | 82.18 | 82.19 | 82.22 | 82.25 | 82.29 | 82.36 | 82.44 | 82.53 | 82.66 | NPgN | GSP | NPg Planning Scenario | Total Baseline Demand Consumption (GWh)
NPg Planning Scenario | Dem_BB008 | GWh | NPgN | HARM_6 | Total Baseline Demand Consumption (GWh) | Hart Moor | HARTMOOR | 420.34 | 417.72 | 413.49 | 409.77 | 406.19 | 402.97 | 400.38 | 397.96 | 395.68 | 393.5 | 391.26 | 389.11 | 387.01 | 384.96 | 383.05 | 381.31 | 379.74 | 378.28 | 376.82 | 375.48 | 374.28 | 373.12 | 372 | 370.92 | 369.88 | 368.86 | 367.94 | 367.17 | 366.41 | 365.9 | NPgN | GSP | NPg Planning Scenario | Total Baseline Demand Consumption (GWh)
NPg Planning Scenario | Dem_BB008 | GWh | NPgN | HAWP_6 | Total Baseline Demand Consumption (GWh) | Hawthorn Pit | HAWTHORN PIT GRID | 476.98 | 465.7 | 460.71 | 456.54 | 452.44 | 448.9 | 446.41 | 444.15 | 442 | 439.96 | 437.67 | 435.5 | 433.33 | 431.2 | 429.24 | 427.51 | 426.07 | 424.78 | 423.43 | 422.25 | 421.27 | 420.32 | 419.42 | 418.55 | 417.73 | 416.92 | 416.28 | 415.89 | 415.53 | 415.6 | NPgN | GSP | NPg Planning Scenario | Total Baseline Demand Consumption (GWh)
NPg Planning Scenario | Dem_BB008 | GWh | NPgN | KNARE_111 | Total Baseline Demand Consumption (GWh) | Knaresborough | KNARESBOROUGH | 644.25 | 648.2 | 644.43 | 641.48 | 638.68 | 636.46 | 635.36 | 634.52 | 633.75 | 633.18 | 632.33 | 631.57 | 630.91 | 630.32 | 629.95 | 629.83 | 630.04 | 630.44 | 630.82 | 631.43 | 632.29 | 633.21 | 634.21 | 635.22 | 636.34 | 637.5 | 638.87 | 640.54 | 642.25 | 644.44 | NPgN | GSP | NPg Planning Scenario | Total Baseline Demand Consumption (GWh)
NPg Planning Scenario | Dem_BB008 | GWh | NPgN | LACK_6 | Total Baseline Demand Consumption (GWh) | Lackenby | LACKENBY | 864.42 | 846.77 | 842.11 | 838.54 | 834.9 | 831.97 | 830.29 | 828.86 | 827.52 | 826.25 | 824.66 | 823.12 | 821.58 | 820.02 | 818.7 | 817.64 | 816.91 | 816.36 | 815.69 | 815.23 | 815.02 | 814.82 | 814.67 | 814.55 | 814.48 | 814.42 | 814.58 | 815.08 | 815.6 | 816.7 | NPgN | GSP | NPg Planning Scenario | Total Baseline Demand Consumption (GWh)
NPg Planning Scenario | Dem_BB008 | GWh | NPgN | NORT_1 | Total Baseline Demand Consumption (GWh) | Norton | NORTON | 2059.93 | 2050.24 | 2034.45 | 2021.55 | 2008.96 | 1998.22 | 1991.12 | 1984.98 | 1979.16 | 1973.94 | 1967.91 | 1962.24 | 1956.86 | 1951.65 | 1947.23 | 1943.59 | 1940.92 | 1938.96 | 1936.88 | 1935.48 | 1934.85 | 1934.38 | 1934.14 | 1934.03 | 1934.18 | 1934.43 | 1935.3 | 1937.07 | 1938.96 | 1942.33 | NPgN | GSP | NPg Planning Scenario | Total Baseline Demand Consumption (GWh)
NPg Planning Scenario | Dem_BB008 | GWh | NPgN | OFFE_3 | Total Baseline Demand Consumption (GWh) | Offerton | OFFERTON | 239.23 | 233.05 | 230.55 | 228.49 | 226.46 | 224.71 | 223.55 | 222.49 | 221.5 | 220.54 | 219.45 | 218.45 | 217.42 | 216.42 | 215.5 | 214.69 | 214.04 | 213.46 | 212.84 | 212.31 | 211.89 | 211.48 | 211.09 | 210.72 | 210.37 | 210.03 | 209.78 | 209.66 | 209.56 | 209.69 | NPgN | GSP | NPg Planning Scenario | Total Baseline Demand Consumption (GWh)
NPg Planning Scenario | Dem_BB008 | GWh | NPgN | OSBA_1 | Total Baseline Demand Consumption (GWh) | Osbaldwick | OSBALDWICK | 1301.02 | 1321.73 | 1310.42 | 1301.12 | 1292.07 | 1284.27 | 1278.96 | 1274.27 | 1269.86 | 1265.81 | 1261.28 | 1257.09 | 1252.89 | 1248.85 | 1245.25 | 1242.26 | 1239.98 | 1238.12 | 1236.24 | 1234.76 | 1233.79 | 1232.95 | 1232.26 | 1231.77 | 1231.39 | 1231.09 | 1231.2 | 1231.92 | 1232.72 | 1234.5 | NPgN | GSP | NPg Planning Scenario | Total Baseline Demand Consumption (GWh)
NPg Planning Scenario | Dem_BB008 | GWh | NPgN | POPP_3 | Total Baseline Demand Consumption (GWh) | Poppleton | POPPLETON | 183.17 | 180.18 | 178.55 | 177.25 | 175.98 | 174.89 | 174.23 | 173.66 | 173.12 | 172.63 | 172.03 | 171.48 | 170.9 | 170.34 | 169.84 | 169.45 | 169.17 | 168.97 | 168.74 | 168.56 | 168.47 | 168.38 | 168.31 | 168.26 | 168.22 | 168.19 | 168.23 | 168.37 | 168.52 | 168.85 | NPgN | GSP | NPg Planning Scenario | Total Baseline Demand Consumption (GWh)
NPg Planning Scenario | Dem_BB008 | GWh | NPgN | SALH_1 | Total Baseline Demand Consumption (GWh) | Saltholme | SALTHOLME | 422.11 | 500.34 | 498.25 | 496.27 | 494.39 | 492.61 | 490.94 | 489.37 | 487.88 | 486.46 | 485.13 | 483.87 | 482.68 | 481.56 | 480.52 | 479.53 | 478.61 | 477.75 | 476.93 | 476.17 | 475.45 | 474.77 | 474.13 | 473.5 | 472.92 | 472.35 | 471.8 | 471.27 | 470.76 | 470.25 | NPgN | GSP | NPg Planning Scenario | Total Baseline Demand Consumption (GWh)
NPg Planning Scenario | Dem_BB008 | GWh | NPgN | SSHI_3 | Total Baseline Demand Consumption (GWh) | South Shields | SOUTH SHIELDS | 212.24 | 206.04 | 203.9 | 202.12 | 200.36 | 198.86 | 197.85 | 196.99 | 196.14 | 195.34 | 194.38 | 193.48 | 192.58 | 191.73 | 190.93 | 190.22 | 189.65 | 189.14 | 188.61 | 188.14 | 187.77 | 187.41 | 187.06 | 186.73 | 186.41 | 186.1 | 185.87 | 185.76 | 185.67 | 185.78 | NPgN | GSP | NPg Planning Scenario | Total Baseline Demand Consumption (GWh)
NPg Planning Scenario | Dem_BB008 | GWh | NPgN | KIELD01 and SPAD20 | Total Baseline Demand Consumption (GWh) | 0 | SPADEADAM | 31.96 | 31 | 30.76 | 30.58 | 30.4 | 30.25 | 30.16 | 30.09 | 30.02 | 29.97 | 29.89 | 29.82 | 29.75 | 29.69 | 29.63 | 29.59 | 29.55 | 29.53 | 29.51 | 29.5 | 29.5 | 29.51 | 29.52 | 29.54 | 29.56 | 29.58 | 29.62 | 29.67 | 29.72 | 29.79 | NPgN | GSP | NPg Planning Scenario | Total Baseline Demand Consumption (GWh)
NPg Planning Scenario | Dem_BB008 | GWh | NPgN | SPEN_1 | Total Baseline Demand Consumption (GWh) | Spennymoor | SPENNYMOOR | 1073.88 | 1056.41 | 1045.33 | 1036.07 | 1026.99 | 1019.15 | 1013.55 | 1008.52 | 1003.68 | 1006.6 | 1001.48 | 996.53 | 991.68 | 986.89 | 1003.32 | 999.45 | 996.17 | 993.32 | 990.33 | 987.7 | 985.52 | 983.4 | 981.39 | 979.46 | 977.63 | 975.84 | 974.42 | 973.56 | 972.75 | 972.9 | NPgN | GSP | NPg Planning Scenario | Total Baseline Demand Consumption (GWh)
NPg Planning Scenario | Dem_BB008 | GWh | NPgN | STEN_1 | Total Baseline Demand Consumption (GWh) | Stella North | STELLA NORTH | 1004.48 | 991.25 | 983.13 | 976.55 | 970.23 | 965.04 | 961.73 | 958.9 | 956.24 | 953.9 | 951.18 | 948.61 | 946 | 943.43 | 941.22 | 939.48 | 938.25 | 937.27 | 936.2 | 935.47 | 935.14 | 934.89 | 934.74 | 934.62 | 934.63 | 934.69 | 935.07 | 935.94 | 936.82 | 938.47 | NPgN | GSP | NPg Planning Scenario | Total Baseline Demand Consumption (GWh)
NPg Planning Scenario | Dem_BB008 | GWh | NPgN | STES_1 | Total Baseline Demand Consumption (GWh) | Stella South | STELLA SOUTH | 1079.39 | 1105.86 | 1096.06 | 1087.49 | 1079.2 | 1071.78 | 1065.84 | 1060.38 | 1055.19 | 1055.08 | 1050.01 | 1045.2 | 1040.56 | 1036.1 | 1045.49 | 1041.75 | 1038.47 | 1035.51 | 1032.56 | 1029.91 | 1027.59 | 1025.39 | 1023.31 | 1021.35 | 1019.48 | 1017.68 | 1016.13 | 1014.93 | 1013.79 | 1013.21 | NPgN | GSP | NPg Planning Scenario | Total Baseline Demand Consumption (GWh)
NPg Planning Scenario | Dem_BB008 | GWh | NPgN | TYNE_1 | Total Baseline Demand Consumption (GWh) | Tynemouth 1 | TYNEMOUTH | 743.43 | 777.72 | 772.98 | 769.37 | 765.86 | 763.18 | 761.95 | 761.13 | 760.38 | 759.8 | 758.83 | 757.9 | 757.03 | 756.21 | 755.62 | 755.35 | 755.41 | 755.77 | 756.06 | 756.59 | 757.45 | 758.35 | 759.32 | 760.38 | 761.51 | 762.68 | 764.12 | 765.96 | 767.85 | 770.41 | NPgN | GSP | NPg Planning Scenario | Total Baseline Demand Consumption (GWh)
NPg Planning Scenario | Dem_BB008 | GWh | NPgN | WBOL_6 | Total Baseline Demand Consumption (GWh) | West Boldon | WEST BOLDON | 1086.29 | 1116.94 | 1107.96 | 1100.56 | 1093.26 | 1087.08 | 1083 | 1079.38 | 1075.96 | 1072.74 | 1069.02 | 1065.53 | 1062.02 | 1058.64 | 1055.54 | 1052.88 | 1050.79 | 1048.96 | 1047 | 1045.38 | 1044.16 | 1042.98 | 1041.89 | 1040.86 | 1039.93 | 1039.01 | 1038.44 | 1038.38 | 1038.36 | 1039.2 | NPgN | GSP | NPg Planning Scenario | Total Baseline Demand Consumption (GWh)
NPg Planning Scenario | Dem_BB008 | GWh | NPgN | BRAW_1 | Total Baseline Demand Consumption (GWh) | Bradford West | BRADFORD WEST | 1808.77 | 1772.37 | 1755.57 | 1741.76 | 1728.2 | 1716.61 | 1708.81 | 1702.08 | 1695.77 | 1689.86 | 1682.86 | 1676.29 | 1669.9 | 1663.71 | 1658.15 | 1653.33 | 1649.57 | 1646.45 | 1643.13 | 1640.4 | 1638.42 | 1636.55 | 1634.86 | 1633.32 | 1631.94 | 1630.62 | 1629.94 | 1630.21 | 1630.57 | 1632.53 | NPgY | GSP | NPg Planning Scenario | Total Baseline Demand Consumption (GWh)
NPg Planning Scenario | Dem_BB008 | GWh | NPgN | CAMB_01 | Total Baseline Demand Consumption (GWh) | Camblesforth | CAMBLESFORTH | 185.81 | 205.37 | 204.29 | 203.42 | 202.58 | 201.88 | 201.44 | 201.08 | 200.75 | 200.45 | 200.1 | 199.78 | 199.49 | 199.22 | 198.99 | 198.82 | 198.72 | 198.67 | 198.63 | 198.65 | 198.74 | 198.84 | 198.97 | 199.12 | 199.29 | 199.47 | 199.7 | 200 | 200.32 | 200.74 | NPgY | GSP | NPg Planning Scenario | Total Baseline Demand Consumption (GWh)
NPg Planning Scenario | Dem_BB008 | GWh | NPgN | CREB_1 | Total Baseline Demand Consumption (GWh) | Creyke Beck | CREYKE BECK | 1981.56 | 1959.59 | 1942.35 | 1928.04 | 1913.92 | 1901.87 | 1893.52 | 1886.12 | 1879.21 | 1872.69 | 1865.51 | 1858.92 | 1852.47 | 1846.27 | 1840.58 | 1835.73 | 1831.94 | 1828.74 | 1825.48 | 1822.94 | 1821.19 | 1819.64 | 1818.34 | 1817.19 | 1816.31 | 1815.56 | 1815.43 | 1816.19 | 1817.08 | 1819.4 | NPgY | GSP | NPg Planning Scenario | Total Baseline Demand Consumption (GWh)
NPg Planning Scenario | Dem_BB008 | GWh | NPgN | DRAX_YEDL | Total Baseline Demand Consumption (GWh) | Drax | DRAX | 468.16 | 468.02 | 465.32 | 463.02 | 460.85 | 458.93 | 457.49 | 456.26 | 455.18 | 454.24 | 453.32 | 452.56 | 451.92 | 451.4 | 451.03 | 450.83 | 450.82 | 450.97 | 451.18 | 451.57 | 452.1 | 452.72 | 453.43 | 454.32 | 455.23 | 456.21 | 457.3 | 458.52 | 459.79 | 461.24 | NPgY | GSP | NPg Planning Scenario | Total Baseline Demand Consumption (GWh)
NPg Planning Scenario | Dem_BB008 | GWh | NPgN | ELLA_1 | Total Baseline Demand Consumption (GWh) | Elland | ELLAND | 1553.07 | 1521.11 | 1517.08 | 1504.71 | 1492.59 | 1482.03 | 1474.41 | 1467.63 | 1461.24 | 1479.05 | 1472.33 | 1465.92 | 1459.72 | 1453.71 | 1486.08 | 1481.22 | 1477.19 | 1473.74 | 1470.2 | 1467.11 | 1464.65 | 1462.29 | 1460.1 | 1458.06 | 1456.16 | 1454.32 | 1452.99 | 1452.41 | 1451.9 | 1452.64 | NPgY | GSP | NPg Planning Scenario | Total Baseline Demand Consumption (GWh)
NPg Planning Scenario | Dem_BB008 | GWh | NPgN | FERRA2 | Total Baseline Demand Consumption (GWh) | Ferrybridge A | FERRYBRIDGE A | 506.57 | 584.36 | 597.79 | 594.95 | 592.15 | 589.83 | 588.39 | 587.21 | 586.18 | 568.27 | 567.18 | 566.23 | 565.35 | 564.54 | 624.73 | 624.28 | 624.1 | 624.11 | 624.12 | 624.28 | 624.64 | 625.05 | 625.53 | 626.12 | 626.74 | 627.4 | 628.23 | 629.29 | 630.41 | 631.91 | NPgY | GSP | NPg Planning Scenario | Total Baseline Demand Consumption (GWh)
NPg Planning Scenario | Dem_BB008 | GWh | NPgN | FERRB9 | Total Baseline Demand Consumption (GWh) | Ferrybridge B (_M) | FERRYBRIDGE B | 1268.64 | 1283.65 | 1285.76 | 1277.49 | 1269.45 | 1262.57 | 1257.78 | 1253.58 | 1249.77 | 1262.15 | 1258.34 | 1254.92 | 1251.66 | 1248.6 | 1289.53 | 1287.4 | 1285.94 | 1284.94 | 1283.94 | 1283.31 | 1283.15 | 1283.12 | 1283.26 | 1283.65 | 1284.13 | 1284.7 | 1285.66 | 1287.16 | 1288.74 | 1291.18 | NPgY | GSP | NPg Planning Scenario | Total Baseline Demand Consumption (GWh)
NPg Planning Scenario | Dem_BB008 | GWh | NPgN | GRIW_1 | Total Baseline Demand Consumption (GWh) | Grimsby West | GRIMSBY WEST | 865.26 | 885.67 | 877.22 | 869.86 | 862.72 | 856.3 | 851.18 | 846.43 | 841.96 | 837.76 | 833.38 | 829.19 | 825.1 | 821.17 | 817.49 | 814.11 | 811.08 | 808.29 | 805.56 | 803.03 | 800.78 | 798.6 | 796.52 | 794.51 | 792.57 | 790.68 | 789 | 787.62 | 786.28 | 785.43 | NPgY | GSP | NPg Planning Scenario | Total Baseline Demand Consumption (GWh)
NPg Planning Scenario | Dem_BB008 | GWh | NPgN | JORD_3 | Total Baseline Demand Consumption (GWh) | Jordanthorpe | JORDANTHORPE | 263.07 | 256.7 | 255.2 | 254.12 | 253.04 | 252.22 | 251.89 | 251.67 | 251.48 | 251.34 | 251.03 | 250.78 | 250.47 | 250.16 | 249.92 | 249.79 | 249.81 | 249.89 | 249.95 | 250.06 | 250.27 | 250.48 | 250.71 | 250.96 | 251.22 | 251.49 | 251.84 | 252.33 | 252.82 | 253.54 | NPgY | GSP | NPg Planning Scenario | Total Baseline Demand Consumption (GWh)
NPg Planning Scenario | Dem_BB008 | GWh | NPgN | KEAD_YEDL | Total Baseline Demand Consumption (GWh) | Keadby | KEADBY | 1933.28 | 1920.24 | 1911.53 | 1904.32 | 1897.44 | 1891.59 | 1887.57 | 1884.18 | 1881.06 | 1878.33 | 1875.28 | 1872.48 | 1869.9 | 1867.53 | 1865.56 | 1864.03 | 1863.05 | 1862.47 | 1861.99 | 1861.94 | 1862.35 | 1862.94 | 1863.7 | 1864.65 | 1865.76 | 1866.97 | 1868.55 | 1870.6 | 1872.77 | 1875.69 | NPgY | GSP | NPg Planning Scenario | Total Baseline Demand Consumption (GWh)
NPg Planning Scenario | Dem_BB008 | GWh | NPgN | KIRKB1 | Total Baseline Demand Consumption (GWh) | Kirkstall B | KIRKSTALL B | 1088.41 | 1082.26 | 1072.34 | 1063.91 | 1055.71 | 1048.63 | 1043.47 | 1038.81 | 1034.42 | 1030.32 | 1025.9 | 1021.82 | 1017.77 | 1013.83 | 1010.22 | 1007.08 | 1004.57 | 1002.38 | 1000.15 | 998.18 | 996.58 | 995.07 | 993.66 | 992.34 | 991.12 | 989.94 | 989.07 | 988.66 | 988.28 | 988.65 | NPgY | GSP | NPg Planning Scenario | Total Baseline Demand Consumption (GWh)
NPg Planning Scenario | Dem_BB008 | GWh | NPgN | NEEP_3 | Total Baseline Demand Consumption (GWh) | Neepsend | NEEPSEND | 370.6 | 366.58 | 363.24 | 360.55 | 357.92 | 355.72 | 354.29 | 353.06 | 351.91 | 350.87 | 349.64 | 348.53 | 347.38 | 346.22 | 345.19 | 344.36 | 343.76 | 343.3 | 342.81 | 342.4 | 342.15 | 341.91 | 341.7 | 341.53 | 341.39 | 341.25 | 341.25 | 341.44 | 341.64 | 342.17 | NPgY | GSP | NPg Planning Scenario | Total Baseline Demand Consumption (GWh)
NPg Planning Scenario | Dem_BB008 | GWh | NPgN | NORL_3 | Total Baseline Demand Consumption (GWh) | Norton Lees | NORTON LEES | 249.53 | 240.3 | 238.31 | 236.83 | 235.37 | 234.22 | 233.69 | 233.28 | 232.91 | 232.6 | 232.11 | 231.7 | 231.23 | 230.72 | 230.31 | 230.04 | 229.94 | 229.94 | 229.9 | 229.91 | 230.03 | 230.16 | 230.31 | 230.47 | 230.65 | 230.83 | 231.11 | 231.56 | 232 | 232.71 | NPgY | GSP | NPg Planning Scenario | Total Baseline Demand Consumption (GWh)
NPg Planning Scenario | Dem_BB008 | GWh | NPgN | PITS_BB_B | Total Baseline Demand Consumption (GWh) | Pitsmoor | PITSMOOR 3/4 | 215.3 | 220 | 218.08 | 216.45 | 214.87 | 213.49 | 212.46 | 211.52 | 210.64 | 209.82 | 208.94 | 208.14 | 207.33 | 206.53 | 205.8 | 205.17 | 204.65 | 204.19 | 203.74 | 203.32 | 202.98 | 202.66 | 202.36 | 202.07 | 201.81 | 201.55 | 201.35 | 201.23 | 201.12 | 201.15 | NPgY | GSP | NPg Planning Scenario | Total Baseline Demand Consumption (GWh)
NPg Planning Scenario | Dem_BB008 | GWh | NPgN | SALT_1 | Total Baseline Demand Consumption (GWh) | Saltend North | SALTEND NORTH | 332.97 | 328.37 | 325.8 | 323.64 | 321.51 | 319.68 | 318.37 | 317.19 | 316.09 | 315.06 | 313.95 | 312.94 | 311.96 | 311.02 | 310.17 | 309.44 | 308.86 | 308.37 | 307.88 | 307.5 | 307.23 | 306.99 | 306.79 | 306.62 | 306.49 | 306.38 | 306.35 | 306.45 | 306.57 | 306.89 | NPgY | GSP | NPg Planning Scenario | Total Baseline Demand Consumption (GWh)
NPg Planning Scenario | Dem_BB008 | GWh | NPgN | SHEC_3 | Total Baseline Demand Consumption (GWh) | Sheffield City | SHEFFIELD CITY | 340.04 | 356.11 | 352.66 | 349.61 | 346.68 | 344.04 | 341.87 | 339.87 | 337.97 | 336.18 | 334.37 | 332.67 | 331 | 329.38 | 327.87 | 326.5 | 325.3 | 324.2 | 323.12 | 322.12 | 321.22 | 320.36 | 319.54 | 318.75 | 318 | 317.27 | 316.61 | 316.06 | 315.52 | 315.15 | NPgY | GSP | NPg Planning Scenario | Total Baseline Demand Consumption (GWh)
NPg Planning Scenario | Dem_BB008 | GWh | NPgN | SKLGB1 | Total Baseline Demand Consumption (GWh) | Skelton Grange | SKELTON GRANGE | 2611.11 | 2647.47 | 2630.94 | 2610.67 | 2590.91 | 2573.77 | 2561.26 | 2550.05 | 2539.54 | 2538.27 | 2527.52 | 2517.47 | 2507.64 | 2498.14 | 2515.03 | 2507.42 | 2501.21 | 2495.88 | 2490.45 | 2485.68 | 2481.88 | 2478.28 | 2474.94 | 2471.86 | 2469.01 | 2466.28 | 2464.31 | 2463.5 | 2462.76 | 2463.85 | NPgY | GSP | NPg Planning Scenario | Total Baseline Demand Consumption (GWh)
NPg Planning Scenario | Dem_BB008 | GWh | NPgN | TEMP_3 | Total Baseline Demand Consumption (GWh) | Templeborough | TEMPLEBOROUGH 275/33KV | 50.19 | 50.16 | 49.87 | 49.63 | 49.39 | 49.19 | 49.04 | 48.91 | 48.8 | 48.69 | 48.58 | 48.49 | 48.4 | 48.32 | 48.26 | 48.21 | 48.18 | 48.17 | 48.16 | 48.16 | 48.18 | 48.2 | 48.23 | 48.27 | 48.31 | 48.35 | 48.41 | 48.48 | 48.56 | 48.66 | NPgY | GSP | NPg Planning Scenario | Total Baseline Demand Consumption (GWh)
NPg Planning Scenario | Dem_BB008 | GWh | NPgN | THUR_6 | Total Baseline Demand Consumption (GWh) | Thurcroft | THURCROFT | 595.01 | 620.71 | 645.23 | 641.53 | 637.9 | 634.87 | 633.08 | 631.63 | 630.33 | 600 | 598.51 | 597.2 | 595.97 | 594.8 | 593.81 | 593.08 | 592.71 | 592.59 | 592.43 | 592.45 | 592.73 | 593.07 | 593.47 | 593.95 | 594.5 | 595.08 | 595.88 | 597 | 598.17 | 599.86 | NPgY | GSP | NPg Planning Scenario | Total Baseline Demand Consumption (GWh)
NPg Planning Scenario | Dem_BB008 | GWh | NPgN | WMEL_THOM | Total Baseline Demand Consumption (GWh) | Thorpe Marsh | WEST MELTON / THORPE MARSH | 2229.35 | 2231.89 | 2223.4 | 2207.91 | 2193 | 2179.88 | 2169.77 | 2160.85 | 2152.69 | 2157.01 | 2149.27 | 2142.29 | 2135.88 | 2129.99 | 2158.35 | 2154.05 | 2150.82 | 2148.42 | 2146.24 | 2144.7 | 2143.96 | 2143.53 | 2143.45 | 2143.77 | 2144.36 | 2145.17 | 2146.56 | 2148.74 | 2151.09 | 2154.61 | NPgY | GSP | NPg Planning Scenario | Total Baseline Demand Consumption (GWh)
NPg Planning Scenario | Dem_BB008 | GWh | NPgN | WMEL_BB3 | Total Baseline Demand Consumption (GWh) | West Melton | WEST MELTON SECTION 3 | 1039.02 | 1017.18 | 1018.15 | 1014.15 | 1010.03 | 1007.04 | 1006.46 | 1006.38 | 1006.45 | 1015.1 | 1014.5 | 1014.13 | 1013.65 | 1013.08 | 1037.06 | 1037.16 | 1037.88 | 1038.95 | 1039.82 | 1041 | 1042.63 | 1044.27 | 1045.97 | 1047.79 | 1049.65 | 1051.54 | 1053.84 | 1056.79 | 1059.8 | 1063.92 | NPgY | GSP | NPg Planning Scenario | Total Baseline Demand Consumption (GWh)
NPg Planning Scenario | Dem_BB008 | GWh | NPgN | WIBA_3 | Total Baseline Demand Consumption (GWh) | Wincobank | WINCOBANK | 159.08 | 211.99 | 210.32 | 208.79 | 207.32 | 205.96 | 204.77 | 203.65 | 202.6 | 201.61 | 200.63 | 199.71 | 198.84 | 198.02 | 197.24 | 196.52 | 195.87 | 195.27 | 194.7 | 194.16 | 193.67 | 193.21 | 192.77 | 192.35 | 191.96 | 191.58 | 191.22 | 190.91 | 190.6 | 190.34 | NPgY | GSP | NPg Planning Scenario | Total Baseline Demand Consumption (GWh)
NG FES - System Transformation | Dem_BB008 | GWh | NPgN | BLYTB1 | Total Baseline Demand Consumption (GWh) | Blyth 66kV | BLYTH 66kV | 623.07 | 613.94 | 606.81 | 601.59 | 598.08 | 596.74 | 595.81 | 595.01 | 594.15 | 593.15 | 594.05 | 595.01 | 596.07 | 597.11 | 598.13 | 599.22 | 600.71 | 602.27 | 603.86 | 605.55 | 607.54 | 609.59 | 611.75 | 614.19 | 616.63 | 619.1 | 621.61 | 624.14 | 626.7 | 629.3 | NPgN | GSP | NG FES - System Transformation | Total Baseline Demand Consumption (GWh)
NG FES - System Transformation | Dem_BB008 | GWh | NPgN | BLYTH132 | Total Baseline Demand Consumption (GWh) | Blyth 132kV | BLYTH 132kV | 285.74 | 282.43 | 279.19 | 276.88 | 275.39 | 274.96 | 274.74 | 274.57 | 274.38 | 274.12 | 274.61 | 275.13 | 275.69 | 276.25 | 276.79 | 277.39 | 278.12 | 278.9 | 279.67 | 280.5 | 281.47 | 282.46 | 283.5 | 284.68 | 285.85 | 287.03 | 288.22 | 289.42 | 290.64 | 291.86 | NPgN | GSP | NG FES - System Transformation | Total Baseline Demand Consumption (GWh)
NG FES - System Transformation | Dem_BB008 | GWh | NPgN | FOUR_1 | Total Baseline Demand Consumption (GWh) | Fourstones | FOURSTONES | 76.82 | 86.6 | 86.04 | 85.64 | 85.38 | 85.29 | 85.24 | 85.2 | 85.15 | 85.09 | 85.31 | 85.54 | 85.78 | 86.02 | 86.25 | 86.5 | 86.78 | 87.07 | 87.36 | 87.66 | 87.99 | 88.32 | 88.67 | 89.04 | 89.42 | 89.8 | 90.18 | 90.57 | 90.96 | 91.36 | NPgN | GSP | NG FES - System Transformation | Total Baseline Demand Consumption (GWh)
NG FES - System Transformation | Dem_BB008 | GWh | NPgN | HARM_6 | Total Baseline Demand Consumption (GWh) | Hart Moor | HARTMOOR | 420.34 | 417.8 | 411.99 | 407.33 | 403.69 | 401.35 | 399.28 | 397.3 | 395.31 | 393.25 | 392.32 | 391.41 | 390.56 | 389.68 | 388.79 | 387.94 | 387.26 | 386.62 | 385.97 | 385.36 | 384.92 | 384.5 | 384.13 | 383.88 | 383.63 | 383.38 | 383.13 | 382.87 | 382.6 | 382.34 | NPgN | GSP | NG FES - System Transformation | Total Baseline Demand Consumption (GWh)
NG FES - System Transformation | Dem_BB008 | GWh | NPgN | HAWP_6 | Total Baseline Demand Consumption (GWh) | Hawthorn Pit | HAWTHORN PIT GRID | 476.98 | 464.66 | 455.74 | 448.86 | 443.83 | 441.12 | 438.9 | 436.84 | 434.74 | 432.54 | 431.37 | 430.24 | 429.2 | 428.11 | 427 | 425.94 | 425.24 | 424.58 | 423.91 | 423.32 | 423.02 | 422.76 | 422.57 | 422.6 | 422.64 | 422.66 | 422.69 | 422.7 | 422.7 | 422.7 | NPgN | GSP | NG FES - System Transformation | Total Baseline Demand Consumption (GWh)
NG FES - System Transformation | Dem_BB008 | GWh | NPgN | KNARE_111 | Total Baseline Demand Consumption (GWh) | Knaresborough | KNARESBOROUGH | 644.28 | 647.93 | 640.67 | 635.68 | 632.71 | 632.33 | 632.46 | 632.74 | 632.94 | 632.99 | 634.44 | 635.97 | 637.64 | 639.31 | 640.95 | 642.68 | 644.93 | 647.29 | 649.68 | 652.19 | 655.07 | 658.03 | 661.12 | 664.43 | 667.81 | 671.23 | 674.69 | 678.16 | 681.67 | 685.22 | NPgN | GSP | NG FES - System Transformation | Total Baseline Demand Consumption (GWh)
NG FES - System Transformation | Dem_BB008 | GWh | NPgN | LACK_6 | Total Baseline Demand Consumption (GWh) | Lackenby | LACKENBY | 864.44 | 845.28 | 835.2 | 827.98 | 823.32 | 821.92 | 821.2 | 820.68 | 820.1 | 819.35 | 819.26 | 819.23 | 819.34 | 819.4 | 819.43 | 819.57 | 820.15 | 820.81 | 821.47 | 822.25 | 823.44 | 824.69 | 826.06 | 827.76 | 829.47 | 831.17 | 832.89 | 834.59 | 836.29 | 838 | NPgN | GSP | NG FES - System Transformation | Total Baseline Demand Consumption (GWh)
NG FES - System Transformation | Dem_BB008 | GWh | NPgN | NORT_1 | Total Baseline Demand Consumption (GWh) | Norton | NORTON | 2060.04 | 2049.5 | 2022.94 | 2003.38 | 1990.09 | 1984.73 | 1980.95 | 1977.65 | 1974.15 | 1970.23 | 1971.06 | 1972.08 | 1973.48 | 1974.79 | 1976.05 | 1977.58 | 1980.38 | 1983.45 | 1986.54 | 1989.99 | 1994.49 | 1999.17 | 2004.18 | 2009.94 | 2015.81 | 2021.72 | 2027.7 | 2033.68 | 2039.71 | 2045.8 | NPgN | GSP | NG FES - System Transformation | Total Baseline Demand Consumption (GWh)
NG FES - System Transformation | Dem_BB008 | GWh | NPgN | OFFE_3 | Total Baseline Demand Consumption (GWh) | Offerton | OFFERTON | 239.24 | 232.43 | 227.74 | 224.17 | 221.61 | 220.33 | 219.31 | 218.37 | 217.42 | 216.41 | 215.87 | 215.35 | 214.87 | 214.37 | 213.86 | 213.38 | 213.09 | 212.82 | 212.55 | 212.32 | 212.25 | 212.2 | 212.19 | 212.31 | 212.42 | 212.53 | 212.64 | 212.74 | 212.84 | 212.94 | NPgN | GSP | NG FES - System Transformation | Total Baseline Demand Consumption (GWh)
NG FES - System Transformation | Dem_BB008 | GWh | NPgN | OSBA_1 | Total Baseline Demand Consumption (GWh) | Osbaldwick | OSBALDWICK | 1301.08 | 1320.88 | 1302.23 | 1288.05 | 1277.88 | 1272.81 | 1268.76 | 1265.03 | 1261.18 | 1257.08 | 1256.5 | 1256.05 | 1255.8 | 1255.46 | 1255.09 | 1254.86 | 1255.49 | 1256.25 | 1257.02 | 1258 | 1259.65 | 1261.4 | 1263.35 | 1265.93 | 1268.47 | 1271.04 | 1273.66 | 1276.29 | 1278.94 | 1281.64 | NPgN | GSP | NG FES - System Transformation | Total Baseline Demand Consumption (GWh)
NG FES - System Transformation | Dem_BB008 | GWh | NPgN | POPP_3 | Total Baseline Demand Consumption (GWh) | Poppleton | POPPLETON | 183.18 | 179.51 | 176.13 | 173.53 | 171.63 | 170.62 | 169.79 | 169.02 | 168.24 | 167.41 | 166.99 | 166.57 | 166.19 | 165.79 | 165.38 | 164.99 | 164.75 | 164.53 | 164.3 | 164.1 | 164.02 | 163.95 | 163.91 | 163.95 | 163.99 | 164.03 | 164.07 | 164.11 | 164.14 | 164.18 | NPgN | GSP | NG FES - System Transformation | Total Baseline Demand Consumption (GWh)
NG FES - System Transformation | Dem_BB008 | GWh | NPgN | SALH_1 | Total Baseline Demand Consumption (GWh) | Saltholme | SALTHOLME | 422.11 | 501.45 | 500.3 | 499.18 | 498.1 | 497.05 | 496 | 494.95 | 493.89 | 492.83 | 492.72 | 492.61 | 492.52 | 492.43 | 492.35 | 492.27 | 492.21 | 492.16 | 492.12 | 492.08 | 492.06 | 492.05 | 492.04 | 492.04 | 492.05 | 492.07 | 492.09 | 492.12 | 492.16 | 492.21 | NPgN | GSP | NG FES - System Transformation | Total Baseline Demand Consumption (GWh)
NG FES - System Transformation | Dem_BB008 | GWh | NPgN | SSHI_3 | Total Baseline Demand Consumption (GWh) | South Shields | SOUTH SHIELDS | 212.25 | 205.39 | 201.16 | 197.95 | 195.65 | 194.5 | 193.58 | 192.75 | 191.9 | 191 | 190.46 | 189.94 | 189.46 | 188.96 | 188.45 | 187.96 | 187.64 | 187.35 | 187.05 | 186.79 | 186.68 | 186.57 | 186.51 | 186.56 | 186.6 | 186.64 | 186.68 | 186.71 | 186.73 | 186.76 | NPgN | GSP | NG FES - System Transformation | Total Baseline Demand Consumption (GWh)
NG FES - System Transformation | Dem_BB008 | GWh | NPgN | KIELD01 and SPAD20 | Total Baseline Demand Consumption (GWh) | 0 | SPADEADAM | 31.97 | 31.01 | 30.6 | 30.31 | 30.13 | 30.09 | 30.07 | 30.06 | 30.05 | 30.03 | 30.09 | 30.16 | 30.23 | 30.31 | 30.38 | 30.45 | 30.55 | 30.65 | 30.75 | 30.86 | 30.99 | 31.12 | 31.25 | 31.4 | 31.56 | 31.71 | 31.86 | 32.02 | 32.17 | 32.33 | NPgN | GSP | NG FES - System Transformation | Total Baseline Demand Consumption (GWh)
NG FES - System Transformation | Dem_BB008 | GWh | NPgN | SPEN_1 | Total Baseline Demand Consumption (GWh) | Spennymoor | SPENNYMOOR | 1073.94 | 1054.33 | 1034.6 | 1019.37 | 1008.18 | 1002.11 | 997.12 | 992.47 | 987.75 | 990.24 | 987.7 | 985.25 | 982.99 | 980.64 | 999.05 | 996.81 | 995.22 | 993.74 | 992.23 | 990.91 | 990.22 | 989.59 | 989.13 | 989.18 | 989.22 | 989.23 | 989.25 | 989.22 | 989.18 | 989.14 | NPgN | GSP | NG FES - System Transformation | Total Baseline Demand Consumption (GWh)
NG FES - System Transformation | Dem_BB008 | GWh | NPgN | STEN_1 | Total Baseline Demand Consumption (GWh) | Stella North | STELLA NORTH | 1004.54 | 989.12 | 974.24 | 963.03 | 955.09 | 951.26 | 948.23 | 945.42 | 942.55 | 939.46 | 938.6 | 937.73 | 936.97 | 936.11 | 935.21 | 934.21 | 934.44 | 934.73 | 935 | 935.46 | 936.47 | 937.58 | 938.84 | 940.39 | 941.99 | 943.63 | 945.31 | 947 | 948.69 | 950.42 | NPgN | GSP | NG FES - System Transformation | Total Baseline Demand Consumption (GWh)
NG FES - System Transformation | Dem_BB008 | GWh | NPgN | STES_1 | Total Baseline Demand Consumption (GWh) | Stella South | STELLA SOUTH | 1079.42 | 1106.75 | 1093.85 | 1083.57 | 1075.65 | 1070.72 | 1066.4 | 1062.27 | 1058.09 | 1058.5 | 1057.23 | 1056.03 | 1054.95 | 1053.84 | 1066.21 | 1065.17 | 1064.54 | 1064 | 1063.45 | 1063.03 | 1063 | 1063.01 | 1063.15 | 1063.62 | 1064.08 | 1064.55 | 1065.05 | 1065.53 | 1066.03 | 1066.54 | NPgN | GSP | NG FES - System Transformation | Total Baseline Demand Consumption (GWh)
NG FES - System Transformation | Dem_BB008 | GWh | NPgN | TYNE_1 | Total Baseline Demand Consumption (GWh) | Tynemouth 1 | TYNEMOUTH | 743.45 | 775.68 | 764.78 | 756.9 | 751.72 | 749.96 | 748.88 | 747.99 | 747.05 | 745.92 | 746.27 | 746.67 | 747.19 | 747.67 | 748.12 | 748.6 | 749.84 | 751.16 | 752.5 | 753.99 | 755.93 | 757.96 | 760.12 | 762.65 | 765.19 | 767.75 | 770.37 | 772.99 | 775.63 | 778.31 | NPgN | GSP | NG FES - System Transformation | Total Baseline Demand Consumption (GWh)
NG FES - System Transformation | Dem_BB008 | GWh | NPgN | WBOL_6 | Total Baseline Demand Consumption (GWh) | West Boldon | WEST BOLDON | 1086.31 | 1114.33 | 1097.15 | 1084.12 | 1074.79 | 1070.17 | 1066.49 | 1063.12 | 1059.68 | 1056.01 | 1054.14 | 1052.31 | 1050.65 | 1048.9 | 1047.09 | 1045.31 | 1044.48 | 1043.75 | 1042.99 | 1042.41 | 1042.42 | 1042.49 | 1042.74 | 1043.42 | 1044.09 | 1044.76 | 1045.45 | 1046.12 | 1046.77 | 1047.43 | NPgN | GSP | NG FES - System Transformation | Total Baseline Demand Consumption (GWh)
NG FES - System Transformation | Dem_BB008 | GWh | NPgN | BRAW_1 | Total Baseline Demand Consumption (GWh) | Bradford West | BRADFORD WEST | 1808.85 | 1767.21 | 1735.01 | 1710.14 | 1691.82 | 1681.81 | 1673.47 | 1665.67 | 1657.76 | 1649.47 | 1645.13 | 1640.91 | 1636.98 | 1632.88 | 1628.68 | 1624.54 | 1622.06 | 1619.74 | 1617.38 | 1615.34 | 1614.32 | 1613.41 | 1612.79 | 1612.97 | 1613.11 | 1613.24 | 1613.41 | 1613.51 | 1613.6 | 1613.7 | NPgY | GSP | NG FES - System Transformation | Total Baseline Demand Consumption (GWh)
NG FES - System Transformation | Dem_BB008 | GWh | NPgN | CAMB_01 | Total Baseline Demand Consumption (GWh) | Camblesforth | CAMBLESFORTH | 185.82 | 205.47 | 203.74 | 202.51 | 201.72 | 201.5 | 201.38 | 201.29 | 201.18 | 201.04 | 201.38 | 201.74 | 202.12 | 202.51 | 202.89 | 203.29 | 203.79 | 204.3 | 204.83 | 205.38 | 206.02 | 206.67 | 207.35 | 208.09 | 208.85 | 209.61 | 210.38 | 211.16 | 211.95 | 212.74 | NPgY | GSP | NG FES - System Transformation | Total Baseline Demand Consumption (GWh)
NG FES - System Transformation | Dem_BB008 | GWh | NPgN | CREB_1 | Total Baseline Demand Consumption (GWh) | Creyke Beck | CREYKE BECK | 1981.67 | 1959.15 | 1931.77 | 1911.22 | 1896.78 | 1890.07 | 1884.89 | 1880.14 | 1875.26 | 1869.93 | 1869.9 | 1870.02 | 1870.48 | 1870.84 | 1871.13 | 1871.59 | 1873.5 | 1875.65 | 1877.83 | 1880.36 | 1883.92 | 1887.67 | 1891.75 | 1896.54 | 1901.45 | 1906.4 | 1911.44 | 1916.49 | 1921.6 | 1926.78 | NPgY | GSP | NG FES - System Transformation | Total Baseline Demand Consumption (GWh)
NG FES - System Transformation | Dem_BB008 | GWh | NPgN | DRAX_YEDL | Total Baseline Demand Consumption (GWh) | Drax | DRAX | 468.21 | 469.77 | 467.68 | 466.23 | 465.34 | 465.16 | 465.11 | 465.09 | 465.03 | 464.91 | 466.75 | 468.64 | 470.58 | 472.53 | 474.51 | 476.55 | 478.73 | 480.99 | 483.29 | 485.65 | 488.15 | 490.7 | 493.32 | 496.19 | 499.02 | 501.91 | 504.86 | 507.85 | 510.9 | 514.01 | NPgY | GSP | NG FES - System Transformation | Total Baseline Demand Consumption (GWh)
NG FES - System Transformation | Dem_BB008 | GWh | NPgN | ELLA_1 | Total Baseline Demand Consumption (GWh) | Elland | ELLAND | 1553.12 | 1517.48 | 1501.92 | 1481.41 | 1465.93 | 1456.84 | 1449.04 | 1441.66 | 1434.19 | 1450.33 | 1446.44 | 1442.64 | 1439.07 | 1435.38 | 1469.49 | 1465.78 | 1463.31 | 1460.98 | 1458.61 | 1456.48 | 1455.14 | 1453.89 | 1452.86 | 1452.46 | 1452.03 | 1451.59 | 1451.17 | 1450.71 | 1450.25 | 1449.78 | NPgY | GSP | NG FES - System Transformation | Total Baseline Demand Consumption (GWh)
NG FES - System Transformation | Dem_BB008 | GWh | NPgN | FERRA2 | Total Baseline Demand Consumption (GWh) | Ferrybridge A | FERRYBRIDGE A | 506.59 | 584.05 | 594.74 | 590.1 | 586.96 | 585.72 | 584.87 | 584.14 | 583.38 | 565.53 | 566 | 566.52 | 567.14 | 567.74 | 629.21 | 629.9 | 630.89 | 631.95 | 633.02 | 634.2 | 635.63 | 637.11 | 638.68 | 640.55 | 642.39 | 644.26 | 646.17 | 648.09 | 650.05 | 652.04 | NPgY | GSP | NG FES - System Transformation | Total Baseline Demand Consumption (GWh)
NG FES - System Transformation | Dem_BB008 | GWh | NPgN | FERRB9 | Total Baseline Demand Consumption (GWh) | Ferrybridge B (_M) | FERRYBRIDGE B | 1268.73 | 1283.35 | 1279.88 | 1268.06 | 1259.55 | 1255.25 | 1251.78 | 1248.56 | 1245.27 | 1257.6 | 1257.69 | 1257.88 | 1258.26 | 1258.6 | 1302.51 | 1302.9 | 1304.24 | 1305.73 | 1307.24 | 1308.96 | 1311.26 | 1313.66 | 1316.25 | 1319.44 | 1322.58 | 1325.79 | 1329.08 | 1332.4 | 1335.78 | 1339.22 | NPgY | GSP | NG FES - System Transformation | Total Baseline Demand Consumption (GWh)
NG FES - System Transformation | Dem_BB008 | GWh | NPgN | GRIW_1 | Total Baseline Demand Consumption (GWh) | Grimsby West | GRIMSBY WEST | 865.28 | 885.99 | 874.34 | 865.1 | 858.01 | 853.66 | 849.87 | 846.26 | 842.61 | 838.83 | 837.25 | 835.71 | 834.28 | 832.8 | 831.3 | 829.86 | 828.85 | 827.91 | 826.95 | 826.1 | 825.59 | 825.13 | 824.76 | 824.67 | 824.57 | 824.47 | 824.39 | 824.28 | 824.17 | 824.07 | NPgY | GSP | NG FES - System Transformation | Total Baseline Demand Consumption (GWh)
NG FES - System Transformation | Dem_BB008 | GWh | NPgN | JORD_3 | Total Baseline Demand Consumption (GWh) | Jordanthorpe | JORDANTHORPE | 263.09 | 255.53 | 251.59 | 248.69 | 246.7 | 245.88 | 245.28 | 244.75 | 244.2 | 243.59 | 243.24 | 242.89 | 242.57 | 242.24 | 241.88 | 241.48 | 241.46 | 241.47 | 241.47 | 241.51 | 241.71 | 241.92 | 242.17 | 242.54 | 242.89 | 243.25 | 243.62 | 243.99 | 244.36 | 244.74 | NPgY | GSP | NG FES - System Transformation | Total Baseline Demand Consumption (GWh)
NG FES - System Transformation | Dem_BB008 | GWh | NPgN | KEAD_YEDL | Total Baseline Demand Consumption (GWh) | Keadby | KEADBY | 1933.43 | 1922.06 | 1909.88 | 1901.03 | 1895.13 | 1893.02 | 1891.64 | 1890.46 | 1889.17 | 1887.64 | 1890.15 | 1892.77 | 1895.61 | 1898.44 | 1901.26 | 1904.3 | 1907.91 | 1911.68 | 1915.51 | 1919.54 | 1924.12 | 1928.83 | 1933.75 | 1939.12 | 1944.57 | 1950.07 | 1955.66 | 1961.29 | 1967.01 | 1972.8 | NPgY | GSP | NG FES - System Transformation | Total Baseline Demand Consumption (GWh)
NG FES - System Transformation | Dem_BB008 | GWh | NPgN | KIRKB1 | Total Baseline Demand Consumption (GWh) | Kirkstall B | KIRKSTALL B | 1088.45 | 1080.25 | 1063.81 | 1050.78 | 1040.79 | 1034.65 | 1029.25 | 1024.08 | 1018.87 | 1013.48 | 1010.65 | 1007.85 | 1005.17 | 1002.39 | 999.56 | 996.64 | 994.82 | 993.08 | 991.31 | 989.69 | 988.55 | 987.47 | 986.51 | 985.91 | 985.27 | 984.65 | 984.05 | 983.43 | 982.8 | 982.18 | NPgY | GSP | NG FES - System Transformation | Total Baseline Demand Consumption (GWh)
NG FES - System Transformation | Dem_BB008 | GWh | NPgN | NEEP_3 | Total Baseline Demand Consumption (GWh) | Neepsend | NEEPSEND | 370.62 | 365.28 | 358.68 | 353.58 | 349.8 | 347.69 | 345.92 | 344.25 | 342.56 | 340.79 | 339.79 | 338.79 | 337.85 | 336.87 | 335.87 | 334.84 | 334.25 | 333.7 | 333.13 | 332.63 | 332.33 | 332.06 | 331.85 | 331.79 | 331.71 | 331.64 | 331.58 | 331.51 | 331.43 | 331.35 | NPgY | GSP | NG FES - System Transformation | Total Baseline Demand Consumption (GWh)
NG FES - System Transformation | Dem_BB008 | GWh | NPgN | NORL_3 | Total Baseline Demand Consumption (GWh) | Norton Lees | NORTON LEES | 249.54 | 238.83 | 233.86 | 230.13 | 227.48 | 226.2 | 225.19 | 224.26 | 223.31 | 222.3 | 221.62 | 220.94 | 220.3 | 219.63 | 218.94 | 218.2 | 217.89 | 217.6 | 217.3 | 217.05 | 216.97 | 216.92 | 216.91 | 217.02 | 217.11 | 217.22 | 217.33 | 217.43 | 217.53 | 217.63 | NPgY | GSP | NG FES - System Transformation | Total Baseline Demand Consumption (GWh)
NG FES - System Transformation | Dem_BB008 | GWh | NPgN | PITS_BB_B | Total Baseline Demand Consumption (GWh) | Pitsmoor | PITSMOOR 3/4 | 215.31 | 219.72 | 216.69 | 214.26 | 212.38 | 211.18 | 210.12 | 209.11 | 208.08 | 207.03 | 206.5 | 205.99 | 205.5 | 204.99 | 204.47 | 203.95 | 203.6 | 203.25 | 202.91 | 202.59 | 202.35 | 202.13 | 201.93 | 201.79 | 201.65 | 201.51 | 201.38 | 201.23 | 201.09 | 200.95 | NPgY | GSP | NG FES - System Transformation | Total Baseline Demand Consumption (GWh)
NG FES - System Transformation | Dem_BB008 | GWh | NPgN | SALT_1 | Total Baseline Demand Consumption (GWh) | Saltend North | SALTEND NORTH | 332.98 | 328.57 | 324.83 | 322.02 | 320.02 | 319.06 | 318.32 | 317.63 | 316.92 | 316.14 | 316.24 | 316.36 | 316.53 | 316.69 | 316.84 | 317.03 | 317.38 | 317.76 | 318.15 | 318.59 | 319.17 | 319.77 | 320.43 | 321.18 | 321.95 | 322.73 | 323.52 | 324.32 | 325.12 | 325.94 | NPgY | GSP | NG FES - System Transformation | Total Baseline Demand Consumption (GWh)
NG FES - System Transformation | Dem_BB008 | GWh | NPgN | SHEC_3 | Total Baseline Demand Consumption (GWh) | Sheffield City | SHEFFIELD CITY | 340.05 | 356.12 | 351.66 | 347.97 | 344.94 | 342.75 | 340.73 | 338.75 | 336.76 | 334.74 | 333.79 | 332.84 | 331.92 | 330.98 | 330.03 | 329.04 | 328.34 | 327.67 | 326.98 | 326.34 | 325.8 | 325.27 | 324.77 | 324.35 | 323.92 | 323.5 | 323.08 | 322.66 | 322.24 | 321.83 | NPgY | GSP | NG FES - System Transformation | Total Baseline Demand Consumption (GWh)
NG FES - System Transformation | Dem_BB008 | GWh | NPgN | SKLGB1 | Total Baseline Demand Consumption (GWh) | Skelton Grange | SKELTON GRANGE | 2611.22 | 2642.59 | 2609.98 | 2578.45 | 2554.42 | 2539.88 | 2527.2 | 2515.1 | 2502.88 | 2498.84 | 2492.62 | 2486.47 | 2480.64 | 2474.61 | 2494.06 | 2487.72 | 2484.02 | 2480.53 | 2476.98 | 2473.8 | 2471.82 | 2470 | 2468.5 | 2467.93 | 2467.27 | 2466.67 | 2466.13 | 2465.54 | 2464.96 | 2464.4 | NPgY | GSP | NG FES - System Transformation | Total Baseline Demand Consumption (GWh)
NG FES - System Transformation | Dem_BB008 | GWh | NPgN | TEMP_3 | Total Baseline Demand Consumption (GWh) | Templeborough | TEMPLEBOROUGH 275/33KV | 50.19 | 50.23 | 49.86 | 49.59 | 49.4 | 49.33 | 49.28 | 49.24 | 49.19 | 49.14 | 49.22 | 49.3 | 49.39 | 49.49 | 49.58 | 49.67 | 49.8 | 49.93 | 50.07 | 50.21 | 50.37 | 50.54 | 50.71 | 50.89 | 51.08 | 51.27 | 51.47 | 51.67 | 51.87 | 52.08 | NPgY | GSP | NG FES - System Transformation | Total Baseline Demand Consumption (GWh)
NG FES - System Transformation | Dem_BB008 | GWh | NPgN | THUR_6 | Total Baseline Demand Consumption (GWh) | Thurcroft | THURCROFT | 595.03 | 620.01 | 640.32 | 633.87 | 629.57 | 628.01 | 627 | 626.16 | 625.28 | 595.11 | 595.47 | 595.9 | 596.47 | 597.01 | 597.55 | 598.19 | 599.24 | 600.39 | 601.55 | 602.84 | 604.49 | 606.21 | 608.04 | 610.19 | 612.35 | 614.53 | 616.74 | 618.96 | 621.21 | 623.49 | NPgY | GSP | NG FES - System Transformation | Total Baseline Demand Consumption (GWh)
NG FES - System Transformation | Dem_BB008 | GWh | NPgN | WMEL_THOM | Total Baseline Demand Consumption (GWh) | Thorpe Marsh | WEST MELTON / THORPE MARSH | 2229.39 | 2236.58 | 2224.86 | 2208.7 | 2197.05 | 2191.18 | 2186.44 | 2182 | 2177.46 | 2184.43 | 2187.38 | 2190.55 | 2194.09 | 2197.66 | 2234.85 | 2238.74 | 2243.71 | 2248.99 | 2254.38 | 2260.11 | 2266.7 | 2273.5 | 2280.63 | 2288.58 | 2296.61 | 2304.77 | 2313.1 | 2321.54 | 2330.12 | 2338.87 | NPgY | GSP | NG FES - System Transformation | Total Baseline Demand Consumption (GWh)
NG FES - System Transformation | Dem_BB008 | GWh | NPgN | WMEL_BB3 | Total Baseline Demand Consumption (GWh) | West Melton | WEST MELTON SECTION 3 | 1039.08 | 1012.01 | 1000.96 | 988.21 | 979.94 | 977.37 | 975.97 | 974.92 | 973.81 | 980.93 | 980.46 | 980.1 | 979.97 | 979.75 | 1003.8 | 1003.65 | 1004.49 | 1005.48 | 1006.45 | 1007.66 | 1009.58 | 1011.6 | 1013.83 | 1016.69 | 1019.52 | 1022.36 | 1025.24 | 1028.1 | 1030.98 | 1033.88 | NPgY | GSP | NG FES - System Transformation | Total Baseline Demand Consumption (GWh)
NG FES - System Transformation | Dem_BB008 | GWh | NPgN | WIBA_3 | Total Baseline Demand Consumption (GWh) | Wincobank | WINCOBANK | 159.08 | 212.52 | 211 | 209.7 | 208.58 | 207.7 | 206.87 | 206.06 | 205.24 | 204.41 | 204.23 | 204.05 | 203.89 | 203.73 | 203.56 | 203.42 | 203.31 | 203.21 | 203.12 | 203.04 | 203 | 202.96 | 202.94 | 202.94 | 202.96 | 202.97 | 202.99 | 203.01 | 203.04 | 203.08 | NPgY | GSP | NG FES - System Transformation | Total Baseline Demand Consumption (GWh)
NG FES - Consumer Transformation | Gen_BB010 | MW | NPgN | BLYTB1 | Total installed biomass capacity (MW) | Blyth 66kV | BLYTH 66kV | 31.7 | 31.666 | 31.666 | 31.666 | 31.666 | 31.666 | 31.666 | 31.666 | 31.666 | 31.666 | 31.129 | 29.625 | 28.122 | 26.619 | 25.116 | 23.613 | 22.11 | 20.607 | 19.104 | 17.601 | 16.098 | 14.595 | 13.091 | 11.588 | 10.085 | 8.582 | 7.079 | 5.576 | 4.073 | 4.073 | NPgN | GSP | NG FES - Consumer Transformation | Total installed biomass capacity (MW)
NG FES - Consumer Transformation | Gen_BB010 | MW | NPgN | BLYTH132 | Total installed biomass capacity (MW) | Blyth 132kV | BLYTH 132kV | 380 | 380 | 380 | 380 | 380 | 380 | 380 | 380 | 380 | 380 | 373.546 | 355.509 | 337.471 | 319.434 | 301.397 | 283.36 | 265.322 | 247.285 | 229.248 | 211.211 | 193.173 | 175.136 | 157.099 | 139.062 | 121.025 | 102.987 | 84.95 | 66.913 | 48.876 | 48.876 | NPgN | GSP | NG FES - Consumer Transformation | Total installed biomass capacity (MW)
NG FES - Consumer Transformation | Gen_BB010 | MW | NPgN | FOUR_1 | Total installed biomass capacity (MW) | Fourstones | FOURSTONES | 0 | 0 | 0 | 0 | 0 | 0 | 0 | 0 | 0 | 0 | 0 | 0 | 0 | 0 | 0 | 0 | 0 | 0 | 0 | 0 | 0 | 0 | 0 | 0 | 0 | 0 | 0 | 0 | 0 | 0 | NPgN | GSP | NG FES - Consumer Transformation | Total installed biomass capacity (MW)
NG FES - Consumer Transformation | Gen_BB010 | MW | NPgN | HARM_6 | Total installed biomass capacity (MW) | Hart Moor | HARTMOOR | 0 | 0 | 0 | 0 | 0 | 0 | 0 | 0 | 0 | 0 | 0 | 0 | 0 | 0 | 0 | 0 | 0 | 0 | 0 | 0 | 0 | 0 | 0 | 0 | 0 | 0 | 0 | 0 | 0 | 0 | NPgN | GSP | NG FES - Consumer Transformation | Total installed biomass capacity (MW)
NG FES - Consumer Transformation | Gen_BB010 | MW | NPgN | HAWP_6 | Total installed biomass capacity (MW) | Hawthorn Pit | HAWTHORN PIT GRID | 0 | 0 | 0 | 0 | 0 | 0 | 0 | 0 | 0 | 0 | 0 | 0 | 0 | 0 | 0 | 0 | 0 | 0 | 0 | 0 | 0 | 0 | 0 | 0 | 0 | 0 | 0 | 0 | 0 | 0 | NPgN | GSP | NG FES - Consumer Transformation | Total installed biomass capacity (MW)
NG FES - Consumer Transformation | Gen_BB010 | MW | NPgN | KNARE_111 | Total installed biomass capacity (MW) | Knaresborough | KNARESBOROUGH | 0.475 | 0.475 | 0.475 | 0.475 | 0.475 | 0.475 | 0.475 | 0.475 | 0.475 | 0.475 | 0.467 | 0.444 | 0.422 | 0.399 | 0.377 | 0.354 | 0.332 | 0.309 | 0.287 | 0.264 | 0.241 | 0.219 | 0.196 | 0.174 | 0.151 | 0.129 | 0.106 | 0.084 | 0.061 | 0.061 | NPgN | GSP | NG FES - Consumer Transformation | Total installed biomass capacity (MW)
NG FES - Consumer Transformation | Gen_BB010 | MW | NPgN | LACK_6 | Total installed biomass capacity (MW) | Lackenby | LACKENBY | 0.39 | 0.39 | 0.39 | 0.39 | 0.39 | 0.39 | 0.39 | 0.39 | 0.39 | 0.39 | 0.384 | 0.365 | 0.347 | 0.328 | 0.31 | 0.291 | 0.273 | 0.254 | 0.236 | 0.217 | 0.198 | 0.18 | 0.161 | 0.143 | 0.124 | 0.106 | 0.087 | 0.069 | 0.05 | 0.05 | NPgN | GSP | NG FES - Consumer Transformation | Total installed biomass capacity (MW)
NG FES - Consumer Transformation | Gen_BB010 | MW | NPgN | NORT_1 | Total installed biomass capacity (MW) | Norton | NORTON | 0 | 0 | 0 | 0 | 0 | 0 | 0 | 0 | 0 | 0 | 0 | 0 | 0 | 0 | 0 | 0 | 0 | 0 | 0 | 0 | 0 | 0 | 0 | 0 | 0 | 0 | 0 | 0 | 0 | 0 | NPgN | GSP | NG FES - Consumer Transformation | Total installed biomass capacity (MW)
NG FES - Consumer Transformation | Gen_BB010 | MW | NPgN | OFFE_3 | Total installed biomass capacity (MW) | Offerton | OFFERTON | 0 | 0 | 0 | 0 | 0 | 0 | 0 | 0 | 0 | 0 | 0 | 0 | 0 | 0 | 0 | 0 | 0 | 0 | 0 | 0 | 0 | 0 | 0 | 0 | 0 | 0 | 0 | 0 | 0 | 0 | NPgN | GSP | NG FES - Consumer Transformation | Total installed biomass capacity (MW)
NG FES - Consumer Transformation | Gen_BB010 | MW | NPgN | OSBA_1 | Total installed biomass capacity (MW) | Osbaldwick | OSBALDWICK | 0.5 | 0.5 | 0.5 | 0.5 | 0.5 | 0.5 | 0.5 | 0.5 | 0.5 | 0.5 | 0.491 | 0.467 | 0.444 | 0.42 | 0.396 | 0.373 | 0.349 | 0.325 | 0.301 | 0.278 | 0.254 | 0.23 | 0.207 | 0.183 | 0.159 | 0.135 | 0.112 | 0.088 | 0.064 | 0.064 | NPgN | GSP | NG FES - Consumer Transformation | Total installed biomass capacity (MW)
NG FES - Consumer Transformation | Gen_BB010 | MW | NPgN | POPP_3 | Total installed biomass capacity (MW) | Poppleton | POPPLETON | 0 | 0 | 0 | 0 | 0 | 0 | 0 | 0 | 0 | 0 | 0 | 0 | 0 | 0 | 0 | 0 | 0 | 0 | 0 | 0 | 0 | 0 | 0 | 0 | 0 | 0 | 0 | 0 | 0 | 0 | NPgN | GSP | NG FES - Consumer Transformation | Total installed biomass capacity (MW)
NG FES - Consumer Transformation | Gen_BB010 | MW | NPgN | SALH_1 | Total installed biomass capacity (MW) | Saltholme | SALTHOLME | 49 | 49 | 49 | 49 | 49 | 49 | 49 | 49 | 49 | 49 | 48.168 | 45.842 | 43.516 | 41.19 | 38.864 | 36.539 | 34.213 | 31.887 | 29.561 | 27.235 | 24.909 | 22.583 | 20.258 | 17.932 | 15.606 | 13.28 | 10.954 | 8.628 | 6.302 | 6.302 | NPgN | GSP | NG FES - Consumer Transformation | Total installed biomass capacity (MW)
NG FES - Consumer Transformation | Gen_BB010 | MW | NPgN | SSHI_3 | Total installed biomass capacity (MW) | South Shields | SOUTH SHIELDS | 0 | 0 | 0 | 0 | 0 | 0 | 0 | 0 | 0 | 0 | 0 | 0 | 0 | 0 | 0 | 0 | 0 | 0 | 0 | 0 | 0 | 0 | 0 | 0 | 0 | 0 | 0 | 0 | 0 | 0 | NPgN | GSP | NG FES - Consumer Transformation | Total installed biomass capacity (MW)
NG FES - Consumer Transformation | Gen_BB010 | MW | NPgN | KIELD01 and SPAD20 | Total installed biomass capacity (MW) | 0 | SPADEADAM | 0 | 0 | 0 | 0 | 0 | 0 | 0 | 0 | 0 | 0 | 0 | 0 | 0 | 0 | 0 | 0 | 0 | 0 | 0 | 0 | 0 | 0 | 0 | 0 | 0 | 0 | 0 | 0 | 0 | 0 | NPgN | GSP | NG FES - Consumer Transformation | Total installed biomass capacity (MW)
NG FES - Consumer Transformation | Gen_BB010 | MW | NPgN | SPEN_1 | Total installed biomass capacity (MW) | Spennymoor | SPENNYMOOR | 17.673 | 17.673 | 17.673 | 17.673 | 17.673 | 17.673 | 17.673 | 17.673 | 17.673 | 17.673 | 17.373 | 16.534 | 15.695 | 14.856 | 14.017 | 13.178 | 12.339 | 11.501 | 10.662 | 9.823 | 8.984 | 8.145 | 7.306 | 6.467 | 5.629 | 4.79 | 3.951 | 3.112 | 2.273 | 2.273 | NPgN | GSP | NG FES - Consumer Transformation | Total installed biomass capacity (MW)
NG FES - Consumer Transformation | Gen_BB010 | MW | NPgN | STEN_1 | Total installed biomass capacity (MW) | Stella North | STELLA NORTH | 0 | 0 | 0 | 0 | 0 | 0 | 0 | 0 | 0 | 0 | 0 | 0 | 0 | 0 | 0 | 0 | 0 | 0 | 0 | 0 | 0 | 0 | 0 | 0 | 0 | 0 | 0 | 0 | 0 | 0 | NPgN | GSP | NG FES - Consumer Transformation | Total installed biomass capacity (MW)
NG FES - Consumer Transformation | Gen_BB010 | MW | NPgN | STES_1 | Total installed biomass capacity (MW) | Stella South | STELLA SOUTH | 3.501 | 3.501 | 3.501 | 3.501 | 3.501 | 3.501 | 3.501 | 3.501 | 3.501 | 3.501 | 3.441 | 3.275 | 3.109 | 2.943 | 2.777 | 2.61 | 2.444 | 2.278 | 2.112 | 1.946 | 1.78 | 1.613 | 1.447 | 1.281 | 1.115 | 0.949 | 0.783 | 0.616 | 0.45 | 0.45 | NPgN | GSP | NG FES - Consumer Transformation | Total installed biomass capacity (MW)
NG FES - Consumer Transformation | Gen_BB010 | MW | NPgN | TYNE_1 | Total installed biomass capacity (MW) | Tynemouth 1 | TYNEMOUTH | 0 | 0 | 0 | 0 | 0 | 0 | 0 | 0 | 0 | 0 | 0 | 0 | 0 | 0 | 0 | 0 | 0 | 0 | 0 | 0 | 0 | 0 | 0 | 0 | 0 | 0 | 0 | 0 | 0 | 0 | NPgN | GSP | NG FES - Consumer Transformation | Total installed biomass capacity (MW)
NG FES - Consumer Transformation | Gen_BB010 | MW | NPgN | WBOL_6 | Total installed biomass capacity (MW) | West Boldon | WEST BOLDON | 0 | 0 | 0 | 0 | 0 | 0 | 0 | 0 | 0 | 0 | 0 | 0 | 0 | 0 | 0 | 0 | 0 | 0 | 0 | 0 | 0 | 0 | 0 | 0 | 0 | 0 | 0 | 0 | 0 | 0 | NPgN | GSP | NG FES - Consumer Transformation | Total installed biomass capacity (MW)
NG FES - Consumer Transformation | Gen_BB010 | MW | NPgN | BRAW_1 | Total installed biomass capacity (MW) | Bradford West | BRADFORD WEST | 0 | 0 | 0 | 0 | 0 | 0 | 0 | 0 | 0 | 0 | 0 | 0 | 0 | 0 | 0 | 0 | 0 | 0 | 0 | 0 | 0 | 0 | 0 | 0 | 0 | 0 | 0 | 0 | 0 | 0 | NPgY | GSP | NG FES - Consumer Transformation | Total installed biomass capacity (MW)
NG FES - Consumer Transformation | Gen_BB010 | MW | NPgN | CAMB_01 | Total installed biomass capacity (MW) | Camblesforth | CAMBLESFORTH | 0 | 0 | 0 | 0 | 0 | 0 | 0 | 0 | 0 | 0 | 0 | 0 | 0 | 0 | 0 | 0 | 0 | 0 | 0 | 0 | 0 | 0 | 0 | 0 | 0 | 0 | 0 | 0 | 0 | 0 | NPgY | GSP | NG FES - Consumer Transformation | Total installed biomass capacity (MW)
NG FES - Consumer Transformation | Gen_BB010 | MW | NPgN | CREB_1 | Total installed biomass capacity (MW) | Creyke Beck | CREYKE BECK | 35.066 | 35.066 | 35.066 | 35.066 | 35.066 | 35.066 | 35.066 | 35.066 | 35.066 | 35.066 | 34.471 | 32.806 | 31.142 | 29.477 | 27.813 | 26.148 | 24.484 | 22.819 | 21.155 | 19.491 | 17.826 | 16.162 | 14.497 | 12.833 | 11.168 | 9.504 | 7.839 | 6.175 | 4.51 | 4.51 | NPgY | GSP | NG FES - Consumer Transformation | Total installed biomass capacity (MW)
NG FES - Consumer Transformation | Gen_BB010 | MW | NPgN | DRAX_YEDL | Total installed biomass capacity (MW) | Drax | DRAX | 0 | 0 | 0 | 0 | 0 | 0 | 0 | 0 | 0 | 0 | 0 | 0 | 0 | 0 | 0 | 0 | 0 | 0 | 0 | 0 | 0 | 0 | 0 | 0 | 0 | 0 | 0 | 0 | 0 | 0 | NPgY | GSP | NG FES - Consumer Transformation | Total installed biomass capacity (MW)
NG FES - Consumer Transformation | Gen_BB010 | MW | NPgN | ELLA_1 | Total installed biomass capacity (MW) | Elland | ELLAND | 0 | 0 | 0 | 0 | 0 | 0 | 0 | 0 | 0 | 0 | 0 | 0 | 0 | 0 | 0 | 0 | 0 | 0 | 0 | 0 | 0 | 0 | 0 | 0 | 0 | 0 | 0 | 0 | 0 | 0 | NPgY | GSP | NG FES - Consumer Transformation | Total installed biomass capacity (MW)
NG FES - Consumer Transformation | Gen_BB010 | MW | NPgN | FERRA2 | Total installed biomass capacity (MW) | Ferrybridge A | FERRYBRIDGE A | 2.4 | 2.4 | 2.4 | 2.4 | 2.4 | 2.4 | 2.4 | 2.4 | 2.4 | 2.4 | 2.359 | 2.245 | 2.131 | 2.017 | 1.903 | 1.789 | 1.676 | 1.562 | 1.448 | 1.334 | 1.22 | 1.106 | 0.992 | 0.878 | 0.764 | 0.65 | 0.536 | 0.423 | 0.309 | 0.309 | NPgY | GSP | NG FES - Consumer Transformation | Total installed biomass capacity (MW)
NG FES - Consumer Transformation | Gen_BB010 | MW | NPgN | FERRB9 | Total installed biomass capacity (MW) | Ferrybridge B (_M) | FERRYBRIDGE B | 5.11 | 5.11 | 5.11 | 5.11 | 5.11 | 5.11 | 5.11 | 5.11 | 5.11 | 5.11 | 5.023 | 4.781 | 4.538 | 4.296 | 4.053 | 3.81 | 3.568 | 3.325 | 3.083 | 2.84 | 2.598 | 2.355 | 2.113 | 1.87 | 1.627 | 1.385 | 1.142 | 0.9 | 0.657 | 0.657 | NPgY | GSP | NG FES - Consumer Transformation | Total installed biomass capacity (MW)
NG FES - Consumer Transformation | Gen_BB010 | MW | NPgN | GRIW_1 | Total installed biomass capacity (MW) | Grimsby West | GRIMSBY WEST | 0.5 | 0.5 | 0.5 | 0.5 | 0.5 | 0.5 | 0.5 | 0.5 | 0.5 | 0.5 | 0.491 | 0.467 | 0.444 | 0.42 | 0.396 | 0.373 | 0.349 | 0.325 | 0.301 | 0.278 | 0.254 | 0.23 | 0.207 | 0.183 | 0.159 | 0.135 | 0.112 | 0.088 | 0.064 | 0.064 | NPgY | GSP | NG FES - Consumer Transformation | Total installed biomass capacity (MW)
NG FES - Consumer Transformation | Gen_BB010 | MW | NPgN | JORD_3 | Total installed biomass capacity (MW) | Jordanthorpe | JORDANTHORPE | 0 | 0 | 0 | 0 | 0 | 0 | 0 | 0 | 0 | 0 | 0 | 0 | 0 | 0 | 0 | 0 | 0 | 0 | 0 | 0 | 0 | 0 | 0 | 0 | 0 | 0 | 0 | 0 | 0 | 0 | NPgY | GSP | NG FES - Consumer Transformation | Total installed biomass capacity (MW)
NG FES - Consumer Transformation | Gen_BB010 | MW | NPgN | KEAD_YEDL | Total installed biomass capacity (MW) | Keadby | KEADBY | 63.553 | 63.553 | 63.553 | 63.553 | 63.553 | 63.553 | 63.553 | 63.553 | 63.553 | 63.553 | 63.444 | 63.139 | 62.834 | 62.528 | 62.223 | 61.918 | 61.613 | 61.308 | 61.003 | 60.698 | 60.392 | 60.087 | 59.782 | 59.477 | 59.172 | 58.867 | 58.562 | 58.256 | 57.951 | 57.951 | NPgY | GSP | NG FES - Consumer Transformation | Total installed biomass capacity (MW)
NG FES - Consumer Transformation | Gen_BB010 | MW | NPgN | KIRKB1 | Total installed biomass capacity (MW) | Kirkstall B | KIRKSTALL B | 0 | 0 | 0 | 0 | 0 | 0 | 0 | 0 | 0 | 0 | 0 | 0 | 0 | 0 | 0 | 0 | 0 | 0 | 0 | 0 | 0 | 0 | 0 | 0 | 0 | 0 | 0 | 0 | 0 | 0 | NPgY | GSP | NG FES - Consumer Transformation | Total installed biomass capacity (MW)
NG FES - Consumer Transformation | Gen_BB010 | MW | NPgN | NEEP_3 | Total installed biomass capacity (MW) | Neepsend | NEEPSEND | 0 | 0 | 0 | 0 | 0 | 0 | 0 | 0 | 0 | 0 | 0 | 0 | 0 | 0 | 0 | 0 | 0 | 0 | 0 | 0 | 0 | 0 | 0 | 0 | 0 | 0 | 0 | 0 | 0 | 0 | NPgY | GSP | NG FES - Consumer Transformation | Total installed biomass capacity (MW)
NG FES - Consumer Transformation | Gen_BB010 | MW | NPgN | NORL_3 | Total installed biomass capacity (MW) | Norton Lees | NORTON LEES | 0 | 0 | 0 | 0 | 0 | 0 | 0 | 0 | 0 | 0 | 0 | 0 | 0 | 0 | 0 | 0 | 0 | 0 | 0 | 0 | 0 | 0 | 0 | 0 | 0 | 0 | 0 | 0 | 0 | 0 | NPgY | GSP | NG FES - Consumer Transformation | Total installed biomass capacity (MW)
NG FES - Consumer Transformation | Gen_BB010 | MW | NPgN | PITS_BB_B | Total installed biomass capacity (MW) | Pitsmoor | PITSMOOR 3/4 | 0 | 0 | 0 | 0 | 0 | 0 | 0 | 0 | 0 | 0 | 0 | 0 | 0 | 0 | 0 | 0 | 0 | 0 | 0 | 0 | 0 | 0 | 0 | 0 | 0 | 0 | 0 | 0 | 0 | 0 | NPgY | GSP | NG FES - Consumer Transformation | Total installed biomass capacity (MW)
NG FES - Consumer Transformation | Gen_BB010 | MW | NPgN | SALT_1 | Total installed biomass capacity (MW) | Saltend North | SALTEND NORTH | 0 | 0 | 0 | 0 | 0 | 0 | 0 | 0 | 0 | 0 | 0 | 0 | 0 | 0 | 0 | 0 | 0 | 0 | 0 | 0 | 0 | 0 | 0 | 0 | 0 | 0 | 0 | 0 | 0 | 0 | NPgY | GSP | NG FES - Consumer Transformation | Total installed biomass capacity (MW)
NG FES - Consumer Transformation | Gen_BB010 | MW | NPgN | SHEC_3 | Total installed biomass capacity (MW) | Sheffield City | SHEFFIELD CITY | 0 | 0 | 0 | 0 | 0 | 0 | 0 | 0 | 0 | 0 | 0 | 0 | 0 | 0 | 0 | 0 | 0 | 0 | 0 | 0 | 0 | 0 | 0 | 0 | 0 | 0 | 0 | 0 | 0 | 0 | NPgY | GSP | NG FES - Consumer Transformation | Total installed biomass capacity (MW)
NG FES - Consumer Transformation | Gen_BB010 | MW | NPgN | SKLGB1 | Total installed biomass capacity (MW) | Skelton Grange | SKELTON GRANGE | 0.903 | 0.903 | 0.903 | 0.903 | 0.903 | 0.903 | 0.903 | 0.903 | 0.903 | 0.903 | 0.903 | 0.903 | 0.903 | 0.903 | 0.903 | 0.903 | 0.903 | 0.903 | 0.903 | 0.903 | 0.903 | 0.903 | 0.903 | 0.903 | 0.903 | 0.903 | 0.903 | 0.903 | 0.903 | 0.903 | NPgY | GSP | NG FES - Consumer Transformation | Total installed biomass capacity (MW)
NG FES - Consumer Transformation | Gen_BB010 | MW | NPgN | TEMP_3 | Total installed biomass capacity (MW) | Templeborough | TEMPLEBOROUGH 275/33KV | 0 | 0 | 0 | 0 | 0 | 0 | 0 | 0 | 0 | 0 | 0 | 0 | 0 | 0 | 0 | 0 | 0 | 0 | 0 | 0 | 0 | 0 | 0 | 0 | 0 | 0 | 0 | 0 | 0 | 0 | NPgY | GSP | NG FES - Consumer Transformation | Total installed biomass capacity (MW)
NG FES - Consumer Transformation | Gen_BB010 | MW | NPgN | THUR_6 | Total installed biomass capacity (MW) | Thurcroft | THURCROFT | 0 | 0 | 0 | 0 | 0 | 0 | 0 | 0 | 0 | 0 | 0 | 0 | 0 | 0 | 0 | 0 | 0 | 0 | 0 | 0 | 0 | 0 | 0 | 0 | 0 | 0 | 0 | 0 | 0 | 0 | NPgY | GSP | NG FES - Consumer Transformation | Total installed biomass capacity (MW)
NG FES - Consumer Transformation | Gen_BB010 | MW | NPgN | WMEL_THOM | Total installed biomass capacity (MW) | Thorpe Marsh | WEST MELTON / THORPE MARSH | 32 | 32 | 32 | 32 | 32 | 32 | 32 | 32 | 32 | 32 | 32 | 32 | 32 | 32 | 32 | 32 | 32 | 32 | 32 | 32 | 32 | 32 | 32 | 32 | 32 | 32 | 32 | 32 | 32 | 32 | NPgY | GSP | NG FES - Consumer Transformation | Total installed biomass capacity (MW)
NG FES - Consumer Transformation | Gen_BB010 | MW | NPgN | WMEL_BB3 | Total installed biomass capacity (MW) | West Melton | WEST MELTON SECTION 3 | 9.88 | 9.88 | 9.88 | 9.88 | 9.88 | 9.88 | 9.88 | 9.88 | 9.88 | 9.88 | 9.88 | 9.88 | 9.88 | 9.88 | 9.88 | 9.88 | 9.88 | 9.88 | 9.88 | 9.88 | 9.88 | 9.88 | 9.88 | 9.88 | 9.88 | 9.88 | 9.88 | 9.88 | 9.88 | 9.88 | NPgY | GSP | NG FES - Consumer Transformation | Total installed biomass capacity (MW)
NG FES - Consumer Transformation | Gen_BB010 | MW | NPgN | WIBA_3 | Total installed biomass capacity (MW) | Wincobank | WINCOBANK | 42.75 | 42.75 | 42.75 | 42.75 | 42.75 | 42.75 | 42.75 | 42.75 | 42.75 | 42.75 | 42.75 | 42.75 | 42.75 | 42.75 | 42.75 | 42.75 | 42.75 | 42.75 | 42.75 | 42.75 | 42.75 | 42.75 | 42.75 | 42.75 | 42.75 | 42.75 | 42.75 | 42.75 | 42.75 | 42.75 | NPgY | GSP | NG FES - Consumer Transformation | Total installed biomass capacity (MW)
NG FES - Falling Short | Gen_BB010 | MW | NPgN | BLYTB1 | Total installed biomass capacity (MW) | Blyth 66kV | BLYTH 66kV | 31.7 | 31.666 | 31.666 | 31.666 | 31.666 | 31.666 | 31.666 | 31.666 | 31.666 | 31.666 | 31.666 | 31.666 | 31.666 | 31.666 | 31.666 | 31.666 | 31.666 | 31.666 | 31.666 | 31.666 | 31.666 | 31.666 | 31.666 | 31.666 | 31.666 | 31.666 | 31.666 | 31.666 | 31.666 | 31.666 | NPgN | GSP | NG FES - Falling Short | Total installed biomass capacity (MW)
NG FES - Falling Short | Gen_BB010 | MW | NPgN | BLYTH132 | Total installed biomass capacity (MW) | Blyth 132kV | BLYTH 132kV | 380 | 380 | 380 | 380 | 380 | 380 | 380 | 380 | 380 | 380 | 380 | 380 | 380 | 380 | 380 | 380 | 380 | 380 | 380 | 380 | 380 | 380 | 380 | 380 | 380 | 380 | 380 | 380 | 380 | 380 | NPgN | GSP | NG FES - Falling Short | Total installed biomass capacity (MW)
NG FES - Falling Short | Gen_BB010 | MW | NPgN | FOUR_1 | Total installed biomass capacity (MW) | Fourstones | FOURSTONES | 0 | 0 | 0 | 0 | 0 | 0 | 0 | 0 | 0 | 0 | 0 | 0 | 0 | 0 | 0 | 0 | 0 | 0 | 0 | 0 | 0 | 0 | 0 | 0 | 0 | 0 | 0 | 0 | 0 | 0 | NPgN | GSP | NG FES - Falling Short | Total installed biomass capacity (MW)
NG FES - Falling Short | Gen_BB010 | MW | NPgN | HARM_6 | Total installed biomass capacity (MW) | Hart Moor | HARTMOOR | 0 | 0 | 0 | 0 | 0 | 0 | 0 | 0 | 0 | 0 | 0 | 0 | 0 | 0 | 0 | 0 | 0 | 0 | 0 | 0 | 0 | 0 | 0 | 0 | 0 | 0 | 0 | 0 | 0 | 0 | NPgN | GSP | NG FES - Falling Short | Total installed biomass capacity (MW)
NG FES - Falling Short | Gen_BB010 | MW | NPgN | HAWP_6 | Total installed biomass capacity (MW) | Hawthorn Pit | HAWTHORN PIT GRID | 0 | 0 | 0 | 0 | 0 | 0 | 0 | 0 | 0 | 0 | 0 | 0 | 0 | 0 | 0 | 0 | 0 | 0 | 0 | 0 | 0 | 0 | 0 | 0 | 0 | 0 | 0 | 0 | 0 | 0 | NPgN | GSP | NG FES - Falling Short | Total installed biomass capacity (MW)
NG FES - Falling Short | Gen_BB010 | MW | NPgN | KNARE_111 | Total installed biomass capacity (MW) | Knaresborough | KNARESBOROUGH | 0.475 | 0.475 | 0.475 | 0.475 | 0.475 | 0.475 | 0.475 | 0.475 | 0.475 | 0.475 | 0.475 | 0.475 | 0.475 | 0.475 | 0.475 | 0.475 | 0.475 | 0.475 | 0.475 | 0.475 | 0.475 | 0.475 | 0.475 | 0.475 | 0.475 | 0.475 | 0.475 | 0.475 | 0.475 | 0.475 | NPgN | GSP | NG FES - Falling Short | Total installed biomass capacity (MW)
NG FES - Falling Short | Gen_BB010 | MW | NPgN | LACK_6 | Total installed biomass capacity (MW) | Lackenby | LACKENBY | 0.39 | 0.39 | 0.39 | 0.39 | 0.39 | 0.39 | 0.39 | 0.39 | 0.39 | 0.39 | 0.39 | 0.39 | 0.39 | 0.39 | 0.39 | 0.39 | 0.39 | 0.39 | 0.39 | 0.39 | 0.39 | 0.39 | 0.39 | 0.39 | 0.39 | 0.39 | 0.39 | 0.39 | 0.39 | 0.39 | NPgN | GSP | NG FES - Falling Short | Total installed biomass capacity (MW)
NG FES - Falling Short | Gen_BB010 | MW | NPgN | NORT_1 | Total installed biomass capacity (MW) | Norton | NORTON | 0 | 0 | 0 | 0 | 0 | 0 | 0 | 0 | 0 | 0 | 0 | 0 | 0 | 0 | 0 | 0 | 0 | 0 | 0 | 0 | 0 | 0 | 0 | 0 | 0 | 0 | 0 | 0 | 0 | 0 | NPgN | GSP | NG FES - Falling Short | Total installed biomass capacity (MW)
NG FES - Falling Short | Gen_BB010 | MW | NPgN | OFFE_3 | Total installed biomass capacity (MW) | Offerton | OFFERTON | 0 | 0 | 0 | 0 | 0 | 0 | 0 | 0 | 0 | 0 | 0 | 0 | 0 | 0 | 0 | 0 | 0 | 0 | 0 | 0 | 0 | 0 | 0 | 0 | 0 | 0 | 0 | 0 | 0 | 0 | NPgN | GSP | NG FES - Falling Short | Total installed biomass capacity (MW)
NG FES - Falling Short | Gen_BB010 | MW | NPgN | OSBA_1 | Total installed biomass capacity (MW) | Osbaldwick | OSBALDWICK | 0.5 | 0.5 | 0.5 | 0.5 | 0.5 | 0.5 | 0.5 | 0.5 | 0.5 | 0.5 | 0.5 | 0.5 | 0.5 | 0.5 | 0.5 | 0.5 | 0.5 | 0.5 | 0.5 | 0.5 | 0.5 | 0.5 | 0.5 | 0.5 | 0.5 | 0.5 | 0.5 | 0.5 | 0.5 | 0.5 | NPgN | GSP | NG FES - Falling Short | Total installed biomass capacity (MW)
NG FES - Falling Short | Gen_BB010 | MW | NPgN | POPP_3 | Total installed biomass capacity (MW) | Poppleton | POPPLETON | 0 | 0 | 0 | 0 | 0 | 0 | 0 | 0 | 0 | 0 | 0 | 0 | 0 | 0 | 0 | 0 | 0 | 0 | 0 | 0 | 0 | 0 | 0 | 0 | 0 | 0 | 0 | 0 | 0 | 0 | NPgN | GSP | NG FES - Falling Short | Total installed biomass capacity (MW)
NG FES - Falling Short | Gen_BB010 | MW | NPgN | SALH_1 | Total installed biomass capacity (MW) | Saltholme | SALTHOLME | 49 | 49 | 49 | 49 | 49 | 49 | 49 | 49 | 49 | 49 | 49 | 49 | 49 | 49 | 49 | 49 | 49 | 49 | 49 | 49 | 49 | 49 | 49 | 49 | 49 | 49 | 49 | 49 | 49 | 49 | NPgN | GSP | NG FES - Falling Short | Total installed biomass capacity (MW)
NG FES - Falling Short | Gen_BB010 | MW | NPgN | SSHI_3 | Total installed biomass capacity (MW) | South Shields | SOUTH SHIELDS | 0 | 0 | 0 | 0 | 0 | 0 | 0 | 0 | 0 | 0 | 0 | 0 | 0 | 0 | 0 | 0 | 0 | 0 | 0 | 0 | 0 | 0 | 0 | 0 | 0 | 0 | 0 | 0 | 0 | 0 | NPgN | GSP | NG FES - Falling Short | Total installed biomass capacity (MW)
NG FES - Falling Short | Gen_BB010 | MW | NPgN | KIELD01 and SPAD20 | Total installed biomass capacity (MW) | 0 | SPADEADAM | 0 | 0 | 0 | 0 | 0 | 0 | 0 | 0 | 0 | 0 | 0 | 0 | 0 | 0 | 0 | 0 | 0 | 0 | 0 | 0 | 0 | 0 | 0 | 0 | 0 | 0 | 0 | 0 | 0 | 0 | NPgN | GSP | NG FES - Falling Short | Total installed biomass capacity (MW)
NG FES - Falling Short | Gen_BB010 | MW | NPgN | SPEN_1 | Total installed biomass capacity (MW) | Spennymoor | SPENNYMOOR | 17.673 | 17.673 | 17.673 | 17.673 | 17.673 | 17.673 | 17.673 | 17.673 | 17.673 | 17.673 | 17.673 | 17.673 | 17.673 | 17.673 | 17.673 | 17.673 | 17.673 | 17.673 | 17.673 | 17.673 | 17.673 | 17.673 | 17.673 | 17.673 | 17.673 | 17.673 | 17.673 | 17.673 | 17.673 | 17.673 | NPgN | GSP | NG FES - Falling Short | Total installed biomass capacity (MW)
NG FES - Falling Short | Gen_BB010 | MW | NPgN | STEN_1 | Total installed biomass capacity (MW) | Stella North | STELLA NORTH | 0 | 0 | 0 | 0 | 0 | 0 | 0 | 0 | 0 | 0 | 0 | 0 | 0 | 0 | 0 | 0 | 0 | 0 | 0 | 0 | 0 | 0 | 0 | 0 | 0 | 0 | 0 | 0 | 0 | 0 | NPgN | GSP | NG FES - Falling Short | Total installed biomass capacity (MW)
NG FES - Falling Short | Gen_BB010 | MW | NPgN | STES_1 | Total installed biomass capacity (MW) | Stella South | STELLA SOUTH | 3.501 | 3.501 | 3.501 | 3.501 | 3.501 | 3.501 | 3.501 | 3.501 | 3.501 | 3.501 | 3.501 | 3.501 | 3.501 | 3.501 | 3.501 | 3.501 | 3.501 | 3.501 | 3.501 | 3.501 | 3.501 | 3.501 | 3.501 | 3.501 | 3.501 | 3.501 | 3.501 | 3.501 | 3.501 | 3.501 | NPgN | GSP | NG FES - Falling Short | Total installed biomass capacity (MW)
NG FES - Falling Short | Gen_BB010 | MW | NPgN | TYNE_1 | Total installed biomass capacity (MW) | Tynemouth 1 | TYNEMOUTH | 0 | 0 | 0 | 0 | 0 | 0 | 0 | 0 | 0 | 0 | 0 | 0 | 0 | 0 | 0 | 0 | 0 | 0 | 0 | 0 | 0 | 0 | 0 | 0 | 0 | 0 | 0 | 0 | 0 | 0 | NPgN | GSP | NG FES - Falling Short | Total installed biomass capacity (MW)
NG FES - Falling Short | Gen_BB010 | MW | NPgN | WBOL_6 | Total installed biomass capacity (MW) | West Boldon | WEST BOLDON | 0 | 0 | 0 | 0 | 0 | 0 | 0 | 0 | 0 | 0 | 0 | 0 | 0 | 0 | 0 | 0 | 0 | 0 | 0 | 0 | 0 | 0 | 0 | 0 | 0 | 0 | 0 | 0 | 0 | 0 | NPgN | GSP | NG FES - Falling Short | Total installed biomass capacity (MW)
NG FES - Falling Short | Gen_BB010 | MW | NPgN | BRAW_1 | Total installed biomass capacity (MW) | Bradford West | BRADFORD WEST | 0 | 0 | 0 | 0 | 0 | 0 | 0 | 0 | 0 | 0 | 0 | 0 | 0 | 0 | 0 | 0 | 0 | 0 | 0 | 0 | 0 | 0 | 0 | 0 | 0 | 0 | 0 | 0 | 0 | 0 | NPgY | GSP | NG FES - Falling Short | Total installed biomass capacity (MW)
NG FES - Falling Short | Gen_BB010 | MW | NPgN | CAMB_01 | Total installed biomass capacity (MW) | Camblesforth | CAMBLESFORTH | 0 | 0 | 0 | 0 | 0 | 0 | 0 | 0 | 0 | 0 | 0 | 0 | 0 | 0 | 0 | 0 | 0 | 0 | 0 | 0 | 0 | 0 | 0 | 0 | 0 | 0 | 0 | 0 | 0 | 0 | NPgY | GSP | NG FES - Falling Short | Total installed biomass capacity (MW)
NG FES - Falling Short | Gen_BB010 | MW | NPgN | CREB_1 | Total installed biomass capacity (MW) | Creyke Beck | CREYKE BECK | 35.066 | 35.066 | 35.066 | 35.066 | 35.066 | 35.066 | 35.066 | 35.066 | 35.066 | 35.066 | 35.066 | 35.066 | 35.066 | 35.066 | 35.066 | 35.066 | 35.066 | 35.066 | 35.066 | 35.066 | 35.066 | 35.066 | 35.066 | 35.066 | 35.066 | 35.066 | 35.066 | 35.066 | 35.066 | 35.066 | NPgY | GSP | NG FES - Falling Short | Total installed biomass capacity (MW)
NG FES - Falling Short | Gen_BB010 | MW | NPgN | DRAX_YEDL | Total installed biomass capacity (MW) | Drax | DRAX | 0 | 0 | 0 | 0 | 0 | 0 | 0 | 0 | 0 | 0 | 0 | 0 | 0 | 0 | 0 | 0 | 0 | 0 | 0 | 0 | 0 | 0 | 0 | 0 | 0 | 0 | 0 | 0 | 0 | 0 | NPgY | GSP | NG FES - Falling Short | Total installed biomass capacity (MW)
NG FES - Falling Short | Gen_BB010 | MW | NPgN | ELLA_1 | Total installed biomass capacity (MW) | Elland | ELLAND | 0 | 0 | 0 | 0 | 0 | 0 | 0 | 0 | 0 | 0 | 0 | 0 | 0 | 0 | 0 | 0 | 0 | 0 | 0 | 0 | 0 | 0 | 0 | 0 | 0 | 0 | 0 | 0 | 0 | 0 | NPgY | GSP | NG FES - Falling Short | Total installed biomass capacity (MW)
NG FES - Falling Short | Gen_BB010 | MW | NPgN | FERRA2 | Total installed biomass capacity (MW) | Ferrybridge A | FERRYBRIDGE A | 2.4 | 2.4 | 2.4 | 2.4 | 2.4 | 2.4 | 2.4 | 2.4 | 2.4 | 2.4 | 2.4 | 2.4 | 2.4 | 2.4 | 2.4 | 2.4 | 2.4 | 2.4 | 2.4 | 2.4 | 2.4 | 2.4 | 2.4 | 2.4 | 2.4 | 2.4 | 2.4 | 2.4 | 2.4 | 2.4 | NPgY | GSP | NG FES - Falling Short | Total installed biomass capacity (MW)
NG FES - Falling Short | Gen_BB010 | MW | NPgN | FERRB9 | Total installed biomass capacity (MW) | Ferrybridge B (_M) | FERRYBRIDGE B | 5.11 | 5.11 | 5.11 | 5.11 | 5.11 | 5.11 | 5.11 | 5.11 | 5.11 | 5.11 | 5.11 | 5.11 | 5.11 | 5.11 | 5.11 | 5.11 | 5.11 | 5.11 | 5.11 | 5.11 | 5.11 | 5.11 | 5.11 | 5.11 | 5.11 | 5.11 | 5.11 | 5.11 | 5.11 | 5.11 | NPgY | GSP | NG FES - Falling Short | Total installed biomass capacity (MW)
NG FES - Falling Short | Gen_BB010 | MW | NPgN | GRIW_1 | Total installed biomass capacity (MW) | Grimsby West | GRIMSBY WEST | 0.5 | 0.5 | 0.5 | 0.5 | 0.5 | 0.5 | 0.5 | 0.5 | 0.5 | 0.5 | 0.5 | 0.5 | 0.5 | 0.5 | 0.5 | 0.5 | 0.5 | 0.5 | 0.5 | 0.5 | 0.5 | 0.5 | 0.5 | 0.5 | 0.5 | 0.5 | 0.5 | 0.5 | 0.5 | 0.5 | NPgY | GSP | NG FES - Falling Short | Total installed biomass capacity (MW)
NG FES - Falling Short | Gen_BB010 | MW | NPgN | JORD_3 | Total installed biomass capacity (MW) | Jordanthorpe | JORDANTHORPE | 0 | 0 | 0 | 0 | 0 | 0 | 0 | 0 | 0 | 0 | 0 | 0 | 0 | 0 | 0 | 0 | 0 | 0 | 0 | 0 | 0 | 0 | 0 | 0 | 0 | 0 | 0 | 0 | 0 | 0 | NPgY | GSP | NG FES - Falling Short | Total installed biomass capacity (MW)
NG FES - Falling Short | Gen_BB010 | MW | NPgN | KEAD_YEDL | Total installed biomass capacity (MW) | Keadby | KEADBY | 63.553 | 63.553 | 63.553 | 63.553 | 63.553 | 63.553 | 63.553 | 63.553 | 63.553 | 63.553 | 63.553 | 63.553 | 63.553 | 63.553 | 63.553 | 63.553 | 63.553 | 63.553 | 63.553 | 63.553 | 63.553 | 63.553 | 63.553 | 63.553 | 63.553 | 63.553 | 63.553 | 63.553 | 63.553 | 63.553 | NPgY | GSP | NG FES - Falling Short | Total installed biomass capacity (MW)
NG FES - Falling Short | Gen_BB010 | MW | NPgN | KIRKB1 | Total installed biomass capacity (MW) | Kirkstall B | KIRKSTALL B | 0 | 0 | 0 | 0 | 0 | 0 | 0 | 0 | 0 | 0 | 0 | 0 | 0 | 0 | 0 | 0 | 0 | 0 | 0 | 0 | 0 | 0 | 0 | 0 | 0 | 0 | 0 | 0 | 0 | 0 | NPgY | GSP | NG FES - Falling Short | Total installed biomass capacity (MW)
NG FES - Falling Short | Gen_BB010 | MW | NPgN | NEEP_3 | Total installed biomass capacity (MW) | Neepsend | NEEPSEND | 0 | 0 | 0 | 0 | 0 | 0 | 0 | 0 | 0 | 0 | 0 | 0 | 0 | 0 | 0 | 0 | 0 | 0 | 0 | 0 | 0 | 0 | 0 | 0 | 0 | 0 | 0 | 0 | 0 | 0 | NPgY | GSP | NG FES - Falling Short | Total installed biomass capacity (MW)
NG FES - Falling Short | Gen_BB010 | MW | NPgN | NORL_3 | Total installed biomass capacity (MW) | Norton Lees | NORTON LEES | 0 | 0 | 0 | 0 | 0 | 0 | 0 | 0 | 0 | 0 | 0 | 0 | 0 | 0 | 0 | 0 | 0 | 0 | 0 | 0 | 0 | 0 | 0 | 0 | 0 | 0 | 0 | 0 | 0 | 0 | NPgY | GSP | NG FES - Falling Short | Total installed biomass capacity (MW)
NG FES - Falling Short | Gen_BB010 | MW | NPgN | PITS_BB_B | Total installed biomass capacity (MW) | Pitsmoor | PITSMOOR 3/4 | 0 | 0 | 0 | 0 | 0 | 0 | 0 | 0 | 0 | 0 | 0 | 0 | 0 | 0 | 0 | 0 | 0 | 0 | 0 | 0 | 0 | 0 | 0 | 0 | 0 | 0 | 0 | 0 | 0 | 0 | NPgY | GSP | NG FES - Falling Short | Total installed biomass capacity (MW)
NG FES - Falling Short | Gen_BB010 | MW | NPgN | SALT_1 | Total installed biomass capacity (MW) | Saltend North | SALTEND NORTH | 0 | 0 | 0 | 0 | 0 | 0 | 0 | 0 | 0 | 0 | 0 | 0 | 0 | 0 | 0 | 0 | 0 | 0 | 0 | 0 | 0 | 0 | 0 | 0 | 0 | 0 | 0 | 0 | 0 | 0 | NPgY | GSP | NG FES - Falling Short | Total installed biomass capacity (MW)
NG FES - Falling Short | Gen_BB010 | MW | NPgN | SHEC_3 | Total installed biomass capacity (MW) | Sheffield City | SHEFFIELD CITY | 0 | 0 | 0 | 0 | 0 | 0 | 0 | 0 | 0 | 0 | 0 | 0 | 0 | 0 | 0 | 0 | 0 | 0 | 0 | 0 | 0 | 0 | 0 | 0 | 0 | 0 | 0 | 0 | 0 | 0 | NPgY | GSP | NG FES - Falling Short | Total installed biomass capacity (MW)
NG FES - Falling Short | Gen_BB010 | MW | NPgN | SKLGB1 | Total installed biomass capacity (MW) | Skelton Grange | SKELTON GRANGE | 0.903 | 0.903 | 0.903 | 0.903 | 0.903 | 0.903 | 0.903 | 0.903 | 0.903 | 0.903 | 0.903 | 0.903 | 0.903 | 0.903 | 0.903 | 0.903 | 0.903 | 0.903 | 0.903 | 0.903 | 0.903 | 0.903 | 0.903 | 0.903 | 0.903 | 0.903 | 0.903 | 0.903 | 0.903 | 0.903 | NPgY | GSP | NG FES - Falling Short | Total installed biomass capacity (MW)
NG FES - Falling Short | Gen_BB010 | MW | NPgN | TEMP_3 | Total installed biomass capacity (MW) | Templeborough | TEMPLEBOROUGH 275/33KV | 0 | 0 | 0 | 0 | 0 | 0 | 0 | 0 | 0 | 0 | 0 | 0 | 0 | 0 | 0 | 0 | 0 | 0 | 0 | 0 | 0 | 0 | 0 | 0 | 0 | 0 | 0 | 0 | 0 | 0 | NPgY | GSP | NG FES - Falling Short | Total installed biomass capacity (MW)
NG FES - Falling Short | Gen_BB010 | MW | NPgN | THUR_6 | Total installed biomass capacity (MW) | Thurcroft | THURCROFT | 0 | 0 | 0 | 0 | 0 | 0 | 0 | 0 | 0 | 0 | 0 | 0 | 0 | 0 | 0 | 0 | 0 | 0 | 0 | 0 | 0 | 0 | 0 | 0 | 0 | 0 | 0 | 0 | 0 | 0 | NPgY | GSP | NG FES - Falling Short | Total installed biomass capacity (MW)
NG FES - Falling Short | Gen_BB010 | MW | NPgN | WMEL_THOM | Total installed biomass capacity (MW) | Thorpe Marsh | WEST MELTON / THORPE MARSH | 32 | 32 | 32 | 32 | 32 | 32 | 32 | 32 | 32 | 32 | 32 | 32 | 32 | 32 | 32 | 32 | 32 | 32 | 32 | 32 | 32 | 32 | 32 | 32 | 32 | 32 | 32 | 32 | 32 | 32 | NPgY | GSP | NG FES - Falling Short | Total installed biomass capacity (MW)
NG FES - Falling Short | Gen_BB010 | MW | NPgN | WMEL_BB3 | Total installed biomass capacity (MW) | West Melton | WEST MELTON SECTION 3 | 9.88 | 9.88 | 9.88 | 9.88 | 9.88 | 9.88 | 9.88 | 9.88 | 9.88 | 9.88 | 9.88 | 9.88 | 9.88 | 9.88 | 9.88 | 9.88 | 9.88 | 9.88 | 9.88 | 9.88 | 9.88 | 9.88 | 9.88 | 9.88 | 9.88 | 9.88 | 9.88 | 9.88 | 9.88 | 9.88 | NPgY | GSP | NG FES - Falling Short | Total installed biomass capacity (MW)
NG FES - Falling Short | Gen_BB010 | MW | NPgN | WIBA_3 | Total installed biomass capacity (MW) | Wincobank | WINCOBANK | 42.75 | 42.75 | 42.75 | 42.75 | 42.75 | 42.75 | 42.75 | 42.75 | 42.75 | 42.75 | 42.75 | 42.75 | 42.75 | 42.75 | 42.75 | 42.75 | 42.75 | 42.75 | 42.75 | 42.75 | 42.75 | 42.75 | 42.75 | 42.75 | 42.75 | 42.75 | 42.75 | 42.75 | 42.75 | 42.75 | NPgY | GSP | NG FES - Falling Short | Total installed biomass capacity (MW)
NG FES - Leading the Way | Gen_BB010 | MW | NPgN | BLYTB1 | Total installed biomass capacity (MW) | Blyth 66kV | BLYTH 66kV | 31.7 | 31.666 | 31.666 | 31.666 | 31.666 | 31.666 | 31.666 | 31.666 | 31.666 | 31.666 | 31.666 | 31.666 | 31.666 | 30.327 | 28.615 | 26.902 | 25.19 | 23.477 | 21.765 | 20.052 | 18.34 | 16.628 | 14.915 | 13.203 | 11.49 | 9.778 | 8.065 | 6.353 | 4.64 | 4.64 | NPgN | GSP | NG FES - Leading the Way | Total installed biomass capacity (MW)
NG FES - Leading the Way | Gen_BB010 | MW | NPgN | BLYTH132 | Total installed biomass capacity (MW) | Blyth 132kV | BLYTH 132kV | 380 | 380 | 380 | 380 | 380 | 380 | 380 | 380 | 380 | 380 | 380 | 380 | 380 | 363.931 | 343.381 | 322.831 | 302.281 | 281.731 | 261.182 | 240.632 | 220.082 | 199.532 | 178.983 | 158.433 | 137.883 | 117.333 | 96.783 | 76.234 | 55.684 | 55.684 | NPgN | GSP | NG FES - Leading the Way | Total installed biomass capacity (MW)
NG FES - Leading the Way | Gen_BB010 | MW | NPgN | FOUR_1 | Total installed biomass capacity (MW) | Fourstones | FOURSTONES | 0 | 0 | 0 | 0 | 0 | 0 | 0 | 0 | 0 | 0 | 0 | 0 | 0 | 0 | 0 | 0 | 0 | 0 | 0 | 0 | 0 | 0 | 0 | 0 | 0 | 0 | 0 | 0 | 0 | 0 | NPgN | GSP | NG FES - Leading the Way | Total installed biomass capacity (MW)
NG FES - Leading the Way | Gen_BB010 | MW | NPgN | HARM_6 | Total installed biomass capacity (MW) | Hart Moor | HARTMOOR | 0 | 0 | 0 | 0 | 0 | 0 | 0 | 0 | 0 | 0 | 0 | 0 | 0 | 0 | 0 | 0 | 0 | 0 | 0 | 0 | 0 | 0 | 0 | 0 | 0 | 0 | 0 | 0 | 0 | 0 | NPgN | GSP | NG FES - Leading the Way | Total installed biomass capacity (MW)
NG FES - Leading the Way | Gen_BB010 | MW | NPgN | HAWP_6 | Total installed biomass capacity (MW) | Hawthorn Pit | HAWTHORN PIT GRID | 0 | 0 | 0 | 0 | 0 | 0 | 0 | 0 | 0 | 0 | 0 | 0 | 0 | 0 | 0 | 0 | 0 | 0 | 0 | 0 | 0 | 0 | 0 | 0 | 0 | 0 | 0 | 0 | 0 | 0 | NPgN | GSP | NG FES - Leading the Way | Total installed biomass capacity (MW)
NG FES - Leading the Way | Gen_BB010 | MW | NPgN | KNARE_111 | Total installed biomass capacity (MW) | Knaresborough | KNARESBOROUGH | 0.475 | 0.475 | 0.475 | 0.475 | 0.475 | 0.475 | 0.475 | 0.475 | 0.475 | 0.475 | 0.475 | 0.475 | 0.475 | 0.455 | 0.429 | 0.404 | 0.378 | 0.352 | 0.326 | 0.301 | 0.275 | 0.249 | 0.224 | 0.198 | 0.172 | 0.147 | 0.121 | 0.095 | 0.07 | 0.07 | NPgN | GSP | NG FES - Leading the Way | Total installed biomass capacity (MW)
NG FES - Leading the Way | Gen_BB010 | MW | NPgN | LACK_6 | Total installed biomass capacity (MW) | Lackenby | LACKENBY | 0.39 | 0.39 | 0.39 | 0.39 | 0.39 | 0.39 | 0.39 | 0.39 | 0.39 | 0.39 | 0.39 | 0.39 | 0.39 | 0.374 | 0.353 | 0.332 | 0.311 | 0.289 | 0.268 | 0.247 | 0.226 | 0.205 | 0.184 | 0.163 | 0.142 | 0.121 | 0.099 | 0.078 | 0.057 | 0.057 | NPgN | GSP | NG FES - Leading the Way | Total installed biomass capacity (MW)
NG FES - Leading the Way | Gen_BB010 | MW | NPgN | NORT_1 | Total installed biomass capacity (MW) | Norton | NORTON | 0 | 0 | 0 | 0 | 0 | 0 | 0 | 0 | 0 | 0 | 0 | 0 | 0 | 0 | 0 | 0 | 0 | 0 | 0 | 0 | 0 | 0 | 0 | 0 | 0 | 0 | 0 | 0 | 0 | 0 | NPgN | GSP | NG FES - Leading the Way | Total installed biomass capacity (MW)
NG FES - Leading the Way | Gen_BB010 | MW | NPgN | OFFE_3 | Total installed biomass capacity (MW) | Offerton | OFFERTON | 0 | 0 | 0 | 0 | 0 | 0 | 0 | 0 | 0 | 0 | 0 | 0 | 0 | 0 | 0 | 0 | 0 | 0 | 0 | 0 | 0 | 0 | 0 | 0 | 0 | 0 | 0 | 0 | 0 | 0 | NPgN | GSP | NG FES - Leading the Way | Total installed biomass capacity (MW)
NG FES - Leading the Way | Gen_BB010 | MW | NPgN | OSBA_1 | Total installed biomass capacity (MW) | Osbaldwick | OSBALDWICK | 0.5 | 0.5 | 0.5 | 0.5 | 0.5 | 0.5 | 0.5 | 0.5 | 0.5 | 0.5 | 0.5 | 0.5 | 0.5 | 0.479 | 0.452 | 0.425 | 0.397 | 0.37 | 0.343 | 0.316 | 0.289 | 0.262 | 0.235 | 0.208 | 0.181 | 0.154 | 0.127 | 0.1 | 0.073 | 0.073 | NPgN | GSP | NG FES - Leading the Way | Total installed biomass capacity (MW)
NG FES - Leading the Way | Gen_BB010 | MW | NPgN | POPP_3 | Total installed biomass capacity (MW) | Poppleton | POPPLETON | 0 | 0 | 0 | 0 | 0 | 0 | 0 | 0 | 0 | 0 | 0 | 0 | 0 | 0 | 0 | 0 | 0 | 0 | 0 | 0 | 0 | 0 | 0 | 0 | 0 | 0 | 0 | 0 | 0 | 0 | NPgN | GSP | NG FES - Leading the Way | Total installed biomass capacity (MW)
NG FES - Leading the Way | Gen_BB010 | MW | NPgN | SALH_1 | Total installed biomass capacity (MW) | Saltholme | SALTHOLME | 49 | 49 | 49 | 49 | 49 | 49 | 49 | 49 | 49 | 49 | 49 | 49 | 49 | 46.928 | 44.278 | 41.628 | 38.978 | 36.329 | 33.679 | 31.029 | 28.379 | 25.729 | 23.079 | 20.43 | 17.78 | 15.13 | 12.48 | 9.83 | 7.18 | 7.18 | NPgN | GSP | NG FES - Leading the Way | Total installed biomass capacity (MW)
NG FES - Leading the Way | Gen_BB010 | MW | NPgN | SSHI_3 | Total installed biomass capacity (MW) | South Shields | SOUTH SHIELDS | 0 | 0 | 0 | 0 | 0 | 0 | 0 | 0 | 0 | 0 | 0 | 0 | 0 | 0 | 0 | 0 | 0 | 0 | 0 | 0 | 0 | 0 | 0 | 0 | 0 | 0 | 0 | 0 | 0 | 0 | NPgN | GSP | NG FES - Leading the Way | Total installed biomass capacity (MW)
NG FES - Leading the Way | Gen_BB010 | MW | NPgN | KIELD01 and SPAD20 | Total installed biomass capacity (MW) | 0 | SPADEADAM | 0 | 0 | 0 | 0 | 0 | 0 | 0 | 0 | 0 | 0 | 0 | 0 | 0 | 0 | 0 | 0 | 0 | 0 | 0 | 0 | 0 | 0 | 0 | 0 | 0 | 0 | 0 | 0 | 0 | 0 | NPgN | GSP | NG FES - Leading the Way | Total installed biomass capacity (MW)
NG FES - Leading the Way | Gen_BB010 | MW | NPgN | SPEN_1 | Total installed biomass capacity (MW) | Spennymoor | SPENNYMOOR | 17.673 | 17.673 | 17.673 | 17.673 | 17.673 | 17.673 | 17.673 | 17.673 | 17.673 | 17.673 | 17.673 | 17.673 | 17.673 | 16.926 | 15.97 | 15.014 | 14.058 | 13.103 | 12.147 | 11.191 | 10.235 | 9.28 | 8.324 | 7.368 | 6.413 | 5.457 | 4.501 | 3.545 | 2.59 | 2.59 | NPgN | GSP | NG FES - Leading the Way | Total installed biomass capacity (MW)
NG FES - Leading the Way | Gen_BB010 | MW | NPgN | STEN_1 | Total installed biomass capacity (MW) | Stella North | STELLA NORTH | 0 | 0 | 0 | 0 | 0 | 0 | 0 | 0 | 0 | 0 | 0 | 0 | 0 | 0 | 0 | 0 | 0 | 0 | 0 | 0 | 0 | 0 | 0 | 0 | 0 | 0 | 0 | 0 | 0 | 0 | NPgN | GSP | NG FES - Leading the Way | Total installed biomass capacity (MW)
NG FES - Leading the Way | Gen_BB010 | MW | NPgN | STES_1 | Total installed biomass capacity (MW) | Stella South | STELLA SOUTH | 3.501 | 3.501 | 3.501 | 3.501 | 3.501 | 3.501 | 3.501 | 3.501 | 3.501 | 3.501 | 3.501 | 3.501 | 3.501 | 3.353 | 3.163 | 2.974 | 2.785 | 2.595 | 2.406 | 2.217 | 2.028 | 1.838 | 1.649 | 1.46 | 1.27 | 1.081 | 0.892 | 0.702 | 0.513 | 0.513 | NPgN | GSP | NG FES - Leading the Way | Total installed biomass capacity (MW)
NG FES - Leading the Way | Gen_BB010 | MW | NPgN | TYNE_1 | Total installed biomass capacity (MW) | Tynemouth 1 | TYNEMOUTH | 0 | 0 | 0 | 0 | 0 | 0 | 0 | 0 | 0 | 0 | 0 | 0 | 0 | 0 | 0 | 0 | 0 | 0 | 0 | 0 | 0 | 0 | 0 | 0 | 0 | 0 | 0 | 0 | 0 | 0 | NPgN | GSP | NG FES - Leading the Way | Total installed biomass capacity (MW)
NG FES - Leading the Way | Gen_BB010 | MW | NPgN | WBOL_6 | Total installed biomass capacity (MW) | West Boldon | WEST BOLDON | 0 | 0 | 0 | 0 | 0 | 0 | 0 | 0 | 0 | 0 | 0 | 0 | 0 | 0 | 0 | 0 | 0 | 0 | 0 | 0 | 0 | 0 | 0 | 0 | 0 | 0 | 0 | 0 | 0 | 0 | NPgN | GSP | NG FES - Leading the Way | Total installed biomass capacity (MW)
NG FES - Leading the Way | Gen_BB010 | MW | NPgN | BRAW_1 | Total installed biomass capacity (MW) | Bradford West | BRADFORD WEST | 0 | 0 | 0 | 0 | 0 | 0 | 0 | 0 | 0 | 0 | 0 | 0 | 0 | 0 | 0 | 0 | 0 | 0 | 0 | 0 | 0 | 0 | 0 | 0 | 0 | 0 | 0 | 0 | 0 | 0 | NPgY | GSP | NG FES - Leading the Way | Total installed biomass capacity (MW)
NG FES - Leading the Way | Gen_BB010 | MW | NPgN | CAMB_01 | Total installed biomass capacity (MW) | Camblesforth | CAMBLESFORTH | 0 | 0 | 0 | 0 | 0 | 0 | 0 | 0 | 0 | 0 | 0 | 0 | 0 | 0 | 0 | 0 | 0 | 0 | 0 | 0 | 0 | 0 | 0 | 0 | 0 | 0 | 0 | 0 | 0 | 0 | NPgY | GSP | NG FES - Leading the Way | Total installed biomass capacity (MW)
NG FES - Leading the Way | Gen_BB010 | MW | NPgN | CREB_1 | Total installed biomass capacity (MW) | Creyke Beck | CREYKE BECK | 35.066 | 35.066 | 35.066 | 35.066 | 35.066 | 35.066 | 35.066 | 35.066 | 35.066 | 35.066 | 35.066 | 35.066 | 35.066 | 33.584 | 31.687 | 29.791 | 27.895 | 25.998 | 24.102 | 22.206 | 20.309 | 18.413 | 16.517 | 14.62 | 12.724 | 10.828 | 8.931 | 7.035 | 5.139 | 5.139 | NPgY | GSP | NG FES - Leading the Way | Total installed biomass capacity (MW)
NG FES - Leading the Way | Gen_BB010 | MW | NPgN | DRAX_YEDL | Total installed biomass capacity (MW) | Drax | DRAX | 0 | 0 | 0 | 0 | 0 | 0 | 0 | 0 | 0 | 0 | 0 | 0 | 0 | 0 | 0 | 0 | 0 | 0 | 0 | 0 | 0 | 0 | 0 | 0 | 0 | 0 | 0 | 0 | 0 | 0 | NPgY | GSP | NG FES - Leading the Way | Total installed biomass capacity (MW)
NG FES - Leading the Way | Gen_BB010 | MW | NPgN | ELLA_1 | Total installed biomass capacity (MW) | Elland | ELLAND | 0 | 0 | 0 | 0 | 0 | 0 | 0 | 0 | 0 | 0 | 0 | 0 | 0 | 0 | 0 | 0 | 0 | 0 | 0 | 0 | 0 | 0 | 0 | 0 | 0 | 0 | 0 | 0 | 0 | 0 | NPgY | GSP | NG FES - Leading the Way | Total installed biomass capacity (MW)
NG FES - Leading the Way | Gen_BB010 | MW | NPgN | FERRA2 | Total installed biomass capacity (MW) | Ferrybridge A | FERRYBRIDGE A | 2.4 | 2.4 | 2.4 | 2.4 | 2.4 | 2.4 | 2.4 | 2.4 | 2.4 | 2.4 | 2.4 | 2.4 | 2.4 | 2.298 | 2.168 | 2.039 | 1.909 | 1.779 | 1.649 | 1.52 | 1.39 | 1.26 | 1.13 | 1.001 | 0.871 | 0.741 | 0.611 | 0.481 | 0.352 | 0.352 | NPgY | GSP | NG FES - Leading the Way | Total installed biomass capacity (MW)
NG FES - Leading the Way | Gen_BB010 | MW | NPgN | FERRB9 | Total installed biomass capacity (MW) | Ferrybridge B (_M) | FERRYBRIDGE B | 5.11 | 5.11 | 5.11 | 5.11 | 5.11 | 5.11 | 5.11 | 5.11 | 5.11 | 5.11 | 5.11 | 5.11 | 5.11 | 4.894 | 4.618 | 4.341 | 4.065 | 3.789 | 3.512 | 3.236 | 2.96 | 2.683 | 2.407 | 2.131 | 1.854 | 1.578 | 1.301 | 1.025 | 0.749 | 0.749 | NPgY | GSP | NG FES - Leading the Way | Total installed biomass capacity (MW)
NG FES - Leading the Way | Gen_BB010 | MW | NPgN | GRIW_1 | Total installed biomass capacity (MW) | Grimsby West | GRIMSBY WEST | 0.5 | 0.5 | 0.5 | 0.5 | 0.5 | 0.5 | 0.5 | 0.5 | 0.5 | 0.5 | 0.5 | 0.5 | 0.5 | 0.479 | 0.452 | 0.425 | 0.397 | 0.37 | 0.343 | 0.316 | 0.289 | 0.262 | 0.235 | 0.208 | 0.181 | 0.154 | 0.127 | 0.1 | 0.073 | 0.073 | NPgY | GSP | NG FES - Leading the Way | Total installed biomass capacity (MW)
NG FES - Leading the Way | Gen_BB010 | MW | NPgN | JORD_3 | Total installed biomass capacity (MW) | Jordanthorpe | JORDANTHORPE | 0 | 0 | 0 | 0 | 0 | 0 | 0 | 0 | 0 | 0 | 0 | 0 | 0 | 0 | 0 | 0 | 0 | 0 | 0 | 0 | 0 | 0 | 0 | 0 | 0 | 0 | 0 | 0 | 0 | 0 | NPgY | GSP | NG FES - Leading the Way | Total installed biomass capacity (MW)
NG FES - Leading the Way | Gen_BB010 | MW | NPgN | KEAD_YEDL | Total installed biomass capacity (MW) | Keadby | KEADBY | 63.553 | 63.553 | 63.553 | 63.553 | 63.553 | 63.553 | 63.553 | 63.553 | 63.553 | 63.553 | 63.553 | 63.553 | 63.553 | 63.281 | 62.934 | 62.586 | 62.238 | 61.891 | 61.543 | 61.195 | 60.848 | 60.5 | 60.152 | 59.805 | 59.457 | 59.109 | 58.762 | 58.414 | 58.066 | 58.066 | NPgY | GSP | NG FES - Leading the Way | Total installed biomass capacity (MW)
NG FES - Leading the Way | Gen_BB010 | MW | NPgN | KIRKB1 | Total installed biomass capacity (MW) | Kirkstall B | KIRKSTALL B | 0 | 0 | 0 | 0 | 0 | 0 | 0 | 0 | 0 | 0 | 0 | 0 | 0 | 0 | 0 | 0 | 0 | 0 | 0 | 0 | 0 | 0 | 0 | 0 | 0 | 0 | 0 | 0 | 0 | 0 | NPgY | GSP | NG FES - Leading the Way | Total installed biomass capacity (MW)
NG FES - Leading the Way | Gen_BB010 | MW | NPgN | NEEP_3 | Total installed biomass capacity (MW) | Neepsend | NEEPSEND | 0 | 0 | 0 | 0 | 0 | 0 | 0 | 0 | 0 | 0 | 0 | 0 | 0 | 0 | 0 | 0 | 0 | 0 | 0 | 0 | 0 | 0 | 0 | 0 | 0 | 0 | 0 | 0 | 0 | 0 | NPgY | GSP | NG FES - Leading the Way | Total installed biomass capacity (MW)
NG FES - Leading the Way | Gen_BB010 | MW | NPgN | NORL_3 | Total installed biomass capacity (MW) | Norton Lees | NORTON LEES | 0 | 0 | 0 | 0 | 0 | 0 | 0 | 0 | 0 | 0 | 0 | 0 | 0 | 0 | 0 | 0 | 0 | 0 | 0 | 0 | 0 | 0 | 0 | 0 | 0 | 0 | 0 | 0 | 0 | 0 | NPgY | GSP | NG FES - Leading the Way | Total installed biomass capacity (MW)
NG FES - Leading the Way | Gen_BB010 | MW | NPgN | PITS_BB_B | Total installed biomass capacity (MW) | Pitsmoor | PITSMOOR 3/4 | 0 | 0 | 0 | 0 | 0 | 0 | 0 | 0 | 0 | 0 | 0 | 0 | 0 | 0 | 0 | 0 | 0 | 0 | 0 | 0 | 0 | 0 | 0 | 0 | 0 | 0 | 0 | 0 | 0 | 0 | NPgY | GSP | NG FES - Leading the Way | Total installed biomass capacity (MW)
NG FES - Leading the Way | Gen_BB010 | MW | NPgN | SALT_1 | Total installed biomass capacity (MW) | Saltend North | SALTEND NORTH | 0 | 0 | 0 | 0 | 0 | 0 | 0 | 0 | 0 | 0 | 0 | 0 | 0 | 0 | 0 | 0 | 0 | 0 | 0 | 0 | 0 | 0 | 0 | 0 | 0 | 0 | 0 | 0 | 0 | 0 | NPgY | GSP | NG FES - Leading the Way | Total installed biomass capacity (MW)
NG FES - Leading the Way | Gen_BB010 | MW | NPgN | SHEC_3 | Total installed biomass capacity (MW) | Sheffield City | SHEFFIELD CITY | 0 | 0 | 0 | 0 | 0 | 0 | 0 | 0 | 0 | 0 | 0 | 0 | 0 | 0 | 0 | 0 | 0 | 0 | 0 | 0 | 0 | 0 | 0 | 0 | 0 | 0 | 0 | 0 | 0 | 0 | NPgY | GSP | NG FES - Leading the Way | Total installed biomass capacity (MW)
NG FES - Leading the Way | Gen_BB010 | MW | NPgN | SKLGB1 | Total installed biomass capacity (MW) | Skelton Grange | SKELTON GRANGE | 0.903 | 0.903 | 0.903 | 0.903 | 0.903 | 0.903 | 0.903 | 0.903 | 0.903 | 0.903 | 0.903 | 0.903 | 0.903 | 0.903 | 0.903 | 0.903 | 0.903 | 0.903 | 0.903 | 0.903 | 0.903 | 0.903 | 0.903 | 0.903 | 0.903 | 0.903 | 0.903 | 0.903 | 0.903 | 0.903 | NPgY | GSP | NG FES - Leading the Way | Total installed biomass capacity (MW)
NG FES - Leading the Way | Gen_BB010 | MW | NPgN | TEMP_3 | Total installed biomass capacity (MW) | Templeborough | TEMPLEBOROUGH 275/33KV | 0 | 0 | 0 | 0 | 0 | 0 | 0 | 0 | 0 | 0 | 0 | 0 | 0 | 0 | 0 | 0 | 0 | 0 | 0 | 0 | 0 | 0 | 0 | 0 | 0 | 0 | 0 | 0 | 0 | 0 | NPgY | GSP | NG FES - Leading the Way | Total installed biomass capacity (MW)
NG FES - Leading the Way | Gen_BB010 | MW | NPgN | THUR_6 | Total installed biomass capacity (MW) | Thurcroft | THURCROFT | 0 | 0 | 0 | 0 | 0 | 0 | 0 | 0 | 0 | 0 | 0 | 0 | 0 | 0 | 0 | 0 | 0 | 0 | 0 | 0 | 0 | 0 | 0 | 0 | 0 | 0 | 0 | 0 | 0 | 0 | NPgY | GSP | NG FES - Leading the Way | Total installed biomass capacity (MW)
NG FES - Leading the Way | Gen_BB010 | MW | NPgN | WMEL_THOM | Total installed biomass capacity (MW) | Thorpe Marsh | WEST MELTON / THORPE MARSH | 32 | 32 | 32 | 32 | 32 | 32 | 32 | 32 | 32 | 32 | 32 | 32 | 32 | 32 | 32 | 32 | 32 | 32 | 32 | 32 | 32 | 32 | 32 | 32 | 32 | 32 | 32 | 32 | 32 | 32 | NPgY | GSP | NG FES - Leading the Way | Total installed biomass capacity (MW)
NG FES - Leading the Way | Gen_BB010 | MW | NPgN | WMEL_BB3 | Total installed biomass capacity (MW) | West Melton | WEST MELTON SECTION 3 | 9.88 | 9.88 | 9.88 | 9.88 | 9.88 | 9.88 | 9.88 | 9.88 | 9.88 | 9.88 | 9.88 | 9.88 | 9.88 | 9.88 | 9.88 | 9.88 | 9.88 | 9.88 | 9.88 | 9.88 | 9.88 | 9.88 | 9.88 | 9.88 | 9.88 | 9.88 | 9.88 | 9.88 | 9.88 | 9.88 | NPgY | GSP | NG FES - Leading the Way | Total installed biomass capacity (MW)
NG FES - Leading the Way | Gen_BB010 | MW | NPgN | WIBA_3 | Total installed biomass capacity (MW) | Wincobank | WINCOBANK | 42.75 | 42.75 | 42.75 | 42.75 | 42.75 | 42.75 | 42.75 | 42.75 | 42.75 | 42.75 | 42.75 | 42.75 | 42.75 | 42.75 | 42.75 | 42.75 | 42.75 | 42.75 | 42.75 | 42.75 | 42.75 | 42.75 | 42.75 | 42.75 | 42.75 | 42.75 | 42.75 | 42.75 | 42.75 | 42.75 | NPgY | GSP | NG FES - Leading the Way | Total installed biomass capacity (MW)
NPg Planning Scenario | Gen_BB010 | MW | NPgN | BLYTB1 | Total installed biomass capacity (MW) | Blyth 66kV | BLYTH 66kV | 31.7 | 31.666 | 31.666 | 31.666 | 31.666 | 31.666 | 31.666 | 31.666 | 31.666 | 31.666 | 31.666 | 31.666 | 31.666 | 30.327 | 28.615 | 26.902 | 25.19 | 23.477 | 21.765 | 20.052 | 18.34 | 16.628 | 14.915 | 13.203 | 11.49 | 9.778 | 8.065 | 6.353 | 4.64 | 4.64 | NPgN | GSP | NPg Planning Scenario | Total installed biomass capacity (MW)
NPg Planning Scenario | Gen_BB010 | MW | NPgN | BLYTH132 | Total installed biomass capacity (MW) | Blyth 132kV | BLYTH 132kV | 380 | 380 | 380 | 380 | 380 | 380 | 380 | 380 | 380 | 380 | 380 | 380 | 380 | 363.931 | 343.381 | 322.831 | 302.281 | 281.731 | 261.182 | 240.632 | 220.082 | 199.532 | 178.983 | 158.433 | 137.883 | 117.333 | 96.783 | 76.234 | 55.684 | 55.684 | NPgN | GSP | NPg Planning Scenario | Total installed biomass capacity (MW)
NPg Planning Scenario | Gen_BB010 | MW | NPgN | FOUR_1 | Total installed biomass capacity (MW) | Fourstones | FOURSTONES | 0 | 0 | 0 | 0 | 0 | 0 | 0 | 0 | 0 | 0 | 0 | 0 | 0 | 0 | 0 | 0 | 0 | 0 | 0 | 0 | 0 | 0 | 0 | 0 | 0 | 0 | 0 | 0 | 0 | 0 | NPgN | GSP | NPg Planning Scenario | Total installed biomass capacity (MW)
NPg Planning Scenario | Gen_BB010 | MW | NPgN | HARM_6 | Total installed biomass capacity (MW) | Hart Moor | HARTMOOR | 0 | 0 | 0 | 0 | 0 | 0 | 0 | 0 | 0 | 0 | 0 | 0 | 0 | 0 | 0 | 0 | 0 | 0 | 0 | 0 | 0 | 0 | 0 | 0 | 0 | 0 | 0 | 0 | 0 | 0 | NPgN | GSP | NPg Planning Scenario | Total installed biomass capacity (MW)
NPg Planning Scenario | Gen_BB010 | MW | NPgN | HAWP_6 | Total installed biomass capacity (MW) | Hawthorn Pit | HAWTHORN PIT GRID | 0 | 0 | 0 | 0 | 0 | 0 | 0 | 0 | 0 | 0 | 0 | 0 | 0 | 0 | 0 | 0 | 0 | 0 | 0 | 0 | 0 | 0 | 0 | 0 | 0 | 0 | 0 | 0 | 0 | 0 | NPgN | GSP | NPg Planning Scenario | Total installed biomass capacity (MW)
NPg Planning Scenario | Gen_BB010 | MW | NPgN | KNARE_111 | Total installed biomass capacity (MW) | Knaresborough | KNARESBOROUGH | 0.475 | 0.475 | 0.475 | 0.475 | 0.475 | 0.475 | 0.475 | 0.475 | 0.475 | 0.475 | 0.475 | 0.475 | 0.475 | 0.455 | 0.429 | 0.404 | 0.378 | 0.352 | 0.326 | 0.301 | 0.275 | 0.249 | 0.224 | 0.198 | 0.172 | 0.147 | 0.121 | 0.095 | 0.07 | 0.07 | NPgN | GSP | NPg Planning Scenario | Total installed biomass capacity (MW)
NPg Planning Scenario | Gen_BB010 | MW | NPgN | LACK_6 | Total installed biomass capacity (MW) | Lackenby | LACKENBY | 0.39 | 0.39 | 0.39 | 0.39 | 0.39 | 0.39 | 0.39 | 0.39 | 0.39 | 0.39 | 0.39 | 0.39 | 0.39 | 0.374 | 0.353 | 0.332 | 0.311 | 0.289 | 0.268 | 0.247 | 0.226 | 0.205 | 0.184 | 0.163 | 0.142 | 0.121 | 0.099 | 0.078 | 0.057 | 0.057 | NPgN | GSP | NPg Planning Scenario | Total installed biomass capacity (MW)
NPg Planning Scenario | Gen_BB010 | MW | NPgN | NORT_1 | Total installed biomass capacity (MW) | Norton | NORTON | 0 | 0 | 0 | 0 | 0 | 0 | 0 | 0 | 0 | 0 | 0 | 0 | 0 | 0 | 0 | 0 | 0 | 0 | 0 | 0 | 0 | 0 | 0 | 0 | 0 | 0 | 0 | 0 | 0 | 0 | NPgN | GSP | NPg Planning Scenario | Total installed biomass capacity (MW)
NPg Planning Scenario | Gen_BB010 | MW | NPgN | OFFE_3 | Total installed biomass capacity (MW) | Offerton | OFFERTON | 0 | 0 | 0 | 0 | 0 | 0 | 0 | 0 | 0 | 0 | 0 | 0 | 0 | 0 | 0 | 0 | 0 | 0 | 0 | 0 | 0 | 0 | 0 | 0 | 0 | 0 | 0 | 0 | 0 | 0 | NPgN | GSP | NPg Planning Scenario | Total installed biomass capacity (MW)
NPg Planning Scenario | Gen_BB010 | MW | NPgN | OSBA_1 | Total installed biomass capacity (MW) | Osbaldwick | OSBALDWICK | 0.5 | 0.5 | 0.5 | 0.5 | 0.5 | 0.5 | 0.5 | 0.5 | 0.5 | 0.5 | 0.5 | 0.5 | 0.5 | 0.479 | 0.452 | 0.425 | 0.397 | 0.37 | 0.343 | 0.316 | 0.289 | 0.262 | 0.235 | 0.208 | 0.181 | 0.154 | 0.127 | 0.1 | 0.073 | 0.073 | NPgN | GSP | NPg Planning Scenario | Total installed biomass capacity (MW)
NPg Planning Scenario | Gen_BB010 | MW | NPgN | POPP_3 | Total installed biomass capacity (MW) | Poppleton | POPPLETON | 0 | 0 | 0 | 0 | 0 | 0 | 0 | 0 | 0 | 0 | 0 | 0 | 0 | 0 | 0 | 0 | 0 | 0 | 0 | 0 | 0 | 0 | 0 | 0 | 0 | 0 | 0 | 0 | 0 | 0 | NPgN | GSP | NPg Planning Scenario | Total installed biomass capacity (MW)
NPg Planning Scenario | Gen_BB010 | MW | NPgN | SALH_1 | Total installed biomass capacity (MW) | Saltholme | SALTHOLME | 49 | 49 | 49 | 49 | 49 | 49 | 49 | 49 | 49 | 49 | 49 | 49 | 49 | 46.928 | 44.278 | 41.628 | 38.978 | 36.329 | 33.679 | 31.029 | 28.379 | 25.729 | 23.079 | 20.43 | 17.78 | 15.13 | 12.48 | 9.83 | 7.18 | 7.18 | NPgN | GSP | NPg Planning Scenario | Total installed biomass capacity (MW)
NPg Planning Scenario | Gen_BB010 | MW | NPgN | SSHI_3 | Total installed biomass capacity (MW) | South Shields | SOUTH SHIELDS | 0 | 0 | 0 | 0 | 0 | 0 | 0 | 0 | 0 | 0 | 0 | 0 | 0 | 0 | 0 | 0 | 0 | 0 | 0 | 0 | 0 | 0 | 0 | 0 | 0 | 0 | 0 | 0 | 0 | 0 | NPgN | GSP | NPg Planning Scenario | Total installed biomass capacity (MW)
NPg Planning Scenario | Gen_BB010 | MW | NPgN | KIELD01 and SPAD20 | Total installed biomass capacity (MW) | 0 | SPADEADAM | 0 | 0 | 0 | 0 | 0 | 0 | 0 | 0 | 0 | 0 | 0 | 0 | 0 | 0 | 0 | 0 | 0 | 0 | 0 | 0 | 0 | 0 | 0 | 0 | 0 | 0 | 0 | 0 | 0 | 0 | NPgN | GSP | NPg Planning Scenario | Total installed biomass capacity (MW)
NPg Planning Scenario | Gen_BB010 | MW | NPgN | SPEN_1 | Total installed biomass capacity (MW) | Spennymoor | SPENNYMOOR | 17.673 | 17.673 | 17.673 | 17.673 | 17.673 | 17.673 | 17.673 | 17.673 | 17.673 | 17.673 | 17.673 | 17.673 | 17.673 | 16.926 | 15.97 | 15.014 | 14.058 | 13.103 | 12.147 | 11.191 | 10.235 | 9.28 | 8.324 | 7.368 | 6.413 | 5.457 | 4.501 | 3.545 | 2.59 | 2.59 | NPgN | GSP | NPg Planning Scenario | Total installed biomass capacity (MW)
NPg Planning Scenario | Gen_BB010 | MW | NPgN | STEN_1 | Total installed biomass capacity (MW) | Stella North | STELLA NORTH | 0 | 0 | 0 | 0 | 0 | 0 | 0 | 0 | 0 | 0 | 0 | 0 | 0 | 0 | 0 | 0 | 0 | 0 | 0 | 0 | 0 | 0 | 0 | 0 | 0 | 0 | 0 | 0 | 0 | 0 | NPgN | GSP | NPg Planning Scenario | Total installed biomass capacity (MW)
NPg Planning Scenario | Gen_BB010 | MW | NPgN | STES_1 | Total installed biomass capacity (MW) | Stella South | STELLA SOUTH | 3.501 | 3.501 | 3.501 | 3.501 | 3.501 | 3.501 | 3.501 | 3.501 | 3.501 | 3.501 | 3.501 | 3.501 | 3.501 | 3.353 | 3.163 | 2.974 | 2.785 | 2.595 | 2.406 | 2.217 | 2.028 | 1.838 | 1.649 | 1.46 | 1.27 | 1.081 | 0.892 | 0.702 | 0.513 | 0.513 | NPgN | GSP | NPg Planning Scenario | Total installed biomass capacity (MW)
NPg Planning Scenario | Gen_BB010 | MW | NPgN | TYNE_1 | Total installed biomass capacity (MW) | Tynemouth 1 | TYNEMOUTH | 0 | 0 | 0 | 0 | 0 | 0 | 0 | 0 | 0 | 0 | 0 | 0 | 0 | 0 | 0 | 0 | 0 | 0 | 0 | 0 | 0 | 0 | 0 | 0 | 0 | 0 | 0 | 0 | 0 | 0 | NPgN | GSP | NPg Planning Scenario | Total installed biomass capacity (MW)
NPg Planning Scenario | Gen_BB010 | MW | NPgN | WBOL_6 | Total installed biomass capacity (MW) | West Boldon | WEST BOLDON | 0 | 0 | 0 | 0 | 0 | 0 | 0 | 0 | 0 | 0 | 0 | 0 | 0 | 0 | 0 | 0 | 0 | 0 | 0 | 0 | 0 | 0 | 0 | 0 | 0 | 0 | 0 | 0 | 0 | 0 | NPgN | GSP | NPg Planning Scenario | Total installed biomass capacity (MW)
NPg Planning Scenario | Gen_BB010 | MW | NPgN | BRAW_1 | Total installed biomass capacity (MW) | Bradford West | BRADFORD WEST | 0 | 0 | 0 | 0 | 0 | 0 | 0 | 0 | 0 | 0 | 0 | 0 | 0 | 0 | 0 | 0 | 0 | 0 | 0 | 0 | 0 | 0 | 0 | 0 | 0 | 0 | 0 | 0 | 0 | 0 | NPgY | GSP | NPg Planning Scenario | Total installed biomass capacity (MW)
NPg Planning Scenario | Gen_BB010 | MW | NPgN | CAMB_01 | Total installed biomass capacity (MW) | Camblesforth | CAMBLESFORTH | 0 | 0 | 0 | 0 | 0 | 0 | 0 | 0 | 0 | 0 | 0 | 0 | 0 | 0 | 0 | 0 | 0 | 0 | 0 | 0 | 0 | 0 | 0 | 0 | 0 | 0 | 0 | 0 | 0 | 0 | NPgY | GSP | NPg Planning Scenario | Total installed biomass capacity (MW)
NPg Planning Scenario | Gen_BB010 | MW | NPgN | CREB_1 | Total installed biomass capacity (MW) | Creyke Beck | CREYKE BECK | 35.066 | 35.066 | 35.066 | 35.066 | 35.066 | 35.066 | 35.066 | 35.066 | 35.066 | 35.066 | 35.066 | 35.066 | 35.066 | 33.584 | 31.687 | 29.791 | 27.895 | 25.998 | 24.102 | 22.206 | 20.309 | 18.413 | 16.517 | 14.62 | 12.724 | 10.828 | 8.931 | 7.035 | 5.139 | 5.139 | NPgY | GSP | NPg Planning Scenario | Total installed biomass capacity (MW)
NPg Planning Scenario | Gen_BB010 | MW | NPgN | DRAX_YEDL | Total installed biomass capacity (MW) | Drax | DRAX | 0 | 0 | 0 | 0 | 0 | 0 | 0 | 0 | 0 | 0 | 0 | 0 | 0 | 0 | 0 | 0 | 0 | 0 | 0 | 0 | 0 | 0 | 0 | 0 | 0 | 0 | 0 | 0 | 0 | 0 | NPgY | GSP | NPg Planning Scenario | Total installed biomass capacity (MW)
NPg Planning Scenario | Gen_BB010 | MW | NPgN | ELLA_1 | Total installed biomass capacity (MW) | Elland | ELLAND | 0 | 0 | 0 | 0 | 0 | 0 | 0 | 0 | 0 | 0 | 0 | 0 | 0 | 0 | 0 | 0 | 0 | 0 | 0 | 0 | 0 | 0 | 0 | 0 | 0 | 0 | 0 | 0 | 0 | 0 | NPgY | GSP | NPg Planning Scenario | Total installed biomass capacity (MW)
NPg Planning Scenario | Gen_BB010 | MW | NPgN | FERRA2 | Total installed biomass capacity (MW) | Ferrybridge A | FERRYBRIDGE A | 2.4 | 2.4 | 2.4 | 2.4 | 2.4 | 2.4 | 2.4 | 2.4 | 2.4 | 2.4 | 2.4 | 2.4 | 2.4 | 2.298 | 2.168 | 2.039 | 1.909 | 1.779 | 1.649 | 1.52 | 1.39 | 1.26 | 1.13 | 1.001 | 0.871 | 0.741 | 0.611 | 0.481 | 0.352 | 0.352 | NPgY | GSP | NPg Planning Scenario | Total installed biomass capacity (MW)
NPg Planning Scenario | Gen_BB010 | MW | NPgN | FERRB9 | Total installed biomass capacity (MW) | Ferrybridge B (_M) | FERRYBRIDGE B | 5.11 | 5.11 | 5.11 | 5.11 | 5.11 | 5.11 | 5.11 | 5.11 | 5.11 | 5.11 | 5.11 | 5.11 | 5.11 | 4.894 | 4.618 | 4.341 | 4.065 | 3.789 | 3.512 | 3.236 | 2.96 | 2.683 | 2.407 | 2.131 | 1.854 | 1.578 | 1.301 | 1.025 | 0.749 | 0.749 | NPgY | GSP | NPg Planning Scenario | Total installed biomass capacity (MW)
NPg Planning Scenario | Gen_BB010 | MW | NPgN | GRIW_1 | Total installed biomass capacity (MW) | Grimsby West | GRIMSBY WEST | 0.5 | 0.5 | 0.5 | 0.5 | 0.5 | 0.5 | 0.5 | 0.5 | 0.5 | 0.5 | 0.5 | 0.5 | 0.5 | 0.479 | 0.452 | 0.425 | 0.397 | 0.37 | 0.343 | 0.316 | 0.289 | 0.262 | 0.235 | 0.208 | 0.181 | 0.154 | 0.127 | 0.1 | 0.073 | 0.073 | NPgY | GSP | NPg Planning Scenario | Total installed biomass capacity (MW)
NPg Planning Scenario | Gen_BB010 | MW | NPgN | JORD_3 | Total installed biomass capacity (MW) | Jordanthorpe | JORDANTHORPE | 0 | 0 | 0 | 0 | 0 | 0 | 0 | 0 | 0 | 0 | 0 | 0 | 0 | 0 | 0 | 0 | 0 | 0 | 0 | 0 | 0 | 0 | 0 | 0 | 0 | 0 | 0 | 0 | 0 | 0 | NPgY | GSP | NPg Planning Scenario | Total installed biomass capacity (MW)
NPg Planning Scenario | Gen_BB010 | MW | NPgN | KEAD_YEDL | Total installed biomass capacity (MW) | Keadby | KEADBY | 63.553 | 63.553 | 63.553 | 63.553 | 63.553 | 63.553 | 63.553 | 63.553 | 63.553 | 63.553 | 63.553 | 63.553 | 63.553 | 63.281 | 62.934 | 62.586 | 62.238 | 61.891 | 61.543 | 61.195 | 60.848 | 60.5 | 60.152 | 59.805 | 59.457 | 59.109 | 58.762 | 58.414 | 58.066 | 58.066 | NPgY | GSP | NPg Planning Scenario | Total installed biomass capacity (MW)
NPg Planning Scenario | Gen_BB010 | MW | NPgN | KIRKB1 | Total installed biomass capacity (MW) | Kirkstall B | KIRKSTALL B | 0 | 0 | 0 | 0 | 0 | 0 | 0 | 0 | 0 | 0 | 0 | 0 | 0 | 0 | 0 | 0 | 0 | 0 | 0 | 0 | 0 | 0 | 0 | 0 | 0 | 0 | 0 | 0 | 0 | 0 | NPgY | GSP | NPg Planning Scenario | Total installed biomass capacity (MW)
NPg Planning Scenario | Gen_BB010 | MW | NPgN | NEEP_3 | Total installed biomass capacity (MW) | Neepsend | NEEPSEND | 0 | 0 | 0 | 0 | 0 | 0 | 0 | 0 | 0 | 0 | 0 | 0 | 0 | 0 | 0 | 0 | 0 | 0 | 0 | 0 | 0 | 0 | 0 | 0 | 0 | 0 | 0 | 0 | 0 | 0 | NPgY | GSP | NPg Planning Scenario | Total installed biomass capacity (MW)
NPg Planning Scenario | Gen_BB010 | MW | NPgN | NORL_3 | Total installed biomass capacity (MW) | Norton Lees | NORTON LEES | 0 | 0 | 0 | 0 | 0 | 0 | 0 | 0 | 0 | 0 | 0 | 0 | 0 | 0 | 0 | 0 | 0 | 0 | 0 | 0 | 0 | 0 | 0 | 0 | 0 | 0 | 0 | 0 | 0 | 0 | NPgY | GSP | NPg Planning Scenario | Total installed biomass capacity (MW)
NPg Planning Scenario | Gen_BB010 | MW | NPgN | PITS_BB_B | Total installed biomass capacity (MW) | Pitsmoor | PITSMOOR 3/4 | 0 | 0 | 0 | 0 | 0 | 0 | 0 | 0 | 0 | 0 | 0 | 0 | 0 | 0 | 0 | 0 | 0 | 0 | 0 | 0 | 0 | 0 | 0 | 0 | 0 | 0 | 0 | 0 | 0 | 0 | NPgY | GSP | NPg Planning Scenario | Total installed biomass capacity (MW)
NPg Planning Scenario | Gen_BB010 | MW | NPgN | SALT_1 | Total installed biomass capacity (MW) | Saltend North | SALTEND NORTH | 0 | 0 | 0 | 0 | 0 | 0 | 0 | 0 | 0 | 0 | 0 | 0 | 0 | 0 | 0 | 0 | 0 | 0 | 0 | 0 | 0 | 0 | 0 | 0 | 0 | 0 | 0 | 0 | 0 | 0 | NPgY | GSP | NPg Planning Scenario | Total installed biomass capacity (MW)
NPg Planning Scenario | Gen_BB010 | MW | NPgN | SHEC_3 | Total installed biomass capacity (MW) | Sheffield City | SHEFFIELD CITY | 0 | 0 | 0 | 0 | 0 | 0 | 0 | 0 | 0 | 0 | 0 | 0 | 0 | 0 | 0 | 0 | 0 | 0 | 0 | 0 | 0 | 0 | 0 | 0 | 0 | 0 | 0 | 0 | 0 | 0 | NPgY | GSP | NPg Planning Scenario | Total installed biomass capacity (MW)
NPg Planning Scenario | Gen_BB010 | MW | NPgN | SKLGB1 | Total installed biomass capacity (MW) | Skelton Grange | SKELTON GRANGE | 0.903 | 0.903 | 0.903 | 0.903 | 0.903 | 0.903 | 0.903 | 0.903 | 0.903 | 0.903 | 0.903 | 0.903 | 0.903 | 0.903 | 0.903 | 0.903 | 0.903 | 0.903 | 0.903 | 0.903 | 0.903 | 0.903 | 0.903 | 0.903 | 0.903 | 0.903 | 0.903 | 0.903 | 0.903 | 0.903 | NPgY | GSP | NPg Planning Scenario | Total installed biomass capacity (MW)
NPg Planning Scenario | Gen_BB010 | MW | NPgN | TEMP_3 | Total installed biomass capacity (MW) | Templeborough | TEMPLEBOROUGH 275/33KV | 0 | 0 | 0 | 0 | 0 | 0 | 0 | 0 | 0 | 0 | 0 | 0 | 0 | 0 | 0 | 0 | 0 | 0 | 0 | 0 | 0 | 0 | 0 | 0 | 0 | 0 | 0 | 0 | 0 | 0 | NPgY | GSP | NPg Planning Scenario | Total installed biomass capacity (MW)
NPg Planning Scenario | Gen_BB010 | MW | NPgN | THUR_6 | Total installed biomass capacity (MW) | Thurcroft | THURCROFT | 0 | 0 | 0 | 0 | 0 | 0 | 0 | 0 | 0 | 0 | 0 | 0 | 0 | 0 | 0 | 0 | 0 | 0 | 0 | 0 | 0 | 0 | 0 | 0 | 0 | 0 | 0 | 0 | 0 | 0 | NPgY | GSP | NPg Planning Scenario | Total installed biomass capacity (MW)
NPg Planning Scenario | Gen_BB010 | MW | NPgN | WMEL_THOM | Total installed biomass capacity (MW) | Thorpe Marsh | WEST MELTON / THORPE MARSH | 32 | 32 | 32 | 32 | 32 | 32 | 32 | 32 | 32 | 32 | 32 | 32 | 32 | 32 | 32 | 32 | 32 | 32 | 32 | 32 | 32 | 32 | 32 | 32 | 32 | 32 | 32 | 32 | 32 | 32 | NPgY | GSP | NPg Planning Scenario | Total installed biomass capacity (MW)
NPg Planning Scenario | Gen_BB010 | MW | NPgN | WMEL_BB3 | Total installed biomass capacity (MW) | West Melton | WEST MELTON SECTION 3 | 9.88 | 9.88 | 9.88 | 9.88 | 9.88 | 9.88 | 9.88 | 9.88 | 9.88 | 9.88 | 9.88 | 9.88 | 9.88 | 9.88 | 9.88 | 9.88 | 9.88 | 9.88 | 9.88 | 9.88 | 9.88 | 9.88 | 9.88 | 9.88 | 9.88 | 9.88 | 9.88 | 9.88 | 9.88 | 9.88 | NPgY | GSP | NPg Planning Scenario | Total installed biomass capacity (MW)
NPg Planning Scenario | Gen_BB010 | MW | NPgN | WIBA_3 | Total installed biomass capacity (MW) | Wincobank | WINCOBANK | 42.75 | 42.75 | 42.75 | 42.75 | 42.75 | 42.75 | 42.75 | 42.75 | 42.75 | 42.75 | 42.75 | 42.75 | 42.75 | 42.75 | 42.75 | 42.75 | 42.75 | 42.75 | 42.75 | 42.75 | 42.75 | 42.75 | 42.75 | 42.75 | 42.75 | 42.75 | 42.75 | 42.75 | 42.75 | 42.75 | NPgY | GSP | NPg Planning Scenario | Total installed biomass capacity (MW)
NG FES - System Transformation | Gen_BB010 | MW | NPgN | BLYTB1 | Total installed biomass capacity (MW) | Blyth 66kV | BLYTH 66kV | 31.7 | 31.666 | 31.666 | 31.666 | 31.666 | 31.666 | 31.666 | 31.666 | 31.666 | 31.666 | 31.666 | 31.666 | 31.666 | 31.666 | 31.643 | 30.363 | 29.083 | 27.803 | 26.524 | 25.244 | 23.964 | 22.684 | 21.404 | 20.124 | 18.844 | 17.565 | 16.285 | 15.005 | 13.725 | 13.725 | NPgN | GSP | NG FES - System Transformation | Total installed biomass capacity (MW)
NG FES - System Transformation | Gen_BB010 | MW | NPgN | BLYTH132 | Total installed biomass capacity (MW) | Blyth 132kV | BLYTH 132kV | 380 | 380 | 380 | 380 | 380 | 380 | 380 | 380 | 380 | 380 | 380 | 380 | 380 | 380 | 379.72 | 364.361 | 349.003 | 333.644 | 318.286 | 302.928 | 287.569 | 272.211 | 256.852 | 241.494 | 226.135 | 210.777 | 195.418 | 180.06 | 164.701 | 164.701 | NPgN | GSP | NG FES - System Transformation | Total installed biomass capacity (MW)
NG FES - System Transformation | Gen_BB010 | MW | NPgN | FOUR_1 | Total installed biomass capacity (MW) | Fourstones | FOURSTONES | 0 | 0 | 0 | 0 | 0 | 0 | 0 | 0 | 0 | 0 | 0 | 0 | 0 | 0 | 0 | 0 | 0 | 0 | 0 | 0 | 0 | 0 | 0 | 0 | 0 | 0 | 0 | 0 | 0 | 0 | NPgN | GSP | NG FES - System Transformation | Total installed biomass capacity (MW)
NG FES - System Transformation | Gen_BB010 | MW | NPgN | HARM_6 | Total installed biomass capacity (MW) | Hart Moor | HARTMOOR | 0 | 0 | 0 | 0 | 0 | 0 | 0 | 0 | 0 | 0 | 0 | 0 | 0 | 0 | 0 | 0 | 0 | 0 | 0 | 0 | 0 | 0 | 0 | 0 | 0 | 0 | 0 | 0 | 0 | 0 | NPgN | GSP | NG FES - System Transformation | Total installed biomass capacity (MW)
NG FES - System Transformation | Gen_BB010 | MW | NPgN | HAWP_6 | Total installed biomass capacity (MW) | Hawthorn Pit | HAWTHORN PIT GRID | 0 | 0 | 0 | 0 | 0 | 0 | 0 | 0 | 0 | 0 | 0 | 0 | 0 | 0 | 0 | 0 | 0 | 0 | 0 | 0 | 0 | 0 | 0 | 0 | 0 | 0 | 0 | 0 | 0 | 0 | NPgN | GSP | NG FES - System Transformation | Total installed biomass capacity (MW)
NG FES - System Transformation | Gen_BB010 | MW | NPgN | KNARE_111 | Total installed biomass capacity (MW) | Knaresborough | KNARESBOROUGH | 0.475 | 0.475 | 0.475 | 0.475 | 0.475 | 0.475 | 0.475 | 0.475 | 0.475 | 0.475 | 0.475 | 0.475 | 0.475 | 0.475 | 0.475 | 0.455 | 0.436 | 0.417 | 0.398 | 0.379 | 0.359 | 0.34 | 0.321 | 0.302 | 0.283 | 0.263 | 0.244 | 0.225 | 0.206 | 0.206 | NPgN | GSP | NG FES - System Transformation | Total installed biomass capacity (MW)
NG FES - System Transformation | Gen_BB010 | MW | NPgN | LACK_6 | Total installed biomass capacity (MW) | Lackenby | LACKENBY | 0.39 | 0.39 | 0.39 | 0.39 | 0.39 | 0.39 | 0.39 | 0.39 | 0.39 | 0.39 | 0.39 | 0.39 | 0.39 | 0.39 | 0.39 | 0.374 | 0.359 | 0.343 | 0.327 | 0.311 | 0.295 | 0.28 | 0.264 | 0.248 | 0.232 | 0.217 | 0.201 | 0.185 | 0.169 | 0.169 | NPgN | GSP | NG FES - System Transformation | Total installed biomass capacity (MW)
NG FES - System Transformation | Gen_BB010 | MW | NPgN | NORT_1 | Total installed biomass capacity (MW) | Norton | NORTON | 0 | 0 | 0 | 0 | 0 | 0 | 0 | 0 | 0 | 0 | 0 | 0 | 0 | 0 | 0 | 0 | 0 | 0 | 0 | 0 | 0 | 0 | 0 | 0 | 0 | 0 | 0 | 0 | 0 | 0 | NPgN | GSP | NG FES - System Transformation | Total installed biomass capacity (MW)
NG FES - System Transformation | Gen_BB010 | MW | NPgN | OFFE_3 | Total installed biomass capacity (MW) | Offerton | OFFERTON | 0 | 0 | 0 | 0 | 0 | 0 | 0 | 0 | 0 | 0 | 0 | 0 | 0 | 0 | 0 | 0 | 0 | 0 | 0 | 0 | 0 | 0 | 0 | 0 | 0 | 0 | 0 | 0 | 0 | 0 | NPgN | GSP | NG FES - System Transformation | Total installed biomass capacity (MW)
NG FES - System Transformation | Gen_BB010 | MW | NPgN | OSBA_1 | Total installed biomass capacity (MW) | Osbaldwick | OSBALDWICK | 0.5 | 0.5 | 0.5 | 0.5 | 0.5 | 0.5 | 0.5 | 0.5 | 0.5 | 0.5 | 0.5 | 0.5 | 0.5 | 0.5 | 0.499 | 0.479 | 0.459 | 0.439 | 0.419 | 0.398 | 0.378 | 0.358 | 0.338 | 0.318 | 0.297 | 0.277 | 0.257 | 0.237 | 0.217 | 0.217 | NPgN | GSP | NG FES - System Transformation | Total installed biomass capacity (MW)
NG FES - System Transformation | Gen_BB010 | MW | NPgN | POPP_3 | Total installed biomass capacity (MW) | Poppleton | POPPLETON | 0 | 0 | 0 | 0 | 0 | 0 | 0 | 0 | 0 | 0 | 0 | 0 | 0 | 0 | 0 | 0 | 0 | 0 | 0 | 0 | 0 | 0 | 0 | 0 | 0 | 0 | 0 | 0 | 0 | 0 | NPgN | GSP | NG FES - System Transformation | Total installed biomass capacity (MW)
NG FES - System Transformation | Gen_BB010 | MW | NPgN | SALH_1 | Total installed biomass capacity (MW) | Saltholme | SALTHOLME | 49 | 49 | 49 | 49 | 49 | 49 | 49 | 49 | 49 | 49 | 49 | 49 | 49 | 49 | 48.964 | 46.983 | 45.003 | 43.023 | 41.042 | 39.062 | 37.081 | 35.101 | 33.12 | 31.14 | 29.16 | 27.179 | 25.199 | 23.218 | 21.238 | 21.238 | NPgN | GSP | NG FES - System Transformation | Total installed biomass capacity (MW)
NG FES - System Transformation | Gen_BB010 | MW | NPgN | SSHI_3 | Total installed biomass capacity (MW) | South Shields | SOUTH SHIELDS | 0 | 0 | 0 | 0 | 0 | 0 | 0 | 0 | 0 | 0 | 0 | 0 | 0 | 0 | 0 | 0 | 0 | 0 | 0 | 0 | 0 | 0 | 0 | 0 | 0 | 0 | 0 | 0 | 0 | 0 | NPgN | GSP | NG FES - System Transformation | Total installed biomass capacity (MW)
NG FES - System Transformation | Gen_BB010 | MW | NPgN | KIELD01 and SPAD20 | Total installed biomass capacity (MW) | 0 | SPADEADAM | 0 | 0 | 0 | 0 | 0 | 0 | 0 | 0 | 0 | 0 | 0 | 0 | 0 | 0 | 0 | 0 | 0 | 0 | 0 | 0 | 0 | 0 | 0 | 0 | 0 | 0 | 0 | 0 | 0 | 0 | NPgN | GSP | NG FES - System Transformation | Total installed biomass capacity (MW)
NG FES - System Transformation | Gen_BB010 | MW | NPgN | SPEN_1 | Total installed biomass capacity (MW) | Spennymoor | SPENNYMOOR | 17.673 | 17.673 | 17.673 | 17.673 | 17.673 | 17.673 | 17.673 | 17.673 | 17.673 | 17.673 | 17.673 | 17.673 | 17.673 | 17.673 | 17.66 | 16.946 | 16.231 | 15.517 | 14.803 | 14.088 | 13.374 | 12.66 | 11.946 | 11.231 | 10.517 | 9.803 | 9.088 | 8.374 | 7.66 | 7.66 | NPgN | GSP | NG FES - System Transformation | Total installed biomass capacity (MW)
NG FES - System Transformation | Gen_BB010 | MW | NPgN | STEN_1 | Total installed biomass capacity (MW) | Stella North | STELLA NORTH | 0 | 0 | 0 | 0 | 0 | 0 | 0 | 0 | 0 | 0 | 0 | 0 | 0 | 0 | 0 | 0 | 0 | 0 | 0 | 0 | 0 | 0 | 0 | 0 | 0 | 0 | 0 | 0 | 0 | 0 | NPgN | GSP | NG FES - System Transformation | Total installed biomass capacity (MW)
NG FES - System Transformation | Gen_BB010 | MW | NPgN | STES_1 | Total installed biomass capacity (MW) | Stella South | STELLA SOUTH | 3.501 | 3.501 | 3.501 | 3.501 | 3.501 | 3.501 | 3.501 | 3.501 | 3.501 | 3.501 | 3.501 | 3.501 | 3.501 | 3.501 | 3.498 | 3.357 | 3.215 | 3.074 | 2.932 | 2.791 | 2.649 | 2.508 | 2.366 | 2.225 | 2.083 | 1.942 | 1.8 | 1.659 | 1.517 | 1.517 | NPgN | GSP | NG FES - System Transformation | Total installed biomass capacity (MW)
NG FES - System Transformation | Gen_BB010 | MW | NPgN | TYNE_1 | Total installed biomass capacity (MW) | Tynemouth 1 | TYNEMOUTH | 0 | 0 | 0 | 0 | 0 | 0 | 0 | 0 | 0 | 0 | 0 | 0 | 0 | 0 | 0 | 0 | 0 | 0 | 0 | 0 | 0 | 0 | 0 | 0 | 0 | 0 | 0 | 0 | 0 | 0 | NPgN | GSP | NG FES - System Transformation | Total installed biomass capacity (MW)
NG FES - System Transformation | Gen_BB010 | MW | NPgN | WBOL_6 | Total installed biomass capacity (MW) | West Boldon | WEST BOLDON | 0 | 0 | 0 | 0 | 0 | 0 | 0 | 0 | 0 | 0 | 0 | 0 | 0 | 0 | 0 | 0 | 0 | 0 | 0 | 0 | 0 | 0 | 0 | 0 | 0 | 0 | 0 | 0 | 0 | 0 | NPgN | GSP | NG FES - System Transformation | Total installed biomass capacity (MW)
NG FES - System Transformation | Gen_BB010 | MW | NPgN | BRAW_1 | Total installed biomass capacity (MW) | Bradford West | BRADFORD WEST | 0 | 0 | 0 | 0 | 0 | 0 | 0 | 0 | 0 | 0 | 0 | 0 | 0 | 0 | 0 | 0 | 0 | 0 | 0 | 0 | 0 | 0 | 0 | 0 | 0 | 0 | 0 | 0 | 0 | 0 | NPgY | GSP | NG FES - System Transformation | Total installed biomass capacity (MW)
NG FES - System Transformation | Gen_BB010 | MW | NPgN | CAMB_01 | Total installed biomass capacity (MW) | Camblesforth | CAMBLESFORTH | 0 | 0 | 0 | 0 | 0 | 0 | 0 | 0 | 0 | 0 | 0 | 0 | 0 | 0 | 0 | 0 | 0 | 0 | 0 | 0 | 0 | 0 | 0 | 0 | 0 | 0 | 0 | 0 | 0 | 0 | NPgY | GSP | NG FES - System Transformation | Total installed biomass capacity (MW)
NG FES - System Transformation | Gen_BB010 | MW | NPgN | CREB_1 | Total installed biomass capacity (MW) | Creyke Beck | CREYKE BECK | 35.066 | 35.066 | 35.066 | 35.066 | 35.066 | 35.066 | 35.066 | 35.066 | 35.066 | 35.066 | 35.066 | 35.066 | 35.066 | 35.066 | 35.041 | 33.623 | 32.206 | 30.789 | 29.371 | 27.954 | 26.537 | 25.12 | 23.702 | 22.285 | 20.868 | 19.45 | 18.033 | 16.616 | 15.199 | 15.199 | NPgY | GSP | NG FES - System Transformation | Total installed biomass capacity (MW)
NG FES - System Transformation | Gen_BB010 | MW | NPgN | DRAX_YEDL | Total installed biomass capacity (MW) | Drax | DRAX | 0 | 0 | 0 | 0 | 0 | 0 | 0 | 0 | 0 | 0 | 0 | 0 | 0 | 0 | 0 | 0 | 0 | 0 | 0 | 0 | 0 | 0 | 0 | 0 | 0 | 0 | 0 | 0 | 0 | 0 | NPgY | GSP | NG FES - System Transformation | Total installed biomass capacity (MW)
NG FES - System Transformation | Gen_BB010 | MW | NPgN | ELLA_1 | Total installed biomass capacity (MW) | Elland | ELLAND | 0 | 0 | 0 | 0 | 0 | 0 | 0 | 0 | 0 | 0 | 0 | 0 | 0 | 0 | 0 | 0 | 0 | 0 | 0 | 0 | 0 | 0 | 0 | 0 | 0 | 0 | 0 | 0 | 0 | 0 | NPgY | GSP | NG FES - System Transformation | Total installed biomass capacity (MW)
NG FES - System Transformation | Gen_BB010 | MW | NPgN | FERRA2 | Total installed biomass capacity (MW) | Ferrybridge A | FERRYBRIDGE A | 2.4 | 2.4 | 2.4 | 2.4 | 2.4 | 2.4 | 2.4 | 2.4 | 2.4 | 2.4 | 2.4 | 2.4 | 2.4 | 2.4 | 2.398 | 2.301 | 2.204 | 2.107 | 2.01 | 1.913 | 1.816 | 1.719 | 1.622 | 1.525 | 1.428 | 1.331 | 1.234 | 1.137 | 1.04 | 1.04 | NPgY | GSP | NG FES - System Transformation | Total installed biomass capacity (MW)
NG FES - System Transformation | Gen_BB010 | MW | NPgN | FERRB9 | Total installed biomass capacity (MW) | Ferrybridge B (_M) | FERRYBRIDGE B | 5.11 | 5.11 | 5.11 | 5.11 | 5.11 | 5.11 | 5.11 | 5.11 | 5.11 | 5.11 | 5.11 | 5.11 | 5.11 | 5.11 | 5.106 | 4.9 | 4.693 | 4.487 | 4.28 | 4.074 | 3.867 | 3.661 | 3.454 | 3.247 | 3.041 | 2.834 | 2.628 | 2.421 | 2.215 | 2.215 | NPgY | GSP | NG FES - System Transformation | Total installed biomass capacity (MW)
NG FES - System Transformation | Gen_BB010 | MW | NPgN | GRIW_1 | Total installed biomass capacity (MW) | Grimsby West | GRIMSBY WEST | 0.5 | 0.5 | 0.5 | 0.5 | 0.5 | 0.5 | 0.5 | 0.5 | 0.5 | 0.5 | 0.5 | 0.5 | 0.5 | 0.5 | 0.499 | 0.479 | 0.459 | 0.439 | 0.419 | 0.398 | 0.378 | 0.358 | 0.338 | 0.318 | 0.297 | 0.277 | 0.257 | 0.237 | 0.217 | 0.217 | NPgY | GSP | NG FES - System Transformation | Total installed biomass capacity (MW)
NG FES - System Transformation | Gen_BB010 | MW | NPgN | JORD_3 | Total installed biomass capacity (MW) | Jordanthorpe | JORDANTHORPE | 0 | 0 | 0 | 0 | 0 | 0 | 0 | 0 | 0 | 0 | 0 | 0 | 0 | 0 | 0 | 0 | 0 | 0 | 0 | 0 | 0 | 0 | 0 | 0 | 0 | 0 | 0 | 0 | 0 | 0 | NPgY | GSP | NG FES - System Transformation | Total installed biomass capacity (MW)
NG FES - System Transformation | Gen_BB010 | MW | NPgN | KEAD_YEDL | Total installed biomass capacity (MW) | Keadby | KEADBY | 63.553 | 63.553 | 63.553 | 63.553 | 63.553 | 63.553 | 63.553 | 63.553 | 63.553 | 63.553 | 63.553 | 63.553 | 63.553 | 63.553 | 63.548 | 63.289 | 63.029 | 62.769 | 62.509 | 62.249 | 61.989 | 61.73 | 61.47 | 61.21 | 60.95 | 60.69 | 60.43 | 60.171 | 59.911 | 59.911 | NPgY | GSP | NG FES - System Transformation | Total installed biomass capacity (MW)
NG FES - System Transformation | Gen_BB010 | MW | NPgN | KIRKB1 | Total installed biomass capacity (MW) | Kirkstall B | KIRKSTALL B | 0 | 0 | 0 | 0 | 0 | 0 | 0 | 0 | 0 | 0 | 0 | 0 | 0 | 0 | 0 | 0 | 0 | 0 | 0 | 0 | 0 | 0 | 0 | 0 | 0 | 0 | 0 | 0 | 0 | 0 | NPgY | GSP | NG FES - System Transformation | Total installed biomass capacity (MW)
NG FES - System Transformation | Gen_BB010 | MW | NPgN | NEEP_3 | Total installed biomass capacity (MW) | Neepsend | NEEPSEND | 0 | 0 | 0 | 0 | 0 | 0 | 0 | 0 | 0 | 0 | 0 | 0 | 0 | 0 | 0 | 0 | 0 | 0 | 0 | 0 | 0 | 0 | 0 | 0 | 0 | 0 | 0 | 0 | 0 | 0 | NPgY | GSP | NG FES - System Transformation | Total installed biomass capacity (MW)
NG FES - System Transformation | Gen_BB010 | MW | NPgN | NORL_3 | Total installed biomass capacity (MW) | Norton Lees | NORTON LEES | 0 | 0 | 0 | 0 | 0 | 0 | 0 | 0 | 0 | 0 | 0 | 0 | 0 | 0 | 0 | 0 | 0 | 0 | 0 | 0 | 0 | 0 | 0 | 0 | 0 | 0 | 0 | 0 | 0 | 0 | NPgY | GSP | NG FES - System Transformation | Total installed biomass capacity (MW)
NG FES - System Transformation | Gen_BB010 | MW | NPgN | PITS_BB_B | Total installed biomass capacity (MW) | Pitsmoor | PITSMOOR 3/4 | 0 | 0 | 0 | 0 | 0 | 0 | 0 | 0 | 0 | 0 | 0 | 0 | 0 | 0 | 0 | 0 | 0 | 0 | 0 | 0 | 0 | 0 | 0 | 0 | 0 | 0 | 0 | 0 | 0 | 0 | NPgY | GSP | NG FES - System Transformation | Total installed biomass capacity (MW)
NG FES - System Transformation | Gen_BB010 | MW | NPgN | SALT_1 | Total installed biomass capacity (MW) | Saltend North | SALTEND NORTH | 0 | 0 | 0 | 0 | 0 | 0 | 0 | 0 | 0 | 0 | 0 | 0 | 0 | 0 | 0 | 0 | 0 | 0 | 0 | 0 | 0 | 0 | 0 | 0 | 0 | 0 | 0 | 0 | 0 | 0 | NPgY | GSP | NG FES - System Transformation | Total installed biomass capacity (MW)
NG FES - System Transformation | Gen_BB010 | MW | NPgN | SHEC_3 | Total installed biomass capacity (MW) | Sheffield City | SHEFFIELD CITY | 0 | 0 | 0 | 0 | 0 | 0 | 0 | 0 | 0 | 0 | 0 | 0 | 0 | 0 | 0 | 0 | 0 | 0 | 0 | 0 | 0 | 0 | 0 | 0 | 0 | 0 | 0 | 0 | 0 | 0 | NPgY | GSP | NG FES - System Transformation | Total installed biomass capacity (MW)
NG FES - System Transformation | Gen_BB010 | MW | NPgN | SKLGB1 | Total installed biomass capacity (MW) | Skelton Grange | SKELTON GRANGE | 0.903 | 0.903 | 0.903 | 0.903 | 0.903 | 0.903 | 0.903 | 0.903 | 0.903 | 0.903 | 0.903 | 0.903 | 0.903 | 0.903 | 0.903 | 0.903 | 0.903 | 0.903 | 0.903 | 0.903 | 0.903 | 0.903 | 0.903 | 0.903 | 0.903 | 0.903 | 0.903 | 0.903 | 0.903 | 0.903 | NPgY | GSP | NG FES - System Transformation | Total installed biomass capacity (MW)
NG FES - System Transformation | Gen_BB010 | MW | NPgN | TEMP_3 | Total installed biomass capacity (MW) | Templeborough | TEMPLEBOROUGH 275/33KV | 0 | 0 | 0 | 0 | 0 | 0 | 0 | 0 | 0 | 0 | 0 | 0 | 0 | 0 | 0 | 0 | 0 | 0 | 0 | 0 | 0 | 0 | 0 | 0 | 0 | 0 | 0 | 0 | 0 | 0 | NPgY | GSP | NG FES - System Transformation | Total installed biomass capacity (MW)
NG FES - System Transformation | Gen_BB010 | MW | NPgN | THUR_6 | Total installed biomass capacity (MW) | Thurcroft | THURCROFT | 0 | 0 | 0 | 0 | 0 | 0 | 0 | 0 | 0 | 0 | 0 | 0 | 0 | 0 | 0 | 0 | 0 | 0 | 0 | 0 | 0 | 0 | 0 | 0 | 0 | 0 | 0 | 0 | 0 | 0 | NPgY | GSP | NG FES - System Transformation | Total installed biomass capacity (MW)
NG FES - System Transformation | Gen_BB010 | MW | NPgN | WMEL_THOM | Total installed biomass capacity (MW) | Thorpe Marsh | WEST MELTON / THORPE MARSH | 32 | 32 | 32 | 32 | 32 | 32 | 32 | 32 | 32 | 32 | 32 | 32 | 32 | 32 | 32 | 32 | 32 | 32 | 32 | 32 | 32 | 32 | 32 | 32 | 32 | 32 | 32 | 32 | 32 | 32 | NPgY | GSP | NG FES - System Transformation | Total installed biomass capacity (MW)
NG FES - System Transformation | Gen_BB010 | MW | NPgN | WMEL_BB3 | Total installed biomass capacity (MW) | West Melton | WEST MELTON SECTION 3 | 9.88 | 9.88 | 9.88 | 9.88 | 9.88 | 9.88 | 9.88 | 9.88 | 9.88 | 9.88 | 9.88 | 9.88 | 9.88 | 9.88 | 9.88 | 9.88 | 9.88 | 9.88 | 9.88 | 9.88 | 9.88 | 9.88 | 9.88 | 9.88 | 9.88 | 9.88 | 9.88 | 9.88 | 9.88 | 9.88 | NPgY | GSP | NG FES - System Transformation | Total installed biomass capacity (MW)
NG FES - System Transformation | Gen_BB010 | MW | NPgN | WIBA_3 | Total installed biomass capacity (MW) | Wincobank | WINCOBANK | 42.75 | 42.75 | 42.75 | 42.75 | 42.75 | 42.75 | 42.75 | 42.75 | 42.75 | 42.75 | 42.75 | 42.75 | 42.75 | 42.75 | 42.75 | 42.75 | 42.75 | 42.75 | 42.75 | 42.75 | 42.75 | 42.75 | 42.75 | 42.75 | 42.75 | 42.75 | 42.75 | 42.75 | 42.75 | 42.75 | NPgY | GSP | NG FES - System Transformation | Total installed biomass capacity (MW)
NG FES - Consumer Transformation | Gen_BB000_NPgAggregate | MW | NPgN | BLYTB1 | Total installed generation capacity (MW) | Blyth 66kV | BLYTH 66kV | 145.5 | 168.344 | 177.035 | 192.857 | 212.751 | 233.803 | 255.481 | 279.566 | 304.629 | 331.438 | 358.963 | 386.343 | 413.272 | 440.852 | 469.899 | 500.364 | 532.653 | 570.04 | 609.971 | 650.444 | 690.202 | 730.295 | 770.06 | 804.617 | 838.935 | 857.8 | 867.01 | 876.275 | 885.251 | 892.704 | NPgN | GSP | NG FES - Consumer Transformation | Total installed generation capacity (MW)
NG FES - Consumer Transformation | Gen_BB000_NPgAggregate | MW | NPgN | BLYTH132 | Total installed generation capacity (MW) | Blyth 132kV | BLYTH 132kV | 492.951 | 516.732 | 524.428 | 534.578 | 545.109 | 555.281 | 565.421 | 576.253 | 587.378 | 597.728 | 601.359 | 592.959 | 581.679 | 569.35 | 554.726 | 539.683 | 524.95 | 516.375 | 509.141 | 503.34 | 497.364 | 491.449 | 485.562 | 477.991 | 470.332 | 459.201 | 445.827 | 432.443 | 418.976 | 422.883 | NPgN | GSP | NG FES - Consumer Transformation | Total installed generation capacity (MW)
NG FES - Consumer Transformation | Gen_BB000_NPgAggregate | MW | NPgN | FOUR_1 | Total installed generation capacity (MW) | Fourstones | FOURSTONES | 91.399 | 92.65 | 93.193 | 93.85 | 94.763 | 95.612 | 96.454 | 97.308 | 98.171 | 98.976 | 99.795 | 100.584 | 101.21 | 101.766 | 102.158 | 102.479 | 102.785 | 103.406 | 104.077 | 104.847 | 105.617 | 106.386 | 107.156 | 107.895 | 108.634 | 109.373 | 110.112 | 110.851 | 111.59 | 112.33 | NPgN | GSP | NG FES - Consumer Transformation | Total installed generation capacity (MW)
NG FES - Consumer Transformation | Gen_BB000_NPgAggregate | MW | NPgN | HARM_6 | Total installed generation capacity (MW) | Hart Moor | HARTMOOR | 107.386 | 114.136 | 116.782 | 120.075 | 124.317 | 128.389 | 132.421 | 136.549 | 140.719 | 144.566 | 148.426 | 152.107 | 154.928 | 157.395 | 159.086 | 160.59 | 162.105 | 162.387 | 159.588 | 157.459 | 155.724 | 154.457 | 153.477 | 152.596 | 152.112 | 151.838 | 151.945 | 152.699 | 154.11 | 155.242 | NPgN | GSP | NG FES - Consumer Transformation | Total installed generation capacity (MW)
NG FES - Consumer Transformation | Gen_BB000_NPgAggregate | MW | NPgN | HAWP_6 | Total installed generation capacity (MW) | Hawthorn Pit | HAWTHORN PIT GRID | 45.403 | 53.203 | 56.343 | 60.6 | 66.315 | 71.89 | 77.465 | 83.28 | 89.189 | 94.9 | 100.736 | 106.451 | 111.352 | 115.971 | 119.951 | 123.885 | 127.965 | 133.682 | 139.629 | 146.083 | 152.486 | 158.933 | 165.261 | 170.996 | 176.733 | 181.186 | 184.878 | 188.606 | 192.33 | 195.628 | NPgN | GSP | NG FES - Consumer Transformation | Total installed generation capacity (MW)
NG FES - Consumer Transformation | Gen_BB000_NPgAggregate | MW | NPgN | KNARE_111 | Total installed generation capacity (MW) | Knaresborough | KNARESBOROUGH | 104.129 | 130.075 | 139.145 | 149.814 | 161.705 | 172.896 | 183.852 | 195.002 | 206.242 | 215.909 | 225.148 | 233.52 | 238.195 | 241.277 | 240.872 | 239.533 | 238.078 | 241.773 | 244.731 | 249.685 | 254.836 | 260.212 | 263.005 | 265.017 | 267.805 | 270.635 | 275.271 | 280.537 | 286.33 | 291.449 | NPgN | GSP | NG FES - Consumer Transformation | Total installed generation capacity (MW)
NG FES - Consumer Transformation | Gen_BB000_NPgAggregate | MW | NPgN | LACK_6 | Total installed generation capacity (MW) | Lackenby | LACKENBY | 137.25 | 146.077 | 149.953 | 155.4 | 163.033 | 170.688 | 178.376 | 186.414 | 194.593 | 202.683 | 211.061 | 219.36 | 226.876 | 234.162 | 240.375 | 246.402 | 252.648 | 259.782 | 266.195 | 273.158 | 280.071 | 287.121 | 293.726 | 299.456 | 305.205 | 309.268 | 312.313 | 315.481 | 318.654 | 319.81 | NPgN | GSP | NG FES - Consumer Transformation | Total installed generation capacity (MW)
NG FES - Consumer Transformation | Gen_BB000_NPgAggregate | MW | NPgN | NORT_1 | Total installed generation capacity (MW) | Norton | NORTON | 268.192 | 323.748 | 343.653 | 368.088 | 396.606 | 423.708 | 450.449 | 477.975 | 505.841 | 530.885 | 555.42 | 578.404 | 593.993 | 606.535 | 612.168 | 616.095 | 620.092 | 636.771 | 654.337 | 675.871 | 697.392 | 719.114 | 735.738 | 749.7 | 764.784 | 777.166 | 790.933 | 805.476 | 820.514 | 833.21 | NPgN | GSP | NG FES - Consumer Transformation | Total installed generation capacity (MW)
NG FES - Consumer Transformation | Gen_BB000_NPgAggregate | MW | NPgN | OFFE_3 | Total installed generation capacity (MW) | Offerton | OFFERTON | 7.058 | 8.308 | 9.051 | 10.139 | 12.079 | 13.992 | 15.918 | 17.906 | 19.917 | 21.961 | 24.138 | 26.33 | 28.49 | 30.657 | 32.796 | 34.955 | 37.16 | 39.522 | 41.947 | 44.443 | 46.914 | 49.388 | 51.857 | 54.181 | 56.484 | 58.415 | 60.084 | 61.741 | 63.374 | 64.818 | NPgN | GSP | NG FES - Consumer Transformation | Total installed generation capacity (MW)
NG FES - Consumer Transformation | Gen_BB000_NPgAggregate | MW | NPgN | OSBA_1 | Total installed generation capacity (MW) | Osbaldwick | OSBALDWICK | 87.353 | 153.664 | 175.746 | 203.756 | 233.774 | 262.508 | 290.964 | 320.841 | 351.31 | 378.939 | 405.709 | 430.866 | 447.519 | 460.849 | 466.867 | 471.392 | 476.419 | 495.572 | 514.669 | 538.232 | 561.853 | 586.022 | 610.382 | 631.381 | 652.603 | 668.029 | 679.962 | 692.499 | 705.507 | 716.802 | NPgN | GSP | NG FES - Consumer Transformation | Total installed generation capacity (MW)
NG FES - Consumer Transformation | Gen_BB000_NPgAggregate | MW | NPgN | POPP_3 | Total installed generation capacity (MW) | Poppleton | POPPLETON | 11.812 | 13.985 | 14.946 | 16.122 | 17.83 | 19.461 | 21.074 | 22.699 | 24.328 | 25.834 | 27.368 | 28.834 | 30.023 | 31.091 | 31.903 | 32.661 | 33.415 | 34.501 | 35.476 | 36.636 | 37.817 | 39.023 | 40.243 | 41.431 | 42.641 | 43.879 | 45.15 | 46.456 | 47.798 | 49.129 | NPgN | GSP | NG FES - Consumer Transformation | Total installed generation capacity (MW)
NG FES - Consumer Transformation | Gen_BB000_NPgAggregate | MW | NPgN | SALH_1 | Total installed generation capacity (MW) | Saltholme | SALTHOLME | 313.244 | 313.74 | 313.907 | 314.113 | 314.331 | 314.536 | 314.739 | 314.951 | 315.168 | 315.364 | 314.72 | 312.572 | 310.357 | 308.116 | 303.053 | 296.986 | 290.9 | 275.968 | 250.526 | 225.358 | 200.99 | 177.729 | 154.398 | 131.435 | 108.999 | 88.966 | 70.128 | 52.599 | 36.118 | 14.341 | NPgN | GSP | NG FES - Consumer Transformation | Total installed generation capacity (MW)
NG FES - Consumer Transformation | Gen_BB000_NPgAggregate | MW | NPgN | SSHI_3 | Total installed generation capacity (MW) | South Shields | SOUTH SHIELDS | 39.055 | 39.678 | 40.196 | 40.964 | 42.433 | 43.926 | 45.432 | 46.975 | 48.533 | 50.131 | 51.852 | 53.593 | 55.354 | 57.139 | 58.971 | 60.831 | 62.719 | 62.691 | 60.409 | 58.293 | 56.448 | 54.925 | 53.601 | 52.455 | 51.582 | 50.834 | 50.339 | 50.286 | 50.683 | 50.905 | NPgN | GSP | NG FES - Consumer Transformation | Total installed generation capacity (MW)
NG FES - Consumer Transformation | Gen_BB000_NPgAggregate | MW | NPgN | KIELD01 and SPAD20 | Total installed generation capacity (MW) | 0 | SPADEADAM | 6.697 | 8.111 | 8.612 | 9.479 | 10.506 | 11.584 | 12.693 | 13.929 | 15.218 | 16.586 | 18.009 | 19.468 | 20.868 | 22.285 | 23.736 | 25.233 | 26.817 | 28.737 | 30.799 | 32.904 | 34.973 | 37.058 | 39.153 | 40.978 | 42.785 | 43.807 | 44.323 | 44.839 | 45.338 | 45.688 | NPgN | GSP | NG FES - Consumer Transformation | Total installed generation capacity (MW)
NG FES - Consumer Transformation | Gen_BB000_NPgAggregate | MW | NPgN | SPEN_1 | Total installed generation capacity (MW) | Spennymoor | SPENNYMOOR | 125.18 | 169.987 | 185.316 | 204.847 | 226.565 | 247.374 | 268.01 | 289.623 | 311.65 | 331.821 | 351.262 | 369.12 | 381.31 | 391.296 | 396.487 | 400.681 | 405.216 | 420.831 | 438.311 | 458.739 | 478.979 | 499.339 | 519.485 | 537.126 | 554.751 | 568.003 | 578.621 | 589.321 | 600.003 | 610.587 | NPgN | GSP | NG FES - Consumer Transformation | Total installed generation capacity (MW)
NG FES - Consumer Transformation | Gen_BB000_NPgAggregate | MW | NPgN | STEN_1 | Total installed generation capacity (MW) | Stella North | STELLA NORTH | 38.643 | 44.151 | 46.949 | 50.997 | 57.346 | 63.889 | 70.478 | 77.315 | 84.256 | 91.266 | 98.674 | 106.109 | 113.255 | 120.358 | 127.001 | 133.573 | 140.305 | 147.526 | 154.532 | 161.852 | 169.101 | 176.408 | 183.175 | 189.305 | 195.466 | 200.279 | 204.4 | 208.577 | 212.724 | 215.528 | NPgN | GSP | NG FES - Consumer Transformation | Total installed generation capacity (MW)
NG FES - Consumer Transformation | Gen_BB000_NPgAggregate | MW | NPgN | STES_1 | Total installed generation capacity (MW) | Stella South | STELLA SOUTH | 57.114 | 81.11 | 89.495 | 101.246 | 114.811 | 128.215 | 141.69 | 156.122 | 170.954 | 185.405 | 199.896 | 214.03 | 225.673 | 236.536 | 245.698 | 254.732 | 264.312 | 279.637 | 296.219 | 314.166 | 331.887 | 349.748 | 367.683 | 383.424 | 399.068 | 409.427 | 416.391 | 423.398 | 430.336 | 436.406 | NPgN | GSP | NG FES - Consumer Transformation | Total installed generation capacity (MW)
NG FES - Consumer Transformation | Gen_BB000_NPgAggregate | MW | NPgN | TYNE_1 | Total installed generation capacity (MW) | Tynemouth 1 | TYNEMOUTH | 54.146 | 56.709 | 58.561 | 61.351 | 66.259 | 71.304 | 76.389 | 81.642 | 86.953 | 92.378 | 98.169 | 104.008 | 109.831 | 115.707 | 121.527 | 127.447 | 133.519 | 138.222 | 141.132 | 144.297 | 147.613 | 151.201 | 154.458 | 157.458 | 160.709 | 163.166 | 165.443 | 168.095 | 171.068 | 173.11 | NPgN | GSP | NG FES - Consumer Transformation | Total installed generation capacity (MW)
NG FES - Consumer Transformation | Gen_BB000_NPgAggregate | MW | NPgN | WBOL_6 | Total installed generation capacity (MW) | West Boldon | WEST BOLDON | 36.638 | 41.124 | 43.948 | 47.912 | 54.754 | 61.561 | 68.39 | 75.386 | 82.443 | 89.499 | 96.977 | 104.443 | 111.645 | 118.787 | 125.814 | 132.926 | 140.168 | 147.741 | 155.073 | 162.773 | 170.478 | 178.267 | 186.104 | 193.602 | 201.128 | 207.702 | 213.691 | 219.766 | 225.906 | 231.794 | NPgN | GSP | NG FES - Consumer Transformation | Total installed generation capacity (MW)
NG FES - Consumer Transformation | Gen_BB000_NPgAggregate | MW | NPgN | BRAW_1 | Total installed generation capacity (MW) | Bradford West | BRADFORD WEST | 67.736 | 78.348 | 84.982 | 93.227 | 107.069 | 121.163 | 135.164 | 150.478 | 170.455 | 190.833 | 212.281 | 233.818 | 254.964 | 276.275 | 297.74 | 319.886 | 342.782 | 367.413 | 392.321 | 418.01 | 443.489 | 469.185 | 494.987 | 518.768 | 542.459 | 560.38 | 574.534 | 588.798 | 603.025 | 615.515 | NPgY | GSP | NG FES - Consumer Transformation | Total installed generation capacity (MW)
NG FES - Consumer Transformation | Gen_BB000_NPgAggregate | MW | NPgN | CAMB_01 | Total installed generation capacity (MW) | Camblesforth | CAMBLESFORTH | 136.161 | 137.755 | 138.638 | 139.695 | 141.364 | 142.986 | 144.6 | 146.317 | 148.374 | 150.43 | 152.579 | 154.715 | 156.731 | 158.721 | 160.343 | 161.832 | 163.343 | 165.054 | 166.656 | 168.359 | 170.025 | 171.697 | 173.336 | 174.771 | 176.145 | 177.232 | 178.018 | 178.776 | 179.467 | 179.389 | NPgY | GSP | NG FES - Consumer Transformation | Total installed generation capacity (MW)
NG FES - Consumer Transformation | Gen_BB000_NPgAggregate | MW | NPgN | CREB_1 | Total installed generation capacity (MW) | Creyke Beck | CREYKE BECK | 418.056 | 486.23 | 511.762 | 548.063 | 591.298 | 635.391 | 680.059 | 727.226 | 771.622 | 815.357 | 858.735 | 900.015 | 935.97 | 970.608 | 1000.494 | 1029.682 | 1060.084 | 1100.547 | 1138.968 | 1181.14 | 1223.217 | 1266.354 | 1310.045 | 1347.794 | 1385.718 | 1408.908 | 1422.647 | 1437.429 | 1452.854 | 1464.264 | NPgY | GSP | NG FES - Consumer Transformation | Total installed generation capacity (MW)
NG FES - Consumer Transformation | Gen_BB000_NPgAggregate | MW | NPgN | DRAX_YEDL | Total installed generation capacity (MW) | Drax | DRAX | 123.784 | 130.431 | 133.013 | 135.896 | 139.228 | 142.507 | 145.733 | 149.644 | 155.932 | 162.308 | 168.789 | 175.234 | 181.121 | 186.939 | 192.248 | 197.501 | 203 | 206.682 | 206.538 | 206.994 | 207.835 | 209.325 | 211.188 | 212.429 | 214.087 | 213.678 | 212.161 | 211.458 | 211.507 | 210.204 | NPgY | GSP | NG FES - Consumer Transformation | Total installed generation capacity (MW)
NG FES - Consumer Transformation | Gen_BB000_NPgAggregate | MW | NPgN | ELLA_1 | Total installed generation capacity (MW) | Elland | ELLAND | 129.087 | 138.531 | 143.877 | 150.387 | 161.201 | 171.908 | 182.519 | 193.732 | 207.075 | 220.297 | 234.089 | 247.707 | 260.641 | 273.423 | 284.267 | 294.83 | 305.696 | 318.411 | 331.563 | 345.282 | 358.61 | 371.808 | 384.698 | 396.163 | 407.113 | 415.92 | 422.566 | 428.802 | 434.402 | 435.431 | NPgY | GSP | NG FES - Consumer Transformation | Total installed generation capacity (MW)
NG FES - Consumer Transformation | Gen_BB000_NPgAggregate | MW | NPgN | FERRA2 | Total installed generation capacity (MW) | Ferrybridge A | FERRYBRIDGE A | 32.68 | 45.364 | 50.163 | 56.622 | 64.578 | 72.432 | 80.332 | 88.424 | 95.494 | 102.13 | 108.639 | 114.716 | 119.592 | 124.043 | 127.123 | 129.884 | 132.691 | 138.016 | 143.623 | 149.971 | 156.244 | 162.542 | 168.819 | 174.333 | 179.774 | 183.917 | 187.114 | 190.306 | 193.433 | 195.664 | NPgY | GSP | NG FES - Consumer Transformation | Total installed generation capacity (MW)
NG FES - Consumer Transformation | Gen_BB000_NPgAggregate | MW | NPgN | FERRB9 | Total installed generation capacity (MW) | Ferrybridge B (_M) | FERRYBRIDGE B | 316.357 | 347.96 | 359.722 | 375.214 | 393.673 | 411.994 | 430.388 | 449.394 | 466.738 | 483.018 | 498.94 | 513.816 | 525.628 | 536.373 | 543.013 | 548.576 | 554.255 | 561.734 | 564.439 | 569.224 | 574.382 | 580.299 | 580.889 | 579.353 | 579.311 | 576.348 | 574.766 | 574.698 | 575.726 | 571.393 | NPgY | GSP | NG FES - Consumer Transformation | Total installed generation capacity (MW)
NG FES - Consumer Transformation | Gen_BB000_NPgAggregate | MW | NPgN | GRIW_1 | Total installed generation capacity (MW) | Grimsby West | GRIMSBY WEST | 164.961 | 182.876 | 189.797 | 197.568 | 207.109 | 216.168 | 225.065 | 234.525 | 245.662 | 256.018 | 266.189 | 275.72 | 283.241 | 290.027 | 293.026 | 294.94 | 296.874 | 300.579 | 301.969 | 304.566 | 307.13 | 309.92 | 312.589 | 314.034 | 315.263 | 315.59 | 314.639 | 313.8 | 312.84 | 306.507 | NPgY | GSP | NG FES - Consumer Transformation | Total installed generation capacity (MW)
NG FES - Consumer Transformation | Gen_BB000_NPgAggregate | MW | NPgN | JORD_3 | Total installed generation capacity (MW) | Jordanthorpe | JORDANTHORPE | 3.459 | 4.911 | 5.737 | 6.921 | 8.845 | 10.797 | 12.76 | 14.804 | 16.9 | 19.012 | 21.234 | 23.45 | 25.607 | 27.766 | 29.936 | 32.176 | 34.481 | 37.033 | 39.684 | 42.427 | 45.146 | 47.874 | 50.609 | 53.164 | 55.707 | 57.743 | 59.453 | 61.163 | 62.862 | 64.466 | NPgY | GSP | NG FES - Consumer Transformation | Total installed generation capacity (MW)
NG FES - Consumer Transformation | Gen_BB000_NPgAggregate | MW | NPgN | KEAD_YEDL | Total installed generation capacity (MW) | Keadby | KEADBY | 520.382 | 608.165 | 638.146 | 670.541 | 703.677 | 733.665 | 762.928 | 795.239 | 836.439 | 873.999 | 909.401 | 941.658 | 963.566 | 981.749 | 989.86 | 994.831 | 999.65 | 1028.939 | 1063.757 | 1104.333 | 1144.389 | 1184.472 | 1224.618 | 1259.166 | 1293.44 | 1317.488 | 1334.905 | 1352.291 | 1369.428 | 1384.738 | NPgY | GSP | NG FES - Consumer Transformation | Total installed generation capacity (MW)
NG FES - Consumer Transformation | Gen_BB000_NPgAggregate | MW | NPgN | KIRKB1 | Total installed generation capacity (MW) | Kirkstall B | KIRKSTALL B | 33.935 | 44.175 | 48.755 | 57.781 | 70.12 | 83.519 | 97.361 | 110.668 | 116.99 | 123.174 | 129.656 | 136.02 | 142.056 | 147.983 | 153.687 | 159.483 | 165.36 | 172.011 | 178.865 | 186.096 | 193.295 | 200.501 | 207.715 | 214.653 | 221.578 | 227.879 | 233.78 | 239.68 | 245.567 | 251.337 | NPgY | GSP | NG FES - Consumer Transformation | Total installed generation capacity (MW)
NG FES - Consumer Transformation | Gen_BB000_NPgAggregate | MW | NPgN | NEEP_3 | Total installed generation capacity (MW) | Neepsend | NEEPSEND | 6.201 | 7.142 | 8.014 | 9.19 | 11.434 | 13.765 | 16.092 | 18.538 | 21.383 | 24.285 | 27.384 | 30.502 | 33.638 | 36.813 | 40.1 | 43.519 | 47.031 | 50.649 | 54.35 | 58.137 | 61.894 | 65.666 | 69.445 | 73.027 | 76.596 | 79.556 | 82.125 | 84.693 | 87.25 | 89.692 | NPgY | GSP | NG FES - Consumer Transformation | Total installed generation capacity (MW)
NG FES - Consumer Transformation | Gen_BB000_NPgAggregate | MW | NPgN | NORL_3 | Total installed generation capacity (MW) | Norton Lees | NORTON LEES | 4.016 | 4.69 | 5.481 | 6.574 | 8.749 | 11.022 | 13.293 | 15.681 | 18.47 | 21.335 | 24.408 | 27.515 | 30.675 | 33.888 | 37.253 | 40.76 | 44.364 | 48.003 | 51.712 | 55.489 | 59.237 | 62.999 | 66.77 | 70.349 | 73.916 | 76.871 | 79.431 | 81.993 | 84.542 | 86.977 | NPgY | GSP | NG FES - Consumer Transformation | Total installed generation capacity (MW)
NG FES - Consumer Transformation | Gen_BB000_NPgAggregate | MW | NPgN | PITS_BB_B | Total installed generation capacity (MW) | Pitsmoor | PITSMOOR 3/4 | 1.178 | 1.468 | 1.806 | 2.272 | 3.171 | 4.139 | 5.107 | 6.125 | 7.312 | 8.531 | 9.839 | 11.161 | 12.506 | 13.873 | 15.304 | 16.795 | 18.328 | 19.876 | 21.455 | 23.062 | 24.656 | 26.257 | 27.862 | 29.385 | 30.902 | 32.16 | 33.25 | 34.34 | 35.424 | 36.46 | NPgY | GSP | NG FES - Consumer Transformation | Total installed generation capacity (MW)
NG FES - Consumer Transformation | Gen_BB000_NPgAggregate | MW | NPgN | SALT_1 | Total installed generation capacity (MW) | Saltend North | SALTEND NORTH | 92.253 | 92.801 | 93.481 | 94.372 | 96.163 | 97.966 | 99.77 | 101.963 | 105.602 | 109.536 | 113.752 | 118.117 | 122.634 | 127.317 | 132.348 | 137.565 | 142.991 | 148.657 | 154.566 | 160.488 | 166.332 | 172.218 | 178.128 | 183.488 | 188.812 | 192.375 | 194.803 | 197.235 | 199.632 | 201.698 | NPgY | GSP | NG FES - Consumer Transformation | Total installed generation capacity (MW)
NG FES - Consumer Transformation | Gen_BB000_NPgAggregate | MW | NPgN | SHEC_3 | Total installed generation capacity (MW) | Sheffield City | SHEFFIELD CITY | 1.475 | 1.883 | 2.315 | 2.905 | 4.034 | 5.237 | 6.439 | 7.703 | 9.177 | 10.687 | 12.303 | 13.934 | 15.586 | 17.263 | 19.011 | 20.831 | 22.702 | 24.605 | 26.548 | 28.53 | 30.497 | 32.472 | 34.45 | 36.327 | 38.198 | 39.748 | 41.092 | 42.437 | 43.775 | 45.053 | NPgY | GSP | NG FES - Consumer Transformation | Total installed generation capacity (MW)
NG FES - Consumer Transformation | Gen_BB000_NPgAggregate | MW | NPgN | SKLGB1 | Total installed generation capacity (MW) | Skelton Grange | SKELTON GRANGE | 116.712 | 138.143 | 148.119 | 165.847 | 191.12 | 218.208 | 245.966 | 273.175 | 290.292 | 307.182 | 324.9 | 342.378 | 359.07 | 375.551 | 391.595 | 407.941 | 424.583 | 443.337 | 462.723 | 483.057 | 503.276 | 523.532 | 543.815 | 563.152 | 582.435 | 599.36 | 614.762 | 630.165 | 645.52 | 660.428 | NPgY | GSP | NG FES - Consumer Transformation | Total installed generation capacity (MW)
NG FES - Consumer Transformation | Gen_BB000_NPgAggregate | MW | NPgN | TEMP_3 | Total installed generation capacity (MW) | Templeborough | TEMPLEBOROUGH 275/33KV | 0.368 | 0.936 | 1.164 | 1.616 | 2.199 | 2.83 | 3.484 | 4.111 | 4.375 | 4.63 | 4.892 | 5.147 | 5.378 | 5.601 | 5.802 | 6 | 6.2 | 6.458 | 6.73 | 7.023 | 7.314 | 7.605 | 7.896 | 8.172 | 8.446 | 8.688 | 8.908 | 9.129 | 9.348 | 9.562 | NPgY | GSP | NG FES - Consumer Transformation | Total installed generation capacity (MW)
NG FES - Consumer Transformation | Gen_BB000_NPgAggregate | MW | NPgN | THUR_6 | Total installed generation capacity (MW) | Thurcroft | THURCROFT | 134.55 | 158.236 | 166.974 | 177.159 | 189.43 | 200.818 | 212.061 | 223.853 | 236.473 | 248.008 | 259.167 | 269.479 | 277.142 | 283.81 | 287.962 | 291.543 | 295.117 | 304.674 | 315.552 | 328.013 | 340.357 | 352.695 | 365.045 | 376.121 | 387.138 | 396.006 | 403.483 | 410.951 | 418.365 | 425.366 | NPgY | GSP | NG FES - Consumer Transformation | Total installed generation capacity (MW)
NG FES - Consumer Transformation | Gen_BB000_NPgAggregate | MW | NPgN | WMEL_THOM | Total installed generation capacity (MW) | Thorpe Marsh | WEST MELTON / THORPE MARSH | 272.447 | 294.753 | 304.322 | 315.34 | 330.786 | 345.301 | 359.615 | 375.062 | 394.243 | 412.832 | 431.666 | 449.924 | 465.988 | 481.379 | 495.013 | 508.477 | 522.261 | 541.788 | 562.852 | 585.476 | 607.881 | 630.34 | 652.844 | 673.397 | 693.844 | 709.802 | 722.863 | 735.919 | 748.877 | 760.983 | NPgY | GSP | NG FES - Consumer Transformation | Total installed generation capacity (MW)
NG FES - Consumer Transformation | Gen_BB000_NPgAggregate | MW | NPgN | WMEL_BB3 | Total installed generation capacity (MW) | West Melton | WEST MELTON SECTION 3 | 103.245 | 128.141 | 138.225 | 150.629 | 167.043 | 182.792 | 198.451 | 214.849 | 232.211 | 248.712 | 265.231 | 281.018 | 294.335 | 306.802 | 317.109 | 327.076 | 337.219 | 353.336 | 370.912 | 390.135 | 409.184 | 428.259 | 447.362 | 464.805 | 482.161 | 496.083 | 507.785 | 519.48 | 531.096 | 542.058 | NPgY | GSP | NG FES - Consumer Transformation | Total installed generation capacity (MW)
NG FES - Consumer Transformation | Gen_BB000_NPgAggregate | MW | NPgN | WIBA_3 | Total installed generation capacity (MW) | Wincobank | WINCOBANK | 46.447 | 47.622 | 48.094 | 48.839 | 49.807 | 50.804 | 51.82 | 52.82 | 53.457 | 54.055 | 54.658 | 55.23 | 55.713 | 56.162 | 56.525 | 56.872 | 57.218 | 57.767 | 58.361 | 59.017 | 59.669 | 60.321 | 60.973 | 61.582 | 62.19 | 62.725 | 63.214 | 63.703 | 64.19 | 64.663 | NPgY | GSP | NG FES - Consumer Transformation | Total installed generation capacity (MW)
NG FES - Falling Short | Gen_BB000_NPgAggregate | MW | NPgN | BLYTB1 | Total installed generation capacity (MW) | Blyth 66kV | BLYTH 66kV | 145.5 | 166.452 | 171.337 | 176.831 | 181.56 | 186.925 | 192.457 | 198.136 | 203.862 | 211.202 | 220.668 | 230.582 | 239.047 | 245.968 | 251.707 | 256.709 | 261.123 | 265.735 | 270.559 | 275.063 | 279.756 | 284.369 | 288.836 | 293.573 | 298.083 | 302.674 | 307.342 | 311.832 | 316.519 | 321.496 | NPgN | GSP | NG FES - Falling Short | Total installed generation capacity (MW)
NG FES - Falling Short | Gen_BB000_NPgAggregate | MW | NPgN | BLYTH132 | Total installed generation capacity (MW) | Blyth 132kV | BLYTH 132kV | 492.948 | 517.31 | 524.993 | 533.115 | 539.878 | 547.062 | 554.374 | 561.795 | 569.318 | 577.077 | 585.171 | 592.939 | 598.124 | 602.942 | 605.537 | 606.657 | 606.749 | 607.174 | 608.021 | 608.312 | 608.938 | 609.416 | 609.629 | 610.313 | 610.589 | 611 | 611.541 | 611.759 | 612.318 | 613.386 | NPgN | GSP | NG FES - Falling Short | Total installed generation capacity (MW)
NG FES - Falling Short | Gen_BB000_NPgAggregate | MW | NPgN | FOUR_1 | Total installed generation capacity (MW) | Fourstones | FOURSTONES | 91.393 | 92.578 | 92.994 | 93.427 | 93.79 | 94.21 | 94.646 | 95.099 | 95.561 | 96.039 | 96.513 | 96.966 | 97.284 | 97.607 | 97.801 | 97.902 | 97.951 | 98.017 | 98.11 | 98.176 | 98.26 | 98.337 | 98.4 | 98.487 | 98.553 | 98.626 | 98.706 | 98.769 | 98.849 | 98.956 | NPgN | GSP | NG FES - Falling Short | Total installed generation capacity (MW)
NG FES - Falling Short | Gen_BB000_NPgAggregate | MW | NPgN | HARM_6 | Total installed generation capacity (MW) | Hart Moor | HARTMOOR | 107.38 | 113.929 | 116.128 | 118.432 | 120.356 | 122.536 | 124.786 | 127.101 | 129.443 | 131.858 | 134.274 | 136.567 | 138.137 | 139.666 | 140.575 | 141.075 | 141.286 | 141.591 | 142.012 | 142.277 | 142.635 | 142.952 | 143.195 | 143.569 | 143.83 | 144.127 | 144.461 | 144.704 | 145.042 | 145.523 | NPgN | GSP | NG FES - Falling Short | Total installed generation capacity (MW)
NG FES - Falling Short | Gen_BB000_NPgAggregate | MW | NPgN | HAWP_6 | Total installed generation capacity (MW) | Hawthorn Pit | HAWTHORN PIT GRID | 45.385 | 52.756 | 55.095 | 57.57 | 59.649 | 62.044 | 64.521 | 67.072 | 69.647 | 72.408 | 75.302 | 78.106 | 80.159 | 82.06 | 83.341 | 84.227 | 84.811 | 85.493 | 86.287 | 86.915 | 87.638 | 88.319 | 88.922 | 89.662 | 90.284 | 90.945 | 91.645 | 92.249 | 92.954 | 93.807 | NPgN | GSP | NG FES - Falling Short | Total installed generation capacity (MW)
NG FES - Falling Short | Gen_BB000_NPgAggregate | MW | NPgN | KNARE_111 | Total installed generation capacity (MW) | Knaresborough | KNARESBOROUGH | 104.118 | 130.437 | 139.36 | 148.687 | 156.432 | 164.865 | 173.496 | 182.299 | 191.22 | 200.123 | 208.83 | 216.959 | 222.085 | 227.172 | 229.677 | 230.464 | 230.059 | 230.041 | 230.511 | 230.333 | 230.543 | 230.581 | 230.309 | 230.583 | 230.382 | 230.337 | 230.442 | 230.169 | 230.292 | 231.005 | NPgN | GSP | NG FES - Falling Short | Total installed generation capacity (MW)
NG FES - Falling Short | Gen_BB000_NPgAggregate | MW | NPgN | LACK_6 | Total installed generation capacity (MW) | Lackenby | LACKENBY | 137.205 | 145.213 | 147.703 | 150.352 | 152.591 | 155.267 | 158.057 | 160.953 | 163.876 | 167.112 | 170.584 | 173.997 | 176.634 | 179.057 | 180.83 | 182.187 | 183.229 | 184.374 | 185.637 | 186.731 | 187.924 | 189.072 | 190.141 | 191.353 | 192.441 | 193.571 | 194.74 | 195.812 | 196.987 | 198.316 | NPgN | GSP | NG FES - Falling Short | Total installed generation capacity (MW)
NG FES - Falling Short | Gen_BB000_NPgAggregate | MW | NPgN | NORT_1 | Total installed generation capacity (MW) | Norton | NORTON | 268.174 | 323.822 | 342.351 | 361.782 | 377.954 | 395.711 | 413.916 | 432.518 | 451.362 | 470.496 | 489.596 | 507.628 | 519.474 | 530.986 | 537.19 | 539.876 | 540.098 | 541.12 | 543.142 | 543.83 | 545.316 | 546.448 | 546.943 | 548.563 | 549.206 | 550.17 | 551.444 | 551.941 | 553.255 | 555.783 | NPgN | GSP | NG FES - Falling Short | Total installed generation capacity (MW)
NG FES - Falling Short | Gen_BB000_NPgAggregate | MW | NPgN | OFFE_3 | Total installed generation capacity (MW) | Offerton | OFFERTON | 7.058 | 7.947 | 8.172 | 8.414 | 8.629 | 8.969 | 9.341 | 9.743 | 10.147 | 10.643 | 11.191 | 11.746 | 12.247 | 12.709 | 13.129 | 13.525 | 13.899 | 14.279 | 14.667 | 15.042 | 15.425 | 15.804 | 16.178 | 16.561 | 16.937 | 17.315 | 17.696 | 18.071 | 18.452 | 18.845 | NPgN | GSP | NG FES - Falling Short | Total installed generation capacity (MW)
NG FES - Falling Short | Gen_BB000_NPgAggregate | MW | NPgN | OSBA_1 | Total installed generation capacity (MW) | Osbaldwick | OSBALDWICK | 87.297 | 154.913 | 176.769 | 199.785 | 218.928 | 239.479 | 260.441 | 281.748 | 303.332 | 325.332 | 347.754 | 369.054 | 383.008 | 396.223 | 403.176 | 406.003 | 405.896 | 406.743 | 408.763 | 409.19 | 410.565 | 411.52 | 411.718 | 413.254 | 413.631 | 414.39 | 415.518 | 415.724 | 416.902 | 419.524 | NPgN | GSP | NG FES - Falling Short | Total installed generation capacity (MW)
NG FES - Falling Short | Gen_BB000_NPgAggregate | MW | NPgN | POPP_3 | Total installed generation capacity (MW) | Poppleton | POPPLETON | 11.812 | 13.823 | 14.523 | 15.253 | 15.865 | 16.593 | 17.35 | 18.136 | 18.928 | 19.749 | 20.553 | 21.311 | 21.844 | 22.37 | 22.71 | 22.93 | 23.06 | 23.219 | 23.411 | 23.554 | 23.726 | 23.884 | 24.019 | 24.196 | 24.336 | 24.488 | 24.652 | 24.787 | 24.952 | 25.161 | NPgN | GSP | NG FES - Falling Short | Total installed generation capacity (MW)
NG FES - Falling Short | Gen_BB000_NPgAggregate | MW | NPgN | SALH_1 | Total installed generation capacity (MW) | Saltholme | SALTHOLME | 313.244 | 313.752 | 313.92 | 314.096 | 314.242 | 314.399 | 314.559 | 314.722 | 314.888 | 315.057 | 315.228 | 315.391 | 315.497 | 315.6 | 315.653 | 315.668 | 315.662 | 315.663 | 315.674 | 315.674 | 315.681 | 315.685 | 315.684 | 315.692 | 315.692 | 315.694 | 315.699 | 315.698 | 315.703 | 315.72 | NPgN | GSP | NG FES - Falling Short | Total installed generation capacity (MW)
NG FES - Falling Short | Gen_BB000_NPgAggregate | MW | NPgN | SSHI_3 | Total installed generation capacity (MW) | South Shields | SOUTH SHIELDS | 39.055 | 39.347 | 39.406 | 39.473 | 39.539 | 39.71 | 39.906 | 40.129 | 40.352 | 40.651 | 40.985 | 41.331 | 41.677 | 41.999 | 42.321 | 42.643 | 42.965 | 43.287 | 43.609 | 43.93 | 44.253 | 44.575 | 44.897 | 45.219 | 45.541 | 45.864 | 46.186 | 46.509 | 46.831 | 47.154 | NPgN | GSP | NG FES - Falling Short | Total installed generation capacity (MW)
NG FES - Falling Short | Gen_BB000_NPgAggregate | MW | NPgN | KIELD01 and SPAD20 | Total installed generation capacity (MW) | 0 | SPADEADAM | 6.696 | 8.046 | 8.383 | 8.754 | 9.071 | 9.417 | 9.773 | 10.137 | 10.506 | 10.955 | 11.513 | 12.09 | 12.563 | 12.96 | 13.263 | 13.502 | 13.7 | 13.911 | 14.141 | 14.349 | 14.571 | 14.788 | 14.994 | 15.219 | 15.428 | 15.642 | 15.862 | 16.07 | 16.291 | 16.533 | NPgN | GSP | NG FES - Falling Short | Total installed generation capacity (MW)
NG FES - Falling Short | Gen_BB000_NPgAggregate | MW | NPgN | SPEN_1 | Total installed generation capacity (MW) | Spennymoor | SPENNYMOOR | 125.116 | 170.432 | 185.104 | 200.554 | 213.416 | 227.337 | 241.564 | 256.054 | 270.735 | 285.773 | 301.124 | 315.738 | 325.443 | 334.649 | 339.65 | 341.87 | 342.131 | 343.029 | 344.718 | 345.347 | 346.61 | 347.592 | 348.068 | 349.439 | 350.036 | 350.887 | 351.985 | 352.467 | 353.599 | 355.696 | NPgN | GSP | NG FES - Falling Short | Total installed generation capacity (MW)
NG FES - Falling Short | Gen_BB000_NPgAggregate | MW | NPgN | STEN_1 | Total installed generation capacity (MW) | Stella North | STELLA NORTH | 38.643 | 43.093 | 44.308 | 45.609 | 46.731 | 48.261 | 49.896 | 51.634 | 53.386 | 55.445 | 57.7 | 59.962 | 61.884 | 63.658 | 65.139 | 66.426 | 67.578 | 68.773 | 70.025 | 71.204 | 72.428 | 73.632 | 74.802 | 76.034 | 77.212 | 78.409 | 79.623 | 80.795 | 82.012 | 83.296 | NPgN | GSP | NG FES - Falling Short | Total installed generation capacity (MW)
NG FES - Falling Short | Gen_BB000_NPgAggregate | MW | NPgN | STES_1 | Total installed generation capacity (MW) | Stella South | STELLA SOUTH | 57.067 | 80.884 | 88.165 | 95.912 | 102.396 | 109.46 | 116.688 | 124.062 | 131.529 | 139.509 | 148.104 | 156.493 | 162.486 | 167.927 | 171.318 | 173.354 | 174.434 | 175.826 | 177.605 | 178.866 | 180.438 | 181.874 | 183.064 | 184.691 | 185.941 | 187.317 | 188.814 | 190.011 | 191.527 | 193.514 | NPgN | GSP | NG FES - Falling Short | Total installed generation capacity (MW)
NG FES - Falling Short | Gen_BB000_NPgAggregate | MW | NPgN | TYNE_1 | Total installed generation capacity (MW) | Tynemouth 1 | TYNEMOUTH | 54.146 | 55.71 | 56.158 | 56.648 | 57.091 | 57.864 | 58.719 | 59.649 | 60.576 | 61.755 | 63.081 | 64.432 | 65.695 | 66.831 | 67.923 | 69.007 | 70.051 | 71.109 | 72.167 | 73.202 | 74.245 | 75.284 | 76.314 | 77.361 | 78.393 | 79.431 | 80.473 | 81.505 | 82.548 | 83.611 | NPgN | GSP | NG FES - Falling Short | Total installed generation capacity (MW)
NG FES - Falling Short | Gen_BB000_NPgAggregate | MW | NPgN | WBOL_6 | Total installed generation capacity (MW) | West Boldon | WEST BOLDON | 36.638 | 39.891 | 40.961 | 42.098 | 43.084 | 44.534 | 46.101 | 47.777 | 49.459 | 51.429 | 53.521 | 55.598 | 57.391 | 59.066 | 60.524 | 61.855 | 63.069 | 64.322 | 65.609 | 66.831 | 68.089 | 69.33 | 70.541 | 71.805 | 73.025 | 74.259 | 75.508 | 76.721 | 77.972 | 79.28 | NPgN | GSP | NG FES - Falling Short | Total installed generation capacity (MW)
NG FES - Falling Short | Gen_BB000_NPgAggregate | MW | NPgN | BRAW_1 | Total installed generation capacity (MW) | Bradford West | BRADFORD WEST | 67.668 | 76.067 | 79.399 | 82.65 | 85.436 | 89.261 | 93.33 | 97.626 | 101.926 | 106.613 | 111.25 | 115.706 | 119.305 | 122.822 | 125.696 | 128.173 | 130.288 | 132.53 | 134.781 | 136.84 | 139.022 | 141.125 | 143.871 | 147.479 | 150.946 | 154.398 | 157.885 | 161.257 | 164.681 | 168.267 | NPgY | GSP | NG FES - Falling Short | Total installed generation capacity (MW)
NG FES - Falling Short | Gen_BB000_NPgAggregate | MW | NPgN | CAMB_01 | Total installed generation capacity (MW) | Camblesforth | CAMBLESFORTH | 136.141 | 137.516 | 138.061 | 138.591 | 139.041 | 139.603 | 140.193 | 140.81 | 141.433 | 142.092 | 142.745 | 143.371 | 143.848 | 144.328 | 144.672 | 144.92 | 145.108 | 145.316 | 145.535 | 145.724 | 145.937 | 146.136 | 146.37 | 146.681 | 146.967 | 147.25 | 147.539 | 147.808 | 148.086 | 148.391 | NPgY | GSP | NG FES - Falling Short | Total installed generation capacity (MW)
NG FES - Falling Short | Gen_BB000_NPgAggregate | MW | NPgN | CREB_1 | Total installed generation capacity (MW) | Creyke Beck | CREYKE BECK | 417.697 | 485.456 | 507.258 | 528.989 | 547.353 | 567.312 | 587.64 | 608.307 | 629.154 | 651.995 | 677.523 | 702.907 | 721.992 | 738.94 | 750.545 | 758.338 | 763.579 | 769.71 | 776.182 | 781.355 | 787.484 | 793.043 | 797.264 | 801.912 | 805.531 | 809.032 | 812.779 | 815.678 | 818.947 | 823.39 | NPgY | GSP | NG FES - Falling Short | Total installed generation capacity (MW)
NG FES - Falling Short | Gen_BB000_NPgAggregate | MW | NPgN | DRAX_YEDL | Total installed generation capacity (MW) | Drax | DRAX | 123.763 | 130.562 | 133.115 | 135.59 | 137.66 | 139.916 | 142.216 | 144.555 | 146.918 | 149.27 | 151.574 | 153.738 | 155.144 | 156.546 | 157.296 | 157.58 | 157.556 | 157.638 | 157.764 | 157.734 | 157.819 | 157.834 | 158.137 | 158.926 | 159.592 | 160.244 | 160.925 | 161.505 | 162.13 | 162.897 | NPgY | GSP | NG FES - Falling Short | Total installed generation capacity (MW)
NG FES - Falling Short | Gen_BB000_NPgAggregate | MW | NPgN | ELLA_1 | Total installed generation capacity (MW) | Elland | ELLAND | 129.022 | 137.035 | 140.19 | 143.257 | 145.866 | 149.262 | 152.844 | 156.598 | 160.36 | 164.374 | 168.307 | 172.055 | 174.953 | 177.805 | 180.001 | 181.768 | 183.18 | 184.716 | 186.268 | 187.633 | 189.123 | 190.533 | 192.19 | 194.322 | 196.314 | 198.29 | 200.299 | 202.194 | 204.139 | 206.243 | NPgY | GSP | NG FES - Falling Short | Total installed generation capacity (MW)
NG FES - Falling Short | Gen_BB000_NPgAggregate | MW | NPgN | FERRA2 | Total installed generation capacity (MW) | Ferrybridge A | FERRYBRIDGE A | 32.649 | 45.352 | 49.608 | 53.817 | 57.363 | 61.239 | 65.19 | 69.21 | 73.262 | 77.591 | 82.263 | 86.841 | 90.181 | 93.214 | 95.209 | 96.468 | 97.221 | 98.151 | 99.141 | 99.874 | 100.794 | 101.601 | 102.084 | 102.591 | 102.895 | 103.175 | 103.503 | 103.664 | 103.898 | 104.361 | NPgY | GSP | NG FES - Falling Short | Total installed generation capacity (MW)
NG FES - Falling Short | Gen_BB000_NPgAggregate | MW | NPgN | FERRB9 | Total installed generation capacity (MW) | Ferrybridge B (_M) | FERRYBRIDGE B | 316.322 | 348.264 | 359.109 | 369.803 | 378.798 | 388.556 | 398.489 | 408.579 | 418.755 | 429.5 | 440.973 | 452.161 | 460.173 | 467.511 | 472.171 | 474.924 | 476.384 | 478.294 | 480.366 | 481.781 | 483.675 | 485.28 | 486.212 | 487.36 | 487.988 | 488.555 | 489.244 | 489.505 | 489.952 | 490.989 | NPgY | GSP | NG FES - Falling Short | Total installed generation capacity (MW)
NG FES - Falling Short | Gen_BB000_NPgAggregate | MW | NPgN | GRIW_1 | Total installed generation capacity (MW) | Grimsby West | GRIMSBY WEST | 164.935 | 183.243 | 190.111 | 196.771 | 202.34 | 208.443 | 214.667 | 221.002 | 227.388 | 233.752 | 239.973 | 245.802 | 249.593 | 253.351 | 255.398 | 256.23 | 256.232 | 256.522 | 256.911 | 256.875 | 257.145 | 257.228 | 257.35 | 258.067 | 258.451 | 258.796 | 259.219 | 259.366 | 259.633 | 260.279 | NPgY | GSP | NG FES - Falling Short | Total installed generation capacity (MW)
NG FES - Falling Short | Gen_BB000_NPgAggregate | MW | NPgN | JORD_3 | Total installed generation capacity (MW) | Jordanthorpe | JORDANTHORPE | 3.458 | 4.631 | 5.013 | 5.398 | 5.731 | 6.185 | 6.667 | 7.175 | 7.684 | 8.282 | 8.939 | 9.596 | 10.159 | 10.669 | 11.108 | 11.504 | 11.859 | 12.228 | 12.599 | 12.947 | 13.31 | 13.664 | 14.012 | 14.381 | 14.735 | 15.087 | 15.442 | 15.785 | 16.133 | 16.5 | NPgY | GSP | NG FES - Falling Short | Total installed generation capacity (MW)
NG FES - Falling Short | Gen_BB000_NPgAggregate | MW | NPgN | KEAD_YEDL | Total installed generation capacity (MW) | Keadby | KEADBY | 520.265 | 613.925 | 648.702 | 682.407 | 710.486 | 739.925 | 769.666 | 799.679 | 830.015 | 859.625 | 888.571 | 915.59 | 932.077 | 948.521 | 955.893 | 956.703 | 953.25 | 951.263 | 949.895 | 946.371 | 944.442 | 941.551 | 938.866 | 939.262 | 937.937 | 936.412 | 935.289 | 932.749 | 930.822 | 930.846 | NPgY | GSP | NG FES - Falling Short | Total installed generation capacity (MW)
NG FES - Falling Short | Gen_BB000_NPgAggregate | MW | NPgN | KIRKB1 | Total installed generation capacity (MW) | Kirkstall B | KIRKSTALL B | 33.932 | 42.539 | 44.168 | 46.025 | 47.693 | 49.795 | 52.002 | 54.308 | 56.618 | 60.045 | 64.878 | 70.114 | 74.999 | 78.906 | 82.547 | 86.018 | 89.342 | 92.722 | 96.11 | 99.421 | 102.786 | 106.121 | 108.233 | 109.254 | 110.216 | 111.171 | 112.139 | 113.06 | 114.002 | 115.01 | NPgY | GSP | NG FES - Falling Short | Total installed generation capacity (MW)
NG FES - Falling Short | Gen_BB000_NPgAggregate | MW | NPgN | NEEP_3 | Total installed generation capacity (MW) | Neepsend | NEEPSEND | 6.2 | 6.661 | 6.857 | 7.053 | 7.231 | 7.589 | 7.99 | 8.432 | 8.87 | 9.4 | 9.938 | 10.469 | 10.969 | 11.448 | 11.917 | 12.389 | 12.845 | 13.307 | 13.764 | 14.211 | 14.662 | 15.11 | 15.618 | 16.193 | 16.763 | 17.332 | 17.903 | 18.469 | 19.038 | 19.613 | NPgY | GSP | NG FES - Falling Short | Total installed generation capacity (MW)
NG FES - Falling Short | Gen_BB000_NPgAggregate | MW | NPgN | NORL_3 | Total installed generation capacity (MW) | Norton Lees | NORTON LEES | 4.015 | 4.179 | 4.267 | 4.358 | 4.448 | 4.717 | 5.029 | 5.382 | 5.73 | 6.173 | 6.627 | 7.081 | 7.537 | 7.972 | 8.426 | 8.902 | 9.376 | 9.852 | 10.32 | 10.786 | 11.25 | 11.715 | 12.243 | 12.833 | 13.423 | 14.014 | 14.605 | 15.196 | 15.787 | 16.378 | NPgY | GSP | NG FES - Falling Short | Total installed generation capacity (MW)
NG FES - Falling Short | Gen_BB000_NPgAggregate | MW | NPgN | PITS_BB_B | Total installed generation capacity (MW) | Pitsmoor | PITSMOOR 3/4 | 1.178 | 1.25 | 1.288 | 1.327 | 1.367 | 1.482 | 1.616 | 1.766 | 1.916 | 2.105 | 2.299 | 2.493 | 2.688 | 2.874 | 3.067 | 3.27 | 3.472 | 3.675 | 3.874 | 4.073 | 4.271 | 4.468 | 4.693 | 4.944 | 5.195 | 5.446 | 5.698 | 5.949 | 6.2 | 6.452 | NPgY | GSP | NG FES - Falling Short | Total installed generation capacity (MW)
NG FES - Falling Short | Gen_BB000_NPgAggregate | MW | NPgN | SALT_1 | Total installed generation capacity (MW) | Saltend North | SALTEND NORTH | 92.161 | 92.254 | 92.342 | 92.43 | 92.516 | 92.744 | 93.006 | 93.304 | 93.603 | 93.971 | 94.34 | 94.71 | 95.075 | 95.442 | 95.802 | 96.158 | 96.513 | 96.869 | 97.227 | 97.584 | 97.942 | 98.299 | 98.882 | 99.686 | 100.489 | 101.293 | 102.098 | 102.902 | 103.708 | 104.514 | NPgY | GSP | NG FES - Falling Short | Total installed generation capacity (MW)
NG FES - Falling Short | Gen_BB000_NPgAggregate | MW | NPgN | SHEC_3 | Total installed generation capacity (MW) | Sheffield City | SHEFFIELD CITY | 1.475 | 1.621 | 1.689 | 1.758 | 1.824 | 1.983 | 2.165 | 2.368 | 2.57 | 2.82 | 3.075 | 3.329 | 3.577 | 3.814 | 4.055 | 4.304 | 4.549 | 4.796 | 5.039 | 5.279 | 5.52 | 5.76 | 6.032 | 6.339 | 6.644 | 6.949 | 7.255 | 7.56 | 7.865 | 8.171 | NPgY | GSP | NG FES - Falling Short | Total installed generation capacity (MW)
NG FES - Falling Short | Gen_BB000_NPgAggregate | MW | NPgN | SKLGB1 | Total installed generation capacity (MW) | Skelton Grange | SKELTON GRANGE | 116.7 | 134.641 | 138.606 | 142.9 | 146.702 | 151.619 | 156.805 | 162.245 | 167.695 | 175.086 | 184.697 | 194.877 | 204.143 | 211.819 | 218.801 | 225.332 | 231.481 | 237.771 | 244.079 | 250.186 | 256.433 | 262.598 | 266.94 | 269.762 | 272.433 | 275.086 | 277.775 | 280.34 | 282.959 | 285.751 | NPgY | GSP | NG FES - Falling Short | Total installed generation capacity (MW)
NG FES - Falling Short | Gen_BB000_NPgAggregate | MW | NPgN | TEMP_3 | Total installed generation capacity (MW) | Templeborough | TEMPLEBOROUGH 275/33KV | 0.368 | 0.875 | 0.98 | 1.095 | 1.197 | 1.315 | 1.437 | 1.563 | 1.69 | 1.871 | 2.126 | 2.401 | 2.651 | 2.85 | 3.028 | 3.192 | 3.345 | 3.502 | 3.66 | 3.813 | 3.97 | 4.125 | 4.215 | 4.249 | 4.279 | 4.309 | 4.34 | 4.367 | 4.396 | 4.429 | NPgY | GSP | NG FES - Falling Short | Total installed generation capacity (MW)
NG FES - Falling Short | Gen_BB000_NPgAggregate | MW | NPgN | THUR_6 | Total installed generation capacity (MW) | Thurcroft | THURCROFT | 134.547 | 159.012 | 167.917 | 176.587 | 183.839 | 191.672 | 199.635 | 207.714 | 215.86 | 224.051 | 232.249 | 240.004 | 245.109 | 250.043 | 252.754 | 253.887 | 253.94 | 254.367 | 254.924 | 254.929 | 255.332 | 255.493 | 255.478 | 256.021 | 256.13 | 256.188 | 256.347 | 256.148 | 256.104 | 256.553 | NPgY | GSP | NG FES - Falling Short | Total installed generation capacity (MW)
NG FES - Falling Short | Gen_BB000_NPgAggregate | MW | NPgN | WMEL_THOM | Total installed generation capacity (MW) | Thorpe Marsh | WEST MELTON / THORPE MARSH | 272.418 | 294.331 | 302.627 | 310.677 | 317.432 | 325.124 | 333.034 | 341.145 | 349.314 | 357.604 | 365.717 | 373.361 | 378.59 | 383.771 | 386.939 | 388.693 | 389.457 | 390.564 | 391.782 | 392.494 | 393.568 | 394.419 | 395.592 | 397.739 | 399.49 | 401.196 | 402.996 | 404.469 | 406.085 | 408.15 | NPgY | GSP | NG FES - Falling Short | Total installed generation capacity (MW)
NG FES - Falling Short | Gen_BB000_NPgAggregate | MW | NPgN | WMEL_BB3 | Total installed generation capacity (MW) | West Melton | WEST MELTON SECTION 3 | 103.214 | 127.92 | 136.795 | 145.474 | 152.768 | 160.926 | 169.285 | 177.826 | 186.431 | 195.341 | 204.43 | 213.141 | 219.267 | 225.098 | 228.775 | 230.935 | 232.037 | 233.507 | 235.096 | 236.144 | 237.581 | 238.78 | 239.824 | 241.427 | 242.605 | 243.735 | 244.963 | 245.843 | 246.875 | 248.387 | NPgY | GSP | NG FES - Falling Short | Total installed generation capacity (MW)
NG FES - Falling Short | Gen_BB000_NPgAggregate | MW | NPgN | WIBA_3 | Total installed generation capacity (MW) | Wincobank | WINCOBANK | 46.447 | 47.559 | 47.884 | 48.215 | 48.498 | 48.818 | 49.146 | 49.482 | 49.821 | 50.22 | 50.694 | 51.177 | 51.571 | 51.909 | 52.171 | 52.381 | 52.554 | 52.74 | 52.931 | 53.103 | 53.288 | 53.465 | 53.571 | 53.631 | 53.676 | 53.719 | 53.766 | 53.801 | 53.841 | 53.898 | NPgY | GSP | NG FES - Falling Short | Total installed generation capacity (MW)
NG FES - Leading the Way | Gen_BB000_NPgAggregate | MW | NPgN | BLYTB1 | Total installed generation capacity (MW) | Blyth 66kV | BLYTH 66kV | 145.5 | 168.055 | 176.626 | 191.522 | 209.308 | 227.135 | 245.057 | 264.471 | 284.422 | 306.397 | 329.281 | 351.595 | 371.629 | 393.456 | 418.926 | 444.555 | 470.573 | 497.521 | 526.957 | 558.351 | 589.148 | 620.348 | 651.206 | 677.26 | 702.402 | 717.573 | 726.64 | 735.801 | 744.826 | 753.613 | NPgN | GSP | NG FES - Leading the Way | Total installed generation capacity (MW)
NG FES - Leading the Way | Gen_BB000_NPgAggregate | MW | NPgN | BLYTH132 | Total installed generation capacity (MW) | Blyth 132kV | BLYTH 132kV | 492.949 | 516.805 | 525.145 | 537.251 | 549.483 | 560.014 | 569.812 | 579.958 | 590.237 | 599.818 | 609.357 | 616.835 | 619.008 | 609.394 | 599.516 | 587.946 | 575.297 | 562.748 | 552.794 | 544.164 | 535.157 | 526.521 | 517.889 | 505.601 | 491.799 | 475.766 | 458.297 | 440.837 | 423.338 | 425.974 | NPgN | GSP | NG FES - Leading the Way | Total installed generation capacity (MW)
NG FES - Leading the Way | Gen_BB000_NPgAggregate | MW | NPgN | FOUR_1 | Total installed generation capacity (MW) | Fourstones | FOURSTONES | 91.395 | 92.652 | 93.245 | 94.041 | 95.092 | 96.014 | 96.891 | 97.776 | 98.67 | 99.503 | 100.375 | 101.141 | 101.616 | 102.304 | 103.192 | 103.943 | 104.609 | 105.286 | 106.085 | 106.968 | 107.839 | 108.727 | 109.615 | 110.349 | 111.008 | 111.668 | 112.328 | 112.988 | 113.65 | 114.312 | NPgN | GSP | NG FES - Leading the Way | Total installed generation capacity (MW)
NG FES - Leading the Way | Gen_BB000_NPgAggregate | MW | NPgN | HARM_6 | Total installed generation capacity (MW) | Hart Moor | HARTMOOR | 107.382 | 114.167 | 117.008 | 120.938 | 125.794 | 130.122 | 134.221 | 138.353 | 142.498 | 146.331 | 150.259 | 153.54 | 154.238 | 137.843 | 110.282 | 113.841 | 117.058 | 120.255 | 124.129 | 128.39 | 132.563 | 136.829 | 141.09 | 144.456 | 147.406 | 150.142 | 152.74 | 155.338 | 157.933 | 160.488 | NPgN | GSP | NG FES - Leading the Way | Total installed generation capacity (MW)
NG FES - Leading the Way | Gen_BB000_NPgAggregate | MW | NPgN | HAWP_6 | Total installed generation capacity (MW) | Hawthorn Pit | HAWTHORN PIT GRID | 45.391 | 53.2 | 56.487 | 61.233 | 67.343 | 72.911 | 78.277 | 83.76 | 89.278 | 94.633 | 100.152 | 104.842 | 107.861 | 110.98 | 114.209 | 119.74 | 125.012 | 130.297 | 136.365 | 142.913 | 149.338 | 155.87 | 162.279 | 167.548 | 172.399 | 176.39 | 179.911 | 183.449 | 186.983 | 190.332 | NPgN | GSP | NG FES - Leading the Way | Total installed generation capacity (MW)
NG FES - Leading the Way | Gen_BB000_NPgAggregate | MW | NPgN | KNARE_111 | Total installed generation capacity (MW) | Knaresborough | KNARESBOROUGH | 104.122 | 130.234 | 140.155 | 153.656 | 168.38 | 180.957 | 192.532 | 204.114 | 215.702 | 225.746 | 235.755 | 243.128 | 243.564 | 239.21 | 232.804 | 240.775 | 247.224 | 253.5 | 262.489 | 272.795 | 282.776 | 292.977 | 300.601 | 304.549 | 307.366 | 309.955 | 314.057 | 318.466 | 323.075 | 327.154 | NPgN | GSP | NG FES - Leading the Way | Total installed generation capacity (MW)
NG FES - Leading the Way | Gen_BB000_NPgAggregate | MW | NPgN | LACK_6 | Total installed generation capacity (MW) | Lackenby | LACKENBY | 137.22 | 146.045 | 150.063 | 155.936 | 163.845 | 171.346 | 178.663 | 186.17 | 193.741 | 201.268 | 209.115 | 213.889 | 215.695 | 210.718 | 197.568 | 205.603 | 213.404 | 221.277 | 230.007 | 239.348 | 248.546 | 257.848 | 266.746 | 274.311 | 281.501 | 287.358 | 292.627 | 297.95 | 303.281 | 308.303 | NPgN | GSP | NG FES - Leading the Way | Total installed generation capacity (MW)
NG FES - Leading the Way | Gen_BB000_NPgAggregate | MW | NPgN | NORT_1 | Total installed generation capacity (MW) | Norton | NORTON | 268.18 | 324.028 | 345.61 | 375.516 | 409.323 | 438.658 | 466.023 | 493.648 | 521.374 | 546.378 | 571.581 | 590.426 | 595.325 | 601.155 | 608.446 | 630.397 | 649.395 | 668.206 | 692.799 | 720.382 | 747.22 | 774.574 | 797.044 | 811.463 | 823.428 | 833.309 | 845.004 | 857.288 | 869.922 | 881.192 | NPgN | GSP | NG FES - Leading the Way | Total installed generation capacity (MW)
NG FES - Leading the Way | Gen_BB000_NPgAggregate | MW | NPgN | OFFE_3 | Total installed generation capacity (MW) | Offerton | OFFERTON | 7.058 | 8.302 | 9.043 | 10.122 | 12.025 | 13.863 | 15.697 | 17.568 | 19.451 | 21.374 | 23.423 | 25.25 | 26.904 | 28.525 | 29.861 | 32.016 | 34.175 | 36.353 | 38.609 | 40.971 | 43.316 | 45.675 | 48.036 | 50.259 | 52.446 | 54.385 | 56.165 | 57.945 | 59.721 | 61.451 | NPgN | GSP | NG FES - Leading the Way | Total installed generation capacity (MW)
NG FES - Leading the Way | Gen_BB000_NPgAggregate | MW | NPgN | OSBA_1 | Total installed generation capacity (MW) | Osbaldwick | OSBALDWICK | 87.315 | 153.909 | 177.855 | 211.86 | 247.414 | 277.961 | 306.292 | 335.231 | 364.386 | 390.881 | 417.241 | 437.027 | 440.304 | 437 | 432.004 | 455.693 | 476.148 | 496.555 | 524.084 | 555.149 | 585.229 | 616.299 | 647.249 | 668.486 | 685.477 | 698.376 | 708.706 | 719.064 | 729.359 | 738.901 | NPgN | GSP | NG FES - Leading the Way | Total installed generation capacity (MW)
NG FES - Leading the Way | Gen_BB000_NPgAggregate | MW | NPgN | POPP_3 | Total installed generation capacity (MW) | Poppleton | POPPLETON | 11.812 | 13.996 | 15.013 | 16.392 | 18.305 | 20.032 | 21.684 | 23.333 | 24.978 | 26.504 | 28.084 | 29.464 | 30.312 | 30.515 | 30.376 | 31.822 | 33.162 | 34.48 | 36.002 | 37.648 | 39.269 | 40.917 | 42.563 | 43.95 | 45.208 | 46.466 | 47.725 | 48.984 | 50.242 | 51.501 | NPgN | GSP | NG FES - Leading the Way | Total installed generation capacity (MW)
NG FES - Leading the Way | Gen_BB000_NPgAggregate | MW | NPgN | SALH_1 | Total installed generation capacity (MW) | Saltholme | SALTHOLME | 313.244 | 313.743 | 313.93 | 314.19 | 314.459 | 314.687 | 314.897 | 315.112 | 315.331 | 315.528 | 315.726 | 304.297 | 284.616 | 199.648 | 52.599 | 50.112 | 47.595 | 45.081 | 42.62 | 40.189 | 37.75 | 35.3 | 32.508 | 29.615 | 26.766 | 23.867 | 21.156 | 18.485 | 15.841 | 15.769 | NPgN | GSP | NG FES - Leading the Way | Total installed generation capacity (MW)
NG FES - Leading the Way | Gen_BB000_NPgAggregate | MW | NPgN | SSHI_3 | Total installed generation capacity (MW) | South Shields | SOUTH SHIELDS | 39.055 | 39.672 | 40.184 | 40.917 | 42.334 | 43.768 | 45.212 | 46.679 | 48.155 | 49.676 | 51.312 | 52.959 | 53.903 | 42.492 | 22.842 | 24.561 | 26.295 | 28.047 | 29.818 | 31.661 | 33.496 | 35.336 | 37.178 | 38.971 | 40.761 | 42.394 | 43.927 | 45.46 | 46.99 | 48.491 | NPgN | GSP | NG FES - Leading the Way | Total installed generation capacity (MW)
NG FES - Leading the Way | Gen_BB000_NPgAggregate | MW | NPgN | KIELD01 and SPAD20 | Total installed generation capacity (MW) | 0 | SPADEADAM | 6.696 | 8.1 | 8.612 | 9.472 | 10.43 | 11.369 | 12.301 | 13.314 | 14.358 | 15.494 | 16.674 | 17.804 | 18.75 | 19.904 | 21.31 | 22.678 | 24.041 | 25.459 | 27.031 | 28.718 | 30.373 | 32.053 | 33.74 | 35.15 | 36.49 | 37.325 | 37.835 | 38.346 | 38.848 | 39.257 | NPgN | GSP | NG FES - Leading the Way | Total installed generation capacity (MW)
NG FES - Leading the Way | Gen_BB000_NPgAggregate | MW | NPgN | SPEN_1 | Total installed generation capacity (MW) | Spennymoor | SPENNYMOOR | 125.137 | 170.135 | 186.735 | 210.281 | 235.699 | 257.714 | 278.253 | 299.223 | 320.354 | 339.746 | 359.193 | 374.582 | 379.657 | 389.928 | 406.311 | 423.037 | 437.588 | 452.143 | 471.468 | 493.245 | 514.361 | 536.13 | 557.634 | 572.598 | 584.766 | 594.081 | 601.724 | 609.409 | 617.063 | 625.092 | NPgN | GSP | NG FES - Leading the Way | Total installed generation capacity (MW)
NG FES - Leading the Way | Gen_BB000_NPgAggregate | MW | NPgN | STEN_1 | Total installed generation capacity (MW) | Stella North | STELLA NORTH | 38.643 | 44.136 | 46.994 | 51.153 | 57.498 | 63.835 | 70.115 | 76.543 | 83.027 | 89.608 | 96.583 | 101.8 | 105.563 | 106.232 | 102.546 | 109.798 | 116.977 | 124.244 | 131.931 | 140.051 | 148.092 | 156.171 | 163.773 | 170.642 | 177.409 | 183.173 | 188.608 | 194.106 | 199.624 | 204.857 | NPgN | GSP | NG FES - Leading the Way | Total installed generation capacity (MW)
NG FES - Leading the Way | Gen_BB000_NPgAggregate | MW | NPgN | STES_1 | Total installed generation capacity (MW) | Stella South | STELLA SOUTH | 57.082 | 81.1 | 90.013 | 103.266 | 117.937 | 131.143 | 143.748 | 156.877 | 170.2 | 183.253 | 196.537 | 207.99 | 214.543 | 223.595 | 235.8 | 249.123 | 261.6 | 274.304 | 289.579 | 306.333 | 322.677 | 339.398 | 356.146 | 369.075 | 380.571 | 388.639 | 394.501 | 400.375 | 406.188 | 411.554 | NPgN | GSP | NG FES - Leading the Way | Total installed generation capacity (MW)
NG FES - Leading the Way | Gen_BB000_NPgAggregate | MW | NPgN | TYNE_1 | Total installed generation capacity (MW) | Tynemouth 1 | TYNEMOUTH | 54.146 | 56.682 | 58.486 | 61.158 | 65.86 | 70.627 | 75.406 | 80.278 | 85.173 | 90.208 | 95.566 | 100.027 | 103.399 | 95.892 | 79.825 | 85.592 | 91.432 | 97.301 | 103.34 | 109.631 | 115.876 | 122.126 | 127.948 | 133.399 | 138.883 | 143.601 | 148.113 | 152.679 | 157.266 | 161.622 | NPgN | GSP | NG FES - Leading the Way | Total installed generation capacity (MW)
NG FES - Leading the Way | Gen_BB000_NPgAggregate | MW | NPgN | WBOL_6 | Total installed generation capacity (MW) | West Boldon | WEST BOLDON | 36.638 | 41.112 | 43.957 | 48.01 | 54.866 | 61.519 | 68.116 | 74.799 | 81.505 | 88.236 | 95.378 | 102.254 | 108.423 | 112.545 | 115.417 | 122.788 | 130.12 | 137.47 | 145.158 | 153.226 | 161.23 | 169.285 | 177.347 | 184.873 | 192.223 | 198.909 | 205.168 | 211.43 | 217.679 | 223.806 | NPgN | GSP | NG FES - Leading the Way | Total installed generation capacity (MW)
NG FES - Leading the Way | Gen_BB000_NPgAggregate | MW | NPgN | BRAW_1 | Total installed generation capacity (MW) | Bradford West | BRADFORD WEST | 67.69 | 78.07 | 84.508 | 93.135 | 107.256 | 121.278 | 135.058 | 148.786 | 162.446 | 179.035 | 198.115 | 215.62 | 231.211 | 243.494 | 252.769 | 273.826 | 295.053 | 316.506 | 339.256 | 363.119 | 386.713 | 410.502 | 434.357 | 456.054 | 477.209 | 494.526 | 509.378 | 524.259 | 539.089 | 553.219 | NPgY | GSP | NG FES - Leading the Way | Total installed generation capacity (MW)
NG FES - Leading the Way | Gen_BB000_NPgAggregate | MW | NPgN | CAMB_01 | Total installed generation capacity (MW) | Camblesforth | CAMBLESFORTH | 136.148 | 137.757 | 138.678 | 139.877 | 141.682 | 143.374 | 145.02 | 146.679 | 148.351 | 150.194 | 152.256 | 153.07 | 153.062 | 151.443 | 146.943 | 149.01 | 151.001 | 153.051 | 155.275 | 157.652 | 160.008 | 162.387 | 164.771 | 166.91 | 168.963 | 170.76 | 172.393 | 174.029 | 175.664 | 177.254 | NPgY | GSP | NG FES - Leading the Way | Total installed generation capacity (MW)
NG FES - Leading the Way | Gen_BB000_NPgAggregate | MW | NPgN | CREB_1 | Total installed generation capacity (MW) | Creyke Beck | CREYKE BECK | 417.817 | 486.068 | 512.62 | 551.971 | 596.676 | 638.83 | 679.781 | 722.914 | 766.905 | 808.173 | 848.391 | 879.699 | 895.952 | 883.064 | 848.592 | 887.999 | 924.934 | 963.265 | 1008.824 | 1058.537 | 1107.157 | 1156.649 | 1206.239 | 1245.538 | 1281.131 | 1306.391 | 1325 | 1343.662 | 1362.162 | 1380.651 | NPgY | GSP | NG FES - Leading the Way | Total installed generation capacity (MW)
NG FES - Leading the Way | Gen_BB000_NPgAggregate | MW | NPgN | DRAX_YEDL | Total installed generation capacity (MW) | Drax | DRAX | 123.77 | 130.492 | 133.276 | 136.901 | 140.968 | 144.649 | 148.091 | 151.552 | 155.033 | 159.829 | 165.559 | 169.794 | 170.896 | 148.374 | 109.023 | 115.162 | 121.045 | 127.187 | 134.268 | 141.936 | 149.452 | 157.088 | 164.746 | 170.982 | 176.762 | 180.703 | 183.459 | 186.225 | 188.962 | 191.359 | NPgY | GSP | NG FES - Leading the Way | Total installed generation capacity (MW)
NG FES - Leading the Way | Gen_BB000_NPgAggregate | MW | NPgN | ELLA_1 | Total installed generation capacity (MW) | Elland | ELLAND | 129.044 | 138.384 | 143.723 | 150.829 | 162.232 | 173.15 | 183.804 | 194.392 | 204.912 | 216.47 | 229.279 | 234.56 | 235.505 | 233.089 | 217.662 | 231.142 | 244.505 | 257.897 | 272.311 | 287.475 | 302.459 | 317.571 | 332.703 | 346.348 | 359.486 | 370.936 | 381.3 | 391.675 | 402.024 | 412.063 | NPgY | GSP | NG FES - Leading the Way | Total installed generation capacity (MW)
NG FES - Leading the Way | Gen_BB000_NPgAggregate | MW | NPgN | FERRA2 | Total installed generation capacity (MW) | Ferrybridge A | FERRYBRIDGE A | 32.659 | 45.372 | 50.396 | 57.621 | 66.149 | 73.924 | 81.414 | 89.194 | 97.081 | 103.903 | 110.292 | 114.385 | 115.544 | 115.831 | 114.149 | 120.084 | 125.447 | 130.925 | 137.693 | 145.123 | 152.38 | 159.779 | 167.174 | 172.887 | 177.89 | 181.97 | 185.456 | 188.948 | 192.424 | 195.86 | NPgY | GSP | NG FES - Leading the Way | Total installed generation capacity (MW)
NG FES - Leading the Way | Gen_BB000_NPgAggregate | MW | NPgN | FERRB9 | Total installed generation capacity (MW) | Ferrybridge B (_M) | FERRYBRIDGE B | 316.333 | 348.067 | 360.472 | 378.119 | 398.297 | 416.716 | 434.364 | 452.667 | 471.222 | 487.613 | 503.209 | 510.42 | 507.319 | 470.743 | 404.04 | 418.512 | 431.488 | 444.814 | 461.458 | 479.803 | 497.704 | 515.667 | 528.361 | 536.227 | 543.473 | 547.763 | 553.585 | 560.052 | 566.889 | 572.389 | NPgY | GSP | NG FES - Leading the Way | Total installed generation capacity (MW)
NG FES - Leading the Way | Gen_BB000_NPgAggregate | MW | NPgN | GRIW_1 | Total installed generation capacity (MW) | Grimsby West | GRIMSBY WEST | 164.943 | 183.009 | 190.429 | 200.148 | 211.676 | 221.794 | 231.262 | 240.725 | 250.186 | 259.694 | 269.746 | 269.91 | 261.829 | 234.38 | 181.474 | 190.834 | 199.225 | 207.777 | 218.421 | 230.119 | 241.544 | 253.195 | 264.841 | 273.799 | 281.593 | 288.119 | 293.826 | 299.541 | 305.235 | 310.722 | NPgY | GSP | NG FES - Leading the Way | Total installed generation capacity (MW)
NG FES - Leading the Way | Gen_BB000_NPgAggregate | MW | NPgN | JORD_3 | Total installed generation capacity (MW) | Jordanthorpe | JORDANTHORPE | 3.459 | 4.882 | 5.685 | 6.86 | 8.739 | 10.59 | 12.43 | 14.305 | 16.186 | 18.11 | 20.133 | 22.078 | 23.874 | 25.847 | 28.012 | 30.2 | 32.396 | 34.603 | 36.94 | 39.388 | 41.81 | 44.248 | 46.691 | 48.925 | 51.098 | 52.946 | 54.583 | 56.222 | 57.856 | 59.43 | NPgY | GSP | NG FES - Leading the Way | Total installed generation capacity (MW)
NG FES - Leading the Way | Gen_BB000_NPgAggregate | MW | NPgN | KEAD_YEDL | Total installed generation capacity (MW) | Keadby | KEADBY | 520.304 | 609.442 | 642.705 | 685.885 | 730.038 | 766.222 | 799.03 | 832.099 | 865.436 | 899.33 | 935.23 | 961.65 | 967.908 | 990.116 | 1027.227 | 1058.071 | 1083.26 | 1109.977 | 1147.47 | 1190.197 | 1231.588 | 1274.142 | 1316.676 | 1345.342 | 1368.012 | 1384.101 | 1395.945 | 1407.822 | 1419.594 | 1430.499 | NPgY | GSP | NG FES - Leading the Way | Total installed generation capacity (MW)
NG FES - Leading the Way | Gen_BB000_NPgAggregate | MW | NPgN | KIRKB1 | Total installed generation capacity (MW) | Kirkstall B | KIRKSTALL B | 33.933 | 43.914 | 48.226 | 56.096 | 66.52 | 77.588 | 88.915 | 101.184 | 113.781 | 122.381 | 128.6 | 134.474 | 139.727 | 145.568 | 151.966 | 158.33 | 164.627 | 170.887 | 177.536 | 184.502 | 191.403 | 198.35 | 205.299 | 211.723 | 217.94 | 223.757 | 229.317 | 234.88 | 240.437 | 245.921 | NPgY | GSP | NG FES - Leading the Way | Total installed generation capacity (MW)
NG FES - Leading the Way | Gen_BB000_NPgAggregate | MW | NPgN | NEEP_3 | Total installed generation capacity (MW) | Neepsend | NEEPSEND | 6.2 | 7.097 | 7.918 | 9.052 | 11.237 | 13.498 | 15.755 | 18.004 | 20.239 | 22.754 | 25.568 | 28.36 | 31.14 | 34.002 | 36.978 | 40.072 | 43.235 | 46.395 | 49.634 | 52.988 | 56.317 | 59.659 | 63.007 | 66.196 | 69.36 | 72.132 | 74.652 | 77.174 | 79.69 | 82.133 | NPgY | GSP | NG FES - Leading the Way | Total installed generation capacity (MW)
NG FES - Leading the Way | Gen_BB000_NPgAggregate | MW | NPgN | NORL_3 | Total installed generation capacity (MW) | Norton Lees | NORTON LEES | 4.015 | 4.642 | 5.373 | 6.391 | 8.474 | 10.658 | 12.849 | 15.032 | 17.2 | 19.669 | 22.447 | 25.234 | 28.074 | 30.944 | 33.882 | 36.963 | 40.133 | 43.299 | 46.512 | 49.829 | 53.124 | 56.43 | 59.742 | 62.933 | 66.116 | 68.905 | 71.441 | 73.979 | 76.51 | 78.969 | NPgY | GSP | NG FES - Leading the Way | Total installed generation capacity (MW)
NG FES - Leading the Way | Gen_BB000_NPgAggregate | MW | NPgN | PITS_BB_B | Total installed generation capacity (MW) | Pitsmoor | PITSMOOR 3/4 | 1.178 | 1.448 | 1.76 | 2.194 | 3.052 | 3.982 | 4.916 | 5.846 | 6.77 | 7.822 | 9.004 | 10.19 | 11.398 | 12.619 | 13.87 | 15.181 | 16.53 | 17.876 | 19.244 | 20.656 | 22.058 | 23.465 | 24.875 | 26.232 | 27.586 | 28.773 | 29.852 | 30.932 | 32.009 | 33.055 | NPgY | GSP | NG FES - Leading the Way | Total installed generation capacity (MW)
NG FES - Leading the Way | Gen_BB000_NPgAggregate | MW | NPgN | SALT_1 | Total installed generation capacity (MW) | Saltend North | SALTEND NORTH | 92.192 | 92.73 | 93.394 | 94.271 | 96.035 | 97.814 | 99.594 | 101.38 | 103.172 | 106.026 | 109.612 | 113.285 | 117.04 | 120.898 | 124.985 | 129.167 | 133.461 | 137.892 | 142.462 | 147.251 | 151.994 | 156.769 | 161.563 | 166.002 | 170.419 | 173.703 | 176.258 | 178.818 | 181.362 | 183.696 | NPgY | GSP | NG FES - Leading the Way | Total installed generation capacity (MW)
NG FES - Leading the Way | Gen_BB000_NPgAggregate | MW | NPgN | SHEC_3 | Total installed generation capacity (MW) | Sheffield City | SHEFFIELD CITY | 1.475 | 1.859 | 2.261 | 2.819 | 3.904 | 5.065 | 6.227 | 7.385 | 8.535 | 9.839 | 11.303 | 12.765 | 14.242 | 15.745 | 17.293 | 18.911 | 20.572 | 22.23 | 23.92 | 25.667 | 27.401 | 29.142 | 30.886 | 32.558 | 34.223 | 35.682 | 37.008 | 38.335 | 39.659 | 40.945 | NPgY | GSP | NG FES - Leading the Way | Total installed generation capacity (MW)
NG FES - Leading the Way | Gen_BB000_NPgAggregate | MW | NPgN | SKLGB1 | Total installed generation capacity (MW) | Skelton Grange | SKELTON GRANGE | 116.704 | 137.675 | 147.218 | 163.338 | 185.773 | 209.209 | 232.953 | 258.177 | 283.898 | 303.805 | 320.596 | 336.531 | 350.889 | 366.812 | 384.28 | 401.678 | 418.941 | 436.172 | 454.474 | 473.66 | 492.66 | 511.79 | 530.935 | 548.566 | 565.652 | 581.222 | 595.815 | 610.418 | 624.998 | 639.3 | NPgY | GSP | NG FES - Leading the Way | Total installed generation capacity (MW)
NG FES - Leading the Way | Gen_BB000_NPgAggregate | MW | NPgN | TEMP_3 | Total installed generation capacity (MW) | Templeborough | TEMPLEBOROUGH 275/33KV | 0.368 | 0.926 | 1.147 | 1.549 | 2.043 | 2.56 | 3.088 | 3.667 | 4.264 | 4.651 | 4.908 | 5.142 | 5.329 | 5.558 | 5.825 | 6.078 | 6.319 | 6.563 | 6.833 | 7.122 | 7.407 | 7.695 | 7.983 | 8.236 | 8.474 | 8.691 | 8.895 | 9.099 | 9.302 | 9.501 | NPgY | GSP | NG FES - Leading the Way | Total installed generation capacity (MW)
NG FES - Leading the Way | Gen_BB000_NPgAggregate | MW | NPgN | THUR_6 | Total installed generation capacity (MW) | Thurcroft | THURCROFT | 134.548 | 158.406 | 167.762 | 180.298 | 194.898 | 207.347 | 218.999 | 230.776 | 242.597 | 253.671 | 264.818 | 273.547 | 277.278 | 285.256 | 297.166 | 307.301 | 316.148 | 325.174 | 336.887 | 349.88 | 362.529 | 375.464 | 388.389 | 397.903 | 405.909 | 412.539 | 418.278 | 424.025 | 429.75 | 435.221 | NPgY | GSP | NG FES - Leading the Way | Total installed generation capacity (MW)
NG FES - Leading the Way | Gen_BB000_NPgAggregate | MW | NPgN | WMEL_THOM | Total installed generation capacity (MW) | Thorpe Marsh | WEST MELTON / THORPE MARSH | 272.428 | 294.856 | 304.941 | 318.194 | 335.933 | 351.617 | 366.535 | 381.432 | 396.311 | 412.522 | 430.359 | 446.095 | 457.422 | 472.76 | 491.996 | 509.871 | 526.788 | 544.008 | 563.874 | 585.285 | 606.309 | 627.638 | 648.986 | 666.718 | 683.047 | 696.491 | 708.076 | 719.677 | 731.233 | 742.256 | NPgY | GSP | NG FES - Leading the Way | Total installed generation capacity (MW)
NG FES - Leading the Way | Gen_BB000_NPgAggregate | MW | NPgN | WMEL_BB3 | Total installed generation capacity (MW) | West Melton | WEST MELTON SECTION 3 | 103.224 | 128.215 | 138.81 | 153.275 | 171.624 | 188.042 | 203.731 | 219.646 | 235.632 | 251.163 | 267.119 | 280.759 | 289.606 | 302.672 | 319.738 | 335.252 | 349.645 | 364.263 | 381.609 | 400.429 | 418.872 | 437.617 | 456.367 | 471.519 | 485.184 | 496.642 | 506.679 | 516.727 | 526.739 | 536.344 | NPgY | GSP | NG FES - Leading the Way | Total installed generation capacity (MW)
NG FES - Leading the Way | Gen_BB000_NPgAggregate | MW | NPgN | WIBA_3 | Total installed generation capacity (MW) | Wincobank | WINCOBANK | 46.447 | 47.615 | 48.093 | 48.843 | 49.776 | 50.68 | 51.577 | 52.529 | 53.5 | 54.23 | 54.829 | 55.345 | 55.692 | 56.184 | 56.808 | 57.376 | 57.901 | 58.431 | 59.052 | 59.724 | 60.385 | 61.055 | 61.724 | 62.279 | 62.781 | 63.238 | 63.665 | 64.092 | 64.519 | 64.937 | NPgY | GSP | NG FES - Leading the Way | Total installed generation capacity (MW)
NPg Planning Scenario | Gen_BB000_NPgAggregate | MW | NPgN | BLYTB1 | Total installed generation capacity (MW) | Blyth 66kV | BLYTH 66kV | 145.5 | 168.055 | 176.626 | 191.522 | 209.308 | 227.135 | 245.057 | 264.471 | 284.422 | 306.397 | 329.281 | 351.595 | 371.629 | 393.456 | 418.926 | 444.555 | 470.573 | 497.521 | 526.957 | 558.351 | 589.148 | 620.348 | 651.206 | 677.26 | 702.402 | 717.573 | 726.64 | 735.801 | 744.826 | 753.613 | NPgN | GSP | NPg Planning Scenario | Total installed generation capacity (MW)
NPg Planning Scenario | Gen_BB000_NPgAggregate | MW | NPgN | BLYTH132 | Total installed generation capacity (MW) | Blyth 132kV | BLYTH 132kV | 492.949 | 516.805 | 525.145 | 537.251 | 549.483 | 560.014 | 569.812 | 579.958 | 590.237 | 599.818 | 609.357 | 616.835 | 619.008 | 609.394 | 599.516 | 587.946 | 575.297 | 562.748 | 552.794 | 544.164 | 535.157 | 526.521 | 517.889 | 505.601 | 491.799 | 475.766 | 458.297 | 440.837 | 423.338 | 425.974 | NPgN | GSP | NPg Planning Scenario | Total installed generation capacity (MW)
NPg Planning Scenario | Gen_BB000_NPgAggregate | MW | NPgN | FOUR_1 | Total installed generation capacity (MW) | Fourstones | FOURSTONES | 91.395 | 92.652 | 93.245 | 94.041 | 95.092 | 96.014 | 96.891 | 97.776 | 98.67 | 99.503 | 100.375 | 101.141 | 101.616 | 102.304 | 103.192 | 103.943 | 104.609 | 105.286 | 106.085 | 106.968 | 107.839 | 108.727 | 109.615 | 110.349 | 111.008 | 111.668 | 112.328 | 112.988 | 113.65 | 114.312 | NPgN | GSP | NPg Planning Scenario | Total installed generation capacity (MW)
NPg Planning Scenario | Gen_BB000_NPgAggregate | MW | NPgN | HARM_6 | Total installed generation capacity (MW) | Hart Moor | HARTMOOR | 107.382 | 114.167 | 117.008 | 120.938 | 125.794 | 130.122 | 134.221 | 138.353 | 142.498 | 146.331 | 150.259 | 153.54 | 154.238 | 137.843 | 110.282 | 113.841 | 117.058 | 120.255 | 124.129 | 128.39 | 132.563 | 136.829 | 141.09 | 144.456 | 147.406 | 150.142 | 152.74 | 155.338 | 157.933 | 160.488 | NPgN | GSP | NPg Planning Scenario | Total installed generation capacity (MW)
NPg Planning Scenario | Gen_BB000_NPgAggregate | MW | NPgN | HAWP_6 | Total installed generation capacity (MW) | Hawthorn Pit | HAWTHORN PIT GRID | 45.391 | 53.2 | 56.487 | 61.233 | 67.343 | 72.911 | 78.277 | 83.76 | 89.278 | 94.633 | 100.152 | 104.842 | 107.861 | 110.98 | 114.209 | 119.74 | 125.012 | 130.297 | 136.365 | 142.913 | 149.338 | 155.87 | 162.279 | 167.548 | 172.399 | 176.39 | 179.911 | 183.449 | 186.983 | 190.332 | NPgN | GSP | NPg Planning Scenario | Total installed generation capacity (MW)
NPg Planning Scenario | Gen_BB000_NPgAggregate | MW | NPgN | KNARE_111 | Total installed generation capacity (MW) | Knaresborough | KNARESBOROUGH | 104.122 | 130.234 | 140.155 | 153.656 | 168.38 | 180.957 | 192.532 | 204.114 | 215.702 | 225.746 | 235.755 | 243.128 | 243.564 | 239.21 | 232.804 | 240.775 | 247.224 | 253.5 | 262.489 | 272.795 | 282.776 | 292.977 | 300.601 | 304.549 | 307.366 | 309.955 | 314.057 | 318.466 | 323.075 | 327.154 | NPgN | GSP | NPg Planning Scenario | Total installed generation capacity (MW)
NPg Planning Scenario | Gen_BB000_NPgAggregate | MW | NPgN | LACK_6 | Total installed generation capacity (MW) | Lackenby | LACKENBY | 137.22 | 146.045 | 150.063 | 155.936 | 163.845 | 171.346 | 178.663 | 186.17 | 193.741 | 201.268 | 209.115 | 213.889 | 215.695 | 210.718 | 197.568 | 205.603 | 213.404 | 221.277 | 230.007 | 239.348 | 248.546 | 257.848 | 266.746 | 274.311 | 281.501 | 287.358 | 292.627 | 297.95 | 303.281 | 308.303 | NPgN | GSP | NPg Planning Scenario | Total installed generation capacity (MW)
NPg Planning Scenario | Gen_BB000_NPgAggregate | MW | NPgN | NORT_1 | Total installed generation capacity (MW) | Norton | NORTON | 268.18 | 324.028 | 345.61 | 375.516 | 409.323 | 438.658 | 466.023 | 493.648 | 521.374 | 546.378 | 571.581 | 590.426 | 595.325 | 601.155 | 608.446 | 630.397 | 649.395 | 668.206 | 692.799 | 720.382 | 747.22 | 774.574 | 797.044 | 811.463 | 823.428 | 833.309 | 845.004 | 857.288 | 869.922 | 881.192 | NPgN | GSP | NPg Planning Scenario | Total installed generation capacity (MW)
NPg Planning Scenario | Gen_BB000_NPgAggregate | MW | NPgN | OFFE_3 | Total installed generation capacity (MW) | Offerton | OFFERTON | 7.058 | 8.302 | 9.043 | 10.122 | 12.025 | 13.863 | 15.697 | 17.568 | 19.451 | 21.374 | 23.423 | 25.25 | 26.904 | 28.525 | 29.861 | 32.016 | 34.175 | 36.353 | 38.609 | 40.971 | 43.316 | 45.675 | 48.036 | 50.259 | 52.446 | 54.385 | 56.165 | 57.945 | 59.721 | 61.451 | NPgN | GSP | NPg Planning Scenario | Total installed generation capacity (MW)
NPg Planning Scenario | Gen_BB000_NPgAggregate | MW | NPgN | OSBA_1 | Total installed generation capacity (MW) | Osbaldwick | OSBALDWICK | 87.315 | 153.909 | 177.855 | 211.86 | 247.414 | 277.961 | 306.292 | 335.231 | 364.386 | 390.881 | 417.241 | 437.027 | 440.304 | 437 | 432.004 | 455.693 | 476.148 | 496.555 | 524.084 | 555.149 | 585.229 | 616.299 | 647.249 | 668.486 | 685.477 | 698.376 | 708.706 | 719.064 | 729.359 | 738.901 | NPgN | GSP | NPg Planning Scenario | Total installed generation capacity (MW)
NPg Planning Scenario | Gen_BB000_NPgAggregate | MW | NPgN | POPP_3 | Total installed generation capacity (MW) | Poppleton | POPPLETON | 11.812 | 13.996 | 15.013 | 16.392 | 18.305 | 20.032 | 21.684 | 23.333 | 24.978 | 26.504 | 28.084 | 29.464 | 30.312 | 30.515 | 30.376 | 31.822 | 33.162 | 34.48 | 36.002 | 37.648 | 39.269 | 40.917 | 42.563 | 43.95 | 45.208 | 46.466 | 47.725 | 48.984 | 50.242 | 51.501 | NPgN | GSP | NPg Planning Scenario | Total installed generation capacity (MW)
NPg Planning Scenario | Gen_BB000_NPgAggregate | MW | NPgN | SALH_1 | Total installed generation capacity (MW) | Saltholme | SALTHOLME | 313.244 | 313.743 | 313.93 | 314.19 | 314.459 | 314.687 | 314.897 | 315.112 | 315.331 | 315.528 | 315.726 | 304.297 | 284.616 | 199.648 | 52.599 | 50.112 | 47.595 | 45.081 | 42.62 | 40.189 | 37.75 | 35.3 | 32.508 | 29.615 | 26.766 | 23.867 | 21.156 | 18.485 | 15.841 | 15.769 | NPgN | GSP | NPg Planning Scenario | Total installed generation capacity (MW)
NPg Planning Scenario | Gen_BB000_NPgAggregate | MW | NPgN | SSHI_3 | Total installed generation capacity (MW) | South Shields | SOUTH SHIELDS | 39.055 | 39.672 | 40.184 | 40.917 | 42.334 | 43.768 | 45.212 | 46.679 | 48.155 | 49.676 | 51.312 | 52.959 | 53.903 | 42.492 | 22.842 | 24.561 | 26.295 | 28.047 | 29.818 | 31.661 | 33.496 | 35.336 | 37.178 | 38.971 | 40.761 | 42.394 | 43.927 | 45.46 | 46.99 | 48.491 | NPgN | GSP | NPg Planning Scenario | Total installed generation capacity (MW)
NPg Planning Scenario | Gen_BB000_NPgAggregate | MW | NPgN | KIELD01 and SPAD20 | Total installed generation capacity (MW) | 0 | SPADEADAM | 6.696 | 8.1 | 8.612 | 9.472 | 10.43 | 11.369 | 12.301 | 13.314 | 14.358 | 15.494 | 16.674 | 17.804 | 18.75 | 19.904 | 21.31 | 22.678 | 24.041 | 25.459 | 27.031 | 28.718 | 30.373 | 32.053 | 33.74 | 35.15 | 36.49 | 37.325 | 37.835 | 38.346 | 38.848 | 39.257 | NPgN | GSP | NPg Planning Scenario | Total installed generation capacity (MW)
NPg Planning Scenario | Gen_BB000_NPgAggregate | MW | NPgN | SPEN_1 | Total installed generation capacity (MW) | Spennymoor | SPENNYMOOR | 125.137 | 170.135 | 186.735 | 210.281 | 235.699 | 257.714 | 278.253 | 299.223 | 320.354 | 339.746 | 359.193 | 374.582 | 379.657 | 389.928 | 406.311 | 423.037 | 437.588 | 452.143 | 471.468 | 493.245 | 514.361 | 536.13 | 557.634 | 572.598 | 584.766 | 594.081 | 601.724 | 609.409 | 617.063 | 625.092 | NPgN | GSP | NPg Planning Scenario | Total installed generation capacity (MW)
NPg Planning Scenario | Gen_BB000_NPgAggregate | MW | NPgN | STEN_1 | Total installed generation capacity (MW) | Stella North | STELLA NORTH | 38.643 | 44.136 | 46.994 | 51.153 | 57.498 | 63.835 | 70.115 | 76.543 | 83.027 | 89.608 | 96.583 | 101.8 | 105.563 | 106.232 | 102.546 | 109.798 | 116.977 | 124.244 | 131.931 | 140.051 | 148.092 | 156.171 | 163.773 | 170.642 | 177.409 | 183.173 | 188.608 | 194.106 | 199.624 | 204.857 | NPgN | GSP | NPg Planning Scenario | Total installed generation capacity (MW)
NPg Planning Scenario | Gen_BB000_NPgAggregate | MW | NPgN | STES_1 | Total installed generation capacity (MW) | Stella South | STELLA SOUTH | 57.082 | 81.1 | 90.013 | 103.266 | 117.937 | 131.143 | 143.748 | 156.877 | 170.2 | 183.253 | 196.537 | 207.99 | 214.543 | 223.595 | 235.8 | 249.123 | 261.6 | 274.304 | 289.579 | 306.333 | 322.677 | 339.398 | 356.146 | 369.075 | 380.571 | 388.639 | 394.501 | 400.375 | 406.188 | 411.554 | NPgN | GSP | NPg Planning Scenario | Total installed generation capacity (MW)
NPg Planning Scenario | Gen_BB000_NPgAggregate | MW | NPgN | TYNE_1 | Total installed generation capacity (MW) | Tynemouth 1 | TYNEMOUTH | 54.146 | 56.682 | 58.486 | 61.158 | 65.86 | 70.627 | 75.406 | 80.278 | 85.173 | 90.208 | 95.566 | 100.027 | 103.399 | 95.892 | 79.825 | 85.592 | 91.432 | 97.301 | 103.34 | 109.631 | 115.876 | 122.126 | 127.948 | 133.399 | 138.883 | 143.601 | 148.113 | 152.679 | 157.266 | 161.622 | NPgN | GSP | NPg Planning Scenario | Total installed generation capacity (MW)
NPg Planning Scenario | Gen_BB000_NPgAggregate | MW | NPgN | WBOL_6 | Total installed generation capacity (MW) | West Boldon | WEST BOLDON | 36.638 | 41.112 | 43.957 | 48.01 | 54.866 | 61.519 | 68.116 | 74.799 | 81.505 | 88.236 | 95.378 | 102.254 | 108.423 | 112.545 | 115.417 | 122.788 | 130.12 | 137.47 | 145.158 | 153.226 | 161.23 | 169.285 | 177.347 | 184.873 | 192.223 | 198.909 | 205.168 | 211.43 | 217.679 | 223.806 | NPgN | GSP | NPg Planning Scenario | Total installed generation capacity (MW)
NPg Planning Scenario | Gen_BB000_NPgAggregate | MW | NPgN | BRAW_1 | Total installed generation capacity (MW) | Bradford West | BRADFORD WEST | 67.69 | 78.07 | 84.508 | 93.135 | 107.256 | 121.278 | 135.058 | 148.786 | 162.446 | 179.035 | 198.115 | 215.62 | 231.211 | 243.494 | 252.769 | 273.826 | 295.053 | 316.506 | 339.256 | 363.119 | 386.713 | 410.502 | 434.357 | 456.054 | 477.209 | 494.526 | 509.378 | 524.259 | 539.089 | 553.219 | NPgY | GSP | NPg Planning Scenario | Total installed generation capacity (MW)
NPg Planning Scenario | Gen_BB000_NPgAggregate | MW | NPgN | CAMB_01 | Total installed generation capacity (MW) | Camblesforth | CAMBLESFORTH | 136.148 | 137.757 | 138.678 | 139.877 | 141.682 | 143.374 | 145.02 | 146.679 | 148.351 | 150.194 | 152.256 | 153.07 | 153.062 | 151.443 | 146.943 | 149.01 | 151.001 | 153.051 | 155.275 | 157.652 | 160.008 | 162.387 | 164.771 | 166.91 | 168.963 | 170.76 | 172.393 | 174.029 | 175.664 | 177.254 | NPgY | GSP | NPg Planning Scenario | Total installed generation capacity (MW)
NPg Planning Scenario | Gen_BB000_NPgAggregate | MW | NPgN | CREB_1 | Total installed generation capacity (MW) | Creyke Beck | CREYKE BECK | 417.817 | 486.068 | 512.62 | 551.971 | 596.676 | 638.83 | 679.781 | 722.914 | 766.905 | 808.173 | 848.391 | 879.699 | 895.952 | 883.064 | 848.592 | 887.999 | 924.934 | 963.265 | 1008.824 | 1058.537 | 1107.157 | 1156.649 | 1206.239 | 1245.538 | 1281.131 | 1306.391 | 1325 | 1343.662 | 1362.162 | 1380.651 | NPgY | GSP | NPg Planning Scenario | Total installed generation capacity (MW)
NPg Planning Scenario | Gen_BB000_NPgAggregate | MW | NPgN | DRAX_YEDL | Total installed generation capacity (MW) | Drax | DRAX | 123.77 | 130.492 | 133.276 | 136.901 | 140.968 | 144.649 | 148.091 | 151.552 | 155.033 | 159.829 | 165.559 | 169.794 | 170.896 | 148.374 | 109.023 | 115.162 | 121.045 | 127.187 | 134.268 | 141.936 | 149.452 | 157.088 | 164.746 | 170.982 | 176.762 | 180.703 | 183.459 | 186.225 | 188.962 | 191.359 | NPgY | GSP | NPg Planning Scenario | Total installed generation capacity (MW)
NPg Planning Scenario | Gen_BB000_NPgAggregate | MW | NPgN | ELLA_1 | Total installed generation capacity (MW) | Elland | ELLAND | 129.044 | 138.384 | 143.723 | 150.829 | 162.232 | 173.15 | 183.804 | 194.392 | 204.912 | 216.47 | 229.279 | 234.56 | 235.505 | 233.089 | 217.662 | 231.142 | 244.505 | 257.897 | 272.311 | 287.475 | 302.459 | 317.571 | 332.703 | 346.348 | 359.486 | 370.936 | 381.3 | 391.675 | 402.024 | 412.063 | NPgY | GSP | NPg Planning Scenario | Total installed generation capacity (MW)
NPg Planning Scenario | Gen_BB000_NPgAggregate | MW | NPgN | FERRA2 | Total installed generation capacity (MW) | Ferrybridge A | FERRYBRIDGE A | 32.659 | 45.372 | 50.396 | 57.621 | 66.149 | 73.924 | 81.414 | 89.194 | 97.081 | 103.903 | 110.292 | 114.385 | 115.544 | 115.831 | 114.149 | 120.084 | 125.447 | 130.925 | 137.693 | 145.123 | 152.38 | 159.779 | 167.174 | 172.887 | 177.89 | 181.97 | 185.456 | 188.948 | 192.424 | 195.86 | NPgY | GSP | NPg Planning Scenario | Total installed generation capacity (MW)
NPg Planning Scenario | Gen_BB000_NPgAggregate | MW | NPgN | FERRB9 | Total installed generation capacity (MW) | Ferrybridge B (_M) | FERRYBRIDGE B | 316.333 | 348.067 | 360.472 | 378.119 | 398.297 | 416.716 | 434.364 | 452.667 | 471.222 | 487.613 | 503.209 | 510.42 | 507.319 | 470.743 | 404.04 | 418.512 | 431.488 | 444.814 | 461.458 | 479.803 | 497.704 | 515.667 | 528.361 | 536.227 | 543.473 | 547.763 | 553.585 | 560.052 | 566.889 | 572.389 | NPgY | GSP | NPg Planning Scenario | Total installed generation capacity (MW)
NPg Planning Scenario | Gen_BB000_NPgAggregate | MW | NPgN | GRIW_1 | Total installed generation capacity (MW) | Grimsby West | GRIMSBY WEST | 164.943 | 183.009 | 190.429 | 200.148 | 211.676 | 221.794 | 231.262 | 240.725 | 250.186 | 259.694 | 269.746 | 269.91 | 261.829 | 234.38 | 181.474 | 190.834 | 199.225 | 207.777 | 218.421 | 230.119 | 241.544 | 253.195 | 264.841 | 273.799 | 281.593 | 288.119 | 293.826 | 299.541 | 305.235 | 310.722 | NPgY | GSP | NPg Planning Scenario | Total installed generation capacity (MW)
NPg Planning Scenario | Gen_BB000_NPgAggregate | MW | NPgN | JORD_3 | Total installed generation capacity (MW) | Jordanthorpe | JORDANTHORPE | 3.459 | 4.882 | 5.685 | 6.86 | 8.739 | 10.59 | 12.43 | 14.305 | 16.186 | 18.11 | 20.133 | 22.078 | 23.874 | 25.847 | 28.012 | 30.2 | 32.396 | 34.603 | 36.94 | 39.388 | 41.81 | 44.248 | 46.691 | 48.925 | 51.098 | 52.946 | 54.583 | 56.222 | 57.856 | 59.43 | NPgY | GSP | NPg Planning Scenario | Total installed generation capacity (MW)
NPg Planning Scenario | Gen_BB000_NPgAggregate | MW | NPgN | KEAD_YEDL | Total installed generation capacity (MW) | Keadby | KEADBY | 520.304 | 609.442 | 642.705 | 685.885 | 730.038 | 766.222 | 799.03 | 832.099 | 865.436 | 899.33 | 935.23 | 961.65 | 967.908 | 990.116 | 1027.227 | 1058.071 | 1083.26 | 1109.977 | 1147.47 | 1190.197 | 1231.588 | 1274.142 | 1316.676 | 1345.342 | 1368.012 | 1384.101 | 1395.945 | 1407.822 | 1419.594 | 1430.499 | NPgY | GSP | NPg Planning Scenario | Total installed generation capacity (MW)
NPg Planning Scenario | Gen_BB000_NPgAggregate | MW | NPgN | KIRKB1 | Total installed generation capacity (MW) | Kirkstall B | KIRKSTALL B | 33.933 | 43.914 | 48.226 | 56.096 | 66.52 | 77.588 | 88.915 | 101.184 | 113.781 | 122.381 | 128.6 | 134.474 | 139.727 | 145.568 | 151.966 | 158.33 | 164.627 | 170.887 | 177.536 | 184.502 | 191.403 | 198.35 | 205.299 | 211.723 | 217.94 | 223.757 | 229.317 | 234.88 | 240.437 | 245.921 | NPgY | GSP | NPg Planning Scenario | Total installed generation capacity (MW)
NPg Planning Scenario | Gen_BB000_NPgAggregate | MW | NPgN | NEEP_3 | Total installed generation capacity (MW) | Neepsend | NEEPSEND | 6.2 | 7.097 | 7.918 | 9.052 | 11.237 | 13.498 | 15.755 | 18.004 | 20.239 | 22.754 | 25.568 | 28.36 | 31.14 | 34.002 | 36.978 | 40.072 | 43.235 | 46.395 | 49.634 | 52.988 | 56.317 | 59.659 | 63.007 | 66.196 | 69.36 | 72.132 | 74.652 | 77.174 | 79.69 | 82.133 | NPgY | GSP | NPg Planning Scenario | Total installed generation capacity (MW)
NPg Planning Scenario | Gen_BB000_NPgAggregate | MW | NPgN | NORL_3 | Total installed generation capacity (MW) | Norton Lees | NORTON LEES | 4.015 | 4.642 | 5.373 | 6.391 | 8.474 | 10.658 | 12.849 | 15.032 | 17.2 | 19.669 | 22.447 | 25.234 | 28.074 | 30.944 | 33.882 | 36.963 | 40.133 | 43.299 | 46.512 | 49.829 | 53.124 | 56.43 | 59.742 | 62.933 | 66.116 | 68.905 | 71.441 | 73.979 | 76.51 | 78.969 | NPgY | GSP | NPg Planning Scenario | Total installed generation capacity (MW)
NPg Planning Scenario | Gen_BB000_NPgAggregate | MW | NPgN | PITS_BB_B | Total installed generation capacity (MW) | Pitsmoor | PITSMOOR 3/4 | 1.178 | 1.448 | 1.76 | 2.194 | 3.052 | 3.982 | 4.916 | 5.846 | 6.77 | 7.822 | 9.004 | 10.19 | 11.398 | 12.619 | 13.87 | 15.181 | 16.53 | 17.876 | 19.244 | 20.656 | 22.058 | 23.465 | 24.875 | 26.232 | 27.586 | 28.773 | 29.852 | 30.932 | 32.009 | 33.055 | NPgY | GSP | NPg Planning Scenario | Total installed generation capacity (MW)
NPg Planning Scenario | Gen_BB000_NPgAggregate | MW | NPgN | SALT_1 | Total installed generation capacity (MW) | Saltend North | SALTEND NORTH | 92.192 | 92.73 | 93.394 | 94.271 | 96.035 | 97.814 | 99.594 | 101.38 | 103.172 | 106.026 | 109.612 | 113.285 | 117.04 | 120.898 | 124.985 | 129.167 | 133.461 | 137.892 | 142.462 | 147.251 | 151.994 | 156.769 | 161.563 | 166.002 | 170.419 | 173.703 | 176.258 | 178.818 | 181.362 | 183.696 | NPgY | GSP | NPg Planning Scenario | Total installed generation capacity (MW)
NPg Planning Scenario | Gen_BB000_NPgAggregate | MW | NPgN | SHEC_3 | Total installed generation capacity (MW) | Sheffield City | SHEFFIELD CITY | 1.475 | 1.859 | 2.261 | 2.819 | 3.904 | 5.065 | 6.227 | 7.385 | 8.535 | 9.839 | 11.303 | 12.765 | 14.242 | 15.745 | 17.293 | 18.911 | 20.572 | 22.23 | 23.92 | 25.667 | 27.401 | 29.142 | 30.886 | 32.558 | 34.223 | 35.682 | 37.008 | 38.335 | 39.659 | 40.945 | NPgY | GSP | NPg Planning Scenario | Total installed generation capacity (MW)
NPg Planning Scenario | Gen_BB000_NPgAggregate | MW | NPgN | SKLGB1 | Total installed generation capacity (MW) | Skelton Grange | SKELTON GRANGE | 116.704 | 137.675 | 147.218 | 163.338 | 185.773 | 209.209 | 232.953 | 258.177 | 283.898 | 303.805 | 320.596 | 336.531 | 350.889 | 366.812 | 384.28 | 401.678 | 418.941 | 436.172 | 454.474 | 473.66 | 492.66 | 511.79 | 530.935 | 548.566 | 565.652 | 581.222 | 595.815 | 610.418 | 624.998 | 639.3 | NPgY | GSP | NPg Planning Scenario | Total installed generation capacity (MW)
NPg Planning Scenario | Gen_BB000_NPgAggregate | MW | NPgN | TEMP_3 | Total installed generation capacity (MW) | Templeborough | TEMPLEBOROUGH 275/33KV | 0.368 | 0.926 | 1.147 | 1.549 | 2.043 | 2.56 | 3.088 | 3.667 | 4.264 | 4.651 | 4.908 | 5.142 | 5.329 | 5.558 | 5.825 | 6.078 | 6.319 | 6.563 | 6.833 | 7.122 | 7.407 | 7.695 | 7.983 | 8.236 | 8.474 | 8.691 | 8.895 | 9.099 | 9.302 | 9.501 | NPgY | GSP | NPg Planning Scenario | Total installed generation capacity (MW)
NPg Planning Scenario | Gen_BB000_NPgAggregate | MW | NPgN | THUR_6 | Total installed generation capacity (MW) | Thurcroft | THURCROFT | 134.548 | 158.406 | 167.762 | 180.298 | 194.898 | 207.347 | 218.999 | 230.776 | 242.597 | 253.671 | 264.818 | 273.547 | 277.278 | 285.256 | 297.166 | 307.301 | 316.148 | 325.174 | 336.887 | 349.88 | 362.529 | 375.464 | 388.389 | 397.903 | 405.909 | 412.539 | 418.278 | 424.025 | 429.75 | 435.221 | NPgY | GSP | NPg Planning Scenario | Total installed generation capacity (MW)
NPg Planning Scenario | Gen_BB000_NPgAggregate | MW | NPgN | WMEL_THOM | Total installed generation capacity (MW) | Thorpe Marsh | WEST MELTON / THORPE MARSH | 272.428 | 294.856 | 304.941 | 318.194 | 335.933 | 351.617 | 366.535 | 381.432 | 396.311 | 412.522 | 430.359 | 446.095 | 457.422 | 472.76 | 491.996 | 509.871 | 526.788 | 544.008 | 563.874 | 585.285 | 606.309 | 627.638 | 648.986 | 666.718 | 683.047 | 696.491 | 708.076 | 719.677 | 731.233 | 742.256 | NPgY | GSP | NPg Planning Scenario | Total installed generation capacity (MW)
NPg Planning Scenario | Gen_BB000_NPgAggregate | MW | NPgN | WMEL_BB3 | Total installed generation capacity (MW) | West Melton | WEST MELTON SECTION 3 | 103.224 | 128.215 | 138.81 | 153.275 | 171.624 | 188.042 | 203.731 | 219.646 | 235.632 | 251.163 | 267.119 | 280.759 | 289.606 | 302.672 | 319.738 | 335.252 | 349.645 | 364.263 | 381.609 | 400.429 | 418.872 | 437.617 | 456.367 | 471.519 | 485.184 | 496.642 | 506.679 | 516.727 | 526.739 | 536.344 | NPgY | GSP | NPg Planning Scenario | Total installed generation capacity (MW)
NPg Planning Scenario | Gen_BB000_NPgAggregate | MW | NPgN | WIBA_3 | Total installed generation capacity (MW) | Wincobank | WINCOBANK | 46.447 | 47.615 | 48.093 | 48.843 | 49.776 | 50.68 | 51.577 | 52.529 | 53.5 | 54.23 | 54.829 | 55.345 | 55.692 | 56.184 | 56.808 | 57.376 | 57.901 | 58.431 | 59.052 | 59.724 | 60.385 | 61.055 | 61.724 | 62.279 | 62.781 | 63.238 | 63.665 | 64.092 | 64.519 | 64.937 | NPgY | GSP | NPg Planning Scenario | Total installed generation capacity (MW)
NG FES - System Transformation | Gen_BB000_NPgAggregate | MW | NPgN | BLYTB1 | Total installed generation capacity (MW) | Blyth 66kV | BLYTH 66kV | 145.5 | 166.903 | 172.987 | 179.836 | 186.941 | 194.567 | 202.984 | 211.521 | 220.114 | 231.817 | 243.362 | 254.614 | 264.053 | 272.755 | 279.87 | 285.542 | 291.285 | 300.167 | 309.553 | 319.844 | 330.166 | 340.289 | 350.509 | 360.411 | 370.428 | 380.616 | 390.978 | 401.466 | 412.036 | 424.063 | NPgN | GSP | NG FES - System Transformation | Total installed generation capacity (MW)
NG FES - System Transformation | Gen_BB000_NPgAggregate | MW | NPgN | BLYTH132 | Total installed generation capacity (MW) | Blyth 132kV | BLYTH 132kV | 492.949 | 516.694 | 523.653 | 531.695 | 539.054 | 545.965 | 552.912 | 560.033 | 567.24 | 573.981 | 580.05 | 585.552 | 587.735 | 588.51 | 586.023 | 567.739 | 549.374 | 536.598 | 524.625 | 514.126 | 503.589 | 493.252 | 483.019 | 472.204 | 461.398 | 450.602 | 439.817 | 429.041 | 418.276 | 422.88 | NPgN | GSP | NG FES - System Transformation | Total installed generation capacity (MW)
NG FES - System Transformation | Gen_BB000_NPgAggregate | MW | NPgN | FOUR_1 | Total installed generation capacity (MW) | Fourstones | FOURSTONES | 91.394 | 92.581 | 93.009 | 93.51 | 94.031 | 94.559 | 95.12 | 95.694 | 96.278 | 96.802 | 97.316 | 97.806 | 98.124 | 98.37 | 98.449 | 98.462 | 98.46 | 98.763 | 99.112 | 99.537 | 99.959 | 100.391 | 100.828 | 101.233 | 101.637 | 102.042 | 102.446 | 102.849 | 103.251 | 103.653 | NPgN | GSP | NG FES - System Transformation | Total installed generation capacity (MW)
NG FES - System Transformation | Gen_BB000_NPgAggregate | MW | NPgN | HARM_6 | Total installed generation capacity (MW) | Hart Moor | HARTMOOR | 107.38 | 113.89 | 116.041 | 118.549 | 121.086 | 123.618 | 126.279 | 128.987 | 131.717 | 134.152 | 136.466 | 138.616 | 139.836 | 140.659 | 140.647 | 140.434 | 140.193 | 139.289 | 134.482 | 130.263 | 126.45 | 123.16 | 120.185 | 117.42 | 115.064 | 113.267 | 112.075 | 111.561 | 111.723 | 111.69 | NPgN | GSP | NG FES - System Transformation | Total installed generation capacity (MW)
NG FES - System Transformation | Gen_BB000_NPgAggregate | MW | NPgN | HAWP_6 | Total installed generation capacity (MW) | Hawthorn Pit | HAWTHORN PIT GRID | 45.387 | 52.796 | 55.212 | 58.015 | 60.927 | 63.909 | 67.097 | 70.329 | 73.576 | 76.743 | 79.797 | 82.672 | 84.578 | 86.072 | 86.718 | 87.218 | 87.69 | 89.549 | 91.395 | 93.671 | 95.943 | 98.189 | 100.456 | 102.539 | 104.635 | 106.833 | 109.073 | 111.466 | 113.89 | 116.311 | NPgN | GSP | NG FES - System Transformation | Total installed generation capacity (MW)
NG FES - System Transformation | Gen_BB000_NPgAggregate | MW | NPgN | KNARE_111 | Total installed generation capacity (MW) | Knaresborough | KNARESBOROUGH | 104.119 | 129.832 | 137.888 | 147.278 | 156.185 | 164.656 | 173.247 | 182.031 | 190.903 | 198.207 | 204.809 | 210.731 | 212.776 | 213.163 | 210.065 | 206.098 | 202.012 | 203.233 | 203.215 | 204.978 | 206.759 | 206.927 | 207.132 | 206.466 | 206.147 | 206.503 | 207.596 | 209.177 | 211.033 | 213.212 | NPgN | GSP | NG FES - System Transformation | Total installed generation capacity (MW)
NG FES - System Transformation | Gen_BB000_NPgAggregate | MW | NPgN | LACK_6 | Total installed generation capacity (MW) | Lackenby | LACKENBY | 137.21 | 145.393 | 148.19 | 151.432 | 154.965 | 158.699 | 162.778 | 166.906 | 171.055 | 175.294 | 179.479 | 183.487 | 186.499 | 189.089 | 190.801 | 192.329 | 193.565 | 194.721 | 194.556 | 194.769 | 194.987 | 194.995 | 194.936 | 194.565 | 194.124 | 194.481 | 194.917 | 196.783 | 198.788 | 200.612 | NPgN | GSP | NG FES - System Transformation | Total installed generation capacity (MW)
NG FES - System Transformation | Gen_BB000_NPgAggregate | MW | NPgN | NORT_1 | Total installed generation capacity (MW) | Norton | NORTON | 268.176 | 322.82 | 340.01 | 360.014 | 379.296 | 397.92 | 417.032 | 436.543 | 456.24 | 473.349 | 489.103 | 503.463 | 509.846 | 512.826 | 508.649 | 502.754 | 496.515 | 502.173 | 507.802 | 516.948 | 525.854 | 531.439 | 536.891 | 540.296 | 544.046 | 549.02 | 554.991 | 562.039 | 569.218 | 577.004 | NPgN | GSP | NG FES - System Transformation | Total installed generation capacity (MW)
NG FES - System Transformation | Gen_BB000_NPgAggregate | MW | NPgN | OFFE_3 | Total installed generation capacity (MW) | Offerton | OFFERTON | 7.058 | 8.07 | 8.477 | 8.952 | 9.602 | 10.368 | 11.26 | 12.156 | 13.052 | 14.016 | 15.023 | 16.018 | 16.946 | 17.845 | 18.688 | 19.526 | 20.346 | 21.201 | 22.064 | 22.948 | 23.825 | 24.699 | 25.565 | 26.403 | 27.225 | 28.089 | 28.94 | 29.883 | 30.821 | 31.745 | NPgN | GSP | NG FES - System Transformation | Total installed generation capacity (MW)
NG FES - System Transformation | Gen_BB000_NPgAggregate | MW | NPgN | OSBA_1 | Total installed generation capacity (MW) | Osbaldwick | OSBALDWICK | 87.303 | 153.29 | 173.067 | 195.99 | 217.297 | 237.44 | 257.775 | 278.58 | 299.597 | 318.345 | 335.237 | 350.464 | 356.227 | 357.956 | 351.23 | 342.551 | 333.608 | 338.082 | 340.659 | 347.563 | 354.73 | 362.815 | 371.426 | 378.68 | 386.307 | 394.615 | 403.512 | 413.314 | 423.779 | 434.054 | NPgN | GSP | NG FES - System Transformation | Total installed generation capacity (MW)
NG FES - System Transformation | Gen_BB000_NPgAggregate | MW | NPgN | POPP_3 | Total installed generation capacity (MW) | Poppleton | POPPLETON | 11.812 | 13.846 | 14.571 | 15.42 | 16.336 | 17.283 | 18.301 | 19.332 | 20.367 | 21.278 | 22.165 | 22.998 | 23.538 | 23.954 | 24.113 | 24.224 | 24.331 | 24.794 | 25.096 | 25.535 | 25.992 | 26.491 | 27.013 | 27.504 | 28.016 | 28.558 | 29.132 | 29.741 | 30.386 | 31.02 | NPgN | GSP | NG FES - System Transformation | Total installed generation capacity (MW)
NG FES - System Transformation | Gen_BB000_NPgAggregate | MW | NPgN | SALH_1 | Total installed generation capacity (MW) | Saltholme | SALTHOLME | 313.244 | 313.739 | 313.892 | 314.069 | 314.234 | 314.388 | 314.544 | 314.704 | 314.867 | 315.012 | 315.144 | 315.265 | 315.313 | 315.331 | 315.245 | 313.192 | 309.806 | 295.324 | 267.815 | 240.263 | 213.434 | 187.277 | 161.176 | 135.161 | 109.263 | 87.568 | 66.785 | 53.459 | 41.727 | 30.479 | NPgN | GSP | NG FES - System Transformation | Total installed generation capacity (MW)
NG FES - System Transformation | Gen_BB000_NPgAggregate | MW | NPgN | SSHI_3 | Total installed generation capacity (MW) | South Shields | SOUTH SHIELDS | 39.055 | 39.468 | 39.704 | 39.981 | 40.426 | 40.982 | 41.65 | 42.318 | 42.987 | 43.717 | 44.501 | 45.286 | 46.071 | 46.858 | 47.645 | 48.433 | 49.223 | 48.519 | 45.02 | 41.646 | 38.559 | 35.794 | 33.23 | 30.925 | 28.903 | 27.256 | 26.025 | 25.244 | 24.925 | 24.479 | NPgN | GSP | NG FES - System Transformation | Total installed generation capacity (MW)
NG FES - System Transformation | Gen_BB000_NPgAggregate | MW | NPgN | KIELD01 and SPAD20 | Total installed generation capacity (MW) | 0 | SPADEADAM | 6.696 | 8.054 | 8.435 | 8.867 | 9.292 | 9.73 | 10.201 | 10.683 | 11.172 | 11.808 | 12.429 | 13.033 | 13.505 | 13.923 | 14.221 | 14.484 | 14.744 | 15.239 | 15.773 | 16.369 | 16.968 | 17.579 | 18.198 | 18.797 | 19.4 | 20.008 | 20.621 | 21.238 | 21.86 | 22.487 | NPgN | GSP | NG FES - System Transformation | Total installed generation capacity (MW)
NG FES - System Transformation | Gen_BB000_NPgAggregate | MW | NPgN | SPEN_1 | Total installed generation capacity (MW) | Spennymoor | SPENNYMOOR | 125.123 | 169.486 | 182.974 | 198.616 | 213.366 | 227.461 | 241.811 | 256.48 | 271.299 | 284.657 | 296.845 | 307.932 | 312.696 | 314.769 | 311.164 | 305.524 | 299.731 | 304.273 | 309.854 | 318.244 | 326.582 | 335.134 | 343.882 | 351.516 | 359.213 | 367.02 | 374.944 | 382.968 | 391.068 | 399.907 | NPgN | GSP | NG FES - System Transformation | Total installed generation capacity (MW)
NG FES - System Transformation | Gen_BB000_NPgAggregate | MW | NPgN | STEN_1 | Total installed generation capacity (MW) | Stella North | STELLA NORTH | 38.643 | 43.428 | 45.159 | 47.175 | 49.666 | 52.479 | 55.679 | 58.905 | 62.145 | 65.588 | 69.123 | 72.589 | 75.623 | 78.477 | 80.943 | 83.319 | 85.512 | 87.525 | 88.978 | 90.575 | 92.137 | 93.339 | 94.456 | 95.354 | 96.195 | 97.528 | 98.91 | 101.142 | 103.409 | 105.608 | NPgN | GSP | NG FES - System Transformation | Total installed generation capacity (MW)
NG FES - System Transformation | Gen_BB000_NPgAggregate | MW | NPgN | STES_1 | Total installed generation capacity (MW) | Stella South | STELLA SOUTH | 57.072 | 80.58 | 87.629 | 95.758 | 103.553 | 111.18 | 119.086 | 127.156 | 135.307 | 143.551 | 151.269 | 158.464 | 162.586 | 165.409 | 165.48 | 164.782 | 164.026 | 168.281 | 172.963 | 179.039 | 185.125 | 191.446 | 197.898 | 203.851 | 209.856 | 215.931 | 222.076 | 228.3 | 234.601 | 241.052 | NPgN | GSP | NG FES - System Transformation | Total installed generation capacity (MW)
NG FES - System Transformation | Gen_BB000_NPgAggregate | MW | NPgN | TYNE_1 | Total installed generation capacity (MW) | Tynemouth 1 | TYNEMOUTH | 54.146 | 56.058 | 57.005 | 58.109 | 59.696 | 61.611 | 63.866 | 66.12 | 68.366 | 70.825 | 73.404 | 75.949 | 78.381 | 80.763 | 83.072 | 85.435 | 87.727 | 88.576 | 87.035 | 85.609 | 84.367 | 83.018 | 81.753 | 80.554 | 79.542 | 79.102 | 79.023 | 79.755 | 80.84 | 81.823 | NPgN | GSP | NG FES - System Transformation | Total installed generation capacity (MW)
NG FES - System Transformation | Gen_BB000_NPgAggregate | MW | NPgN | WBOL_6 | Total installed generation capacity (MW) | West Boldon | WEST BOLDON | 36.638 | 40.297 | 41.94 | 43.863 | 46.379 | 49.282 | 52.618 | 55.968 | 59.317 | 62.757 | 66.319 | 69.805 | 72.924 | 75.888 | 78.546 | 81.191 | 83.844 | 86.76 | 89.187 | 91.803 | 94.473 | 97.232 | 100.043 | 102.842 | 105.698 | 108.646 | 111.679 | 114.833 | 118.084 | 121.31 | NPgN | GSP | NG FES - System Transformation | Total installed generation capacity (MW)
NG FES - System Transformation | Gen_BB000_NPgAggregate | MW | NPgN | BRAW_1 | Total installed generation capacity (MW) | Bradford West | BRADFORD WEST | 67.675 | 76.746 | 80.769 | 85.344 | 91.186 | 97.777 | 105.22 | 112.695 | 120.134 | 127.032 | 133.947 | 140.561 | 146.107 | 151.193 | 155.432 | 161.019 | 167.969 | 175.622 | 182.497 | 189.851 | 197.262 | 204.931 | 212.718 | 220.349 | 228.015 | 236.069 | 244.218 | 253.01 | 261.96 | 270.82 | NPgY | GSP | NG FES - System Transformation | Total installed generation capacity (MW)
NG FES - System Transformation | Gen_BB000_NPgAggregate | MW | NPgN | CAMB_01 | Total installed generation capacity (MW) | Camblesforth | CAMBLESFORTH | 136.143 | 137.601 | 138.208 | 138.896 | 139.695 | 140.555 | 141.504 | 142.471 | 143.449 | 144.357 | 145.258 | 146.131 | 146.822 | 147.438 | 147.872 | 148.318 | 148.709 | 148.853 | 148.753 | 148.684 | 148.585 | 148.495 | 148.359 | 148.115 | 147.783 | 147.732 | 147.621 | 148.085 | 148.547 | 148.904 | NPgY | GSP | NG FES - System Transformation | Total installed generation capacity (MW)
NG FES - System Transformation | Gen_BB000_NPgAggregate | MW | NPgN | CREB_1 | Total installed generation capacity (MW) | Creyke Beck | CREYKE BECK | 417.737 | 485.773 | 506.576 | 529.406 | 551.996 | 574.726 | 598.672 | 623.119 | 647.852 | 674.59 | 699.269 | 722.54 | 738.16 | 750.668 | 756.086 | 757.325 | 756.243 | 762.488 | 762.536 | 766.167 | 770.246 | 776.285 | 783.316 | 789.417 | 796.023 | 804.61 | 814.142 | 826.818 | 840.753 | 855.494 | NPgY | GSP | NG FES - System Transformation | Total installed generation capacity (MW)
NG FES - System Transformation | Gen_BB000_NPgAggregate | MW | NPgN | DRAX_YEDL | Total installed generation capacity (MW) | Drax | DRAX | 123.765 | 130.518 | 132.754 | 135.233 | 137.671 | 140.048 | 142.493 | 144.996 | 147.535 | 149.672 | 151.556 | 153.267 | 154.047 | 154.443 | 153.964 | 153.835 | 154.229 | 152.92 | 146.328 | 140.346 | 134.865 | 130.124 | 125.796 | 121.737 | 118.152 | 115.521 | 113.637 | 113.089 | 113.425 | 113.444 | NPgY | GSP | NG FES - System Transformation | Total installed generation capacity (MW)
NG FES - System Transformation | Gen_BB000_NPgAggregate | MW | NPgN | ELLA_1 | Total installed generation capacity (MW) | Elland | ELLAND | 129.03 | 137.492 | 140.996 | 144.964 | 149.81 | 155.161 | 161.131 | 167.128 | 173.103 | 178.507 | 183.833 | 188.88 | 192.871 | 196.41 | 199.081 | 202.354 | 205.516 | 207.623 | 209.613 | 211.704 | 213.457 | 215.092 | 216.353 | 216.849 | 216.684 | 217.988 | 218.728 | 222.662 | 226.348 | 229.477 | NPgY | GSP | NG FES - System Transformation | Total installed generation capacity (MW)
NG FES - System Transformation | Gen_BB000_NPgAggregate | MW | NPgN | FERRA2 | Total installed generation capacity (MW) | Ferrybridge A | FERRYBRIDGE A | 32.652 | 45.353 | 49.314 | 53.674 | 58.012 | 62.362 | 66.927 | 71.578 | 76.274 | 81.027 | 85.367 | 89.411 | 91.944 | 93.856 | 94.389 | 94.22 | 93.434 | 94.49 | 95.435 | 97 | 98.502 | 100.226 | 102.023 | 103.481 | 104.869 | 106.575 | 108.248 | 110.553 | 112.888 | 115.203 | NPgY | GSP | NG FES - System Transformation | Total installed generation capacity (MW)
NG FES - System Transformation | Gen_BB000_NPgAggregate | MW | NPgN | FERRB9 | Total installed generation capacity (MW) | Ferrybridge B (_M) | FERRYBRIDGE B | 316.326 | 348.176 | 358.085 | 368.989 | 379.706 | 390.338 | 401.416 | 412.72 | 424.146 | 435.472 | 445.708 | 455.196 | 460.805 | 464.821 | 465.275 | 464.163 | 461.464 | 458.961 | 449.388 | 441.564 | 433.868 | 423.129 | 412.44 | 400.53 | 389.169 | 380.865 | 374.156 | 371.605 | 370.003 | 368.663 | NPgY | GSP | NG FES - System Transformation | Total installed generation capacity (MW)
NG FES - System Transformation | Gen_BB000_NPgAggregate | MW | NPgN | GRIW_1 | Total installed generation capacity (MW) | Grimsby West | GRIMSBY WEST | 164.938 | 183.123 | 189.106 | 195.736 | 202.316 | 208.768 | 215.424 | 222.21 | 229.055 | 234.757 | 239.754 | 244.239 | 246.215 | 247.145 | 245.785 | 244.32 | 242.243 | 239.132 | 232.422 | 226.538 | 220.585 | 215.103 | 209.535 | 203.169 | 196.389 | 191.852 | 187.196 | 186.936 | 186.998 | 186.229 | NPgY | GSP | NG FES - System Transformation | Total installed generation capacity (MW)
NG FES - System Transformation | Gen_BB000_NPgAggregate | MW | NPgN | JORD_3 | Total installed generation capacity (MW) | Jordanthorpe | JORDANTHORPE | 3.459 | 4.719 | 5.219 | 5.782 | 6.495 | 7.309 | 8.236 | 9.166 | 10.092 | 11.07 | 12.054 | 13.005 | 13.84 | 14.625 | 15.32 | 16.044 | 16.783 | 17.697 | 18.637 | 19.63 | 20.621 | 21.632 | 22.655 | 23.658 | 24.665 | 25.674 | 26.687 | 27.702 | 28.72 | 29.741 | NPgY | GSP | NG FES - System Transformation | Total installed generation capacity (MW)
NG FES - System Transformation | Gen_BB000_NPgAggregate | MW | NPgN | KEAD_YEDL | Total installed generation capacity (MW) | Keadby | KEADBY | 520.278 | 612.099 | 640.72 | 672.25 | 701.291 | 728.281 | 755.044 | 782.602 | 810.658 | 833.193 | 851.645 | 867.727 | 870.883 | 868.7 | 854.329 | 838.23 | 823.381 | 830.53 | 840.988 | 857.078 | 872.718 | 890.255 | 908.818 | 925.022 | 941.226 | 957.532 | 973.849 | 990.331 | 1006.841 | 1023.604 | NPgY | GSP | NG FES - System Transformation | Total installed generation capacity (MW)
NG FES - System Transformation | Gen_BB000_NPgAggregate | MW | NPgN | KIRKB1 | Total installed generation capacity (MW) | Kirkstall B | KIRKSTALL B | 33.933 | 43.109 | 45.819 | 48.771 | 52.264 | 56.353 | 61.093 | 65.866 | 70.651 | 77.71 | 84.827 | 91.87 | 98.519 | 105.028 | 111.232 | 115.59 | 117.672 | 120.41 | 123.241 | 126.263 | 129.27 | 132.343 | 135.453 | 138.484 | 141.518 | 144.555 | 147.595 | 150.637 | 153.681 | 156.728 | NPgY | GSP | NG FES - System Transformation | Total installed generation capacity (MW)
NG FES - System Transformation | Gen_BB000_NPgAggregate | MW | NPgN | NEEP_3 | Total installed generation capacity (MW) | Neepsend | NEEPSEND | 6.2 | 6.811 | 7.224 | 7.707 | 8.462 | 9.389 | 10.486 | 11.577 | 12.656 | 13.719 | 14.839 | 15.934 | 16.987 | 18.021 | 19.044 | 20.237 | 21.575 | 22.942 | 24.31 | 25.698 | 27.087 | 28.486 | 29.891 | 31.293 | 32.698 | 34.107 | 35.52 | 36.937 | 38.358 | 39.782 | NPgY | GSP | NG FES - System Transformation | Total installed generation capacity (MW)
NG FES - System Transformation | Gen_BB000_NPgAggregate | MW | NPgN | NORL_3 | Total installed generation capacity (MW) | Norton Lees | NORTON LEES | 4.015 | 4.341 | 4.67 | 5.061 | 5.737 | 6.594 | 7.624 | 8.647 | 9.656 | 10.668 | 11.753 | 12.819 | 13.886 | 14.95 | 16.041 | 17.311 | 18.73 | 20.109 | 21.48 | 22.852 | 24.228 | 25.607 | 26.99 | 28.377 | 29.767 | 31.162 | 32.561 | 33.964 | 35.371 | 36.782 | NPgY | GSP | NG FES - System Transformation | Total installed generation capacity (MW)
NG FES - System Transformation | Gen_BB000_NPgAggregate | MW | NPgN | PITS_BB_B | Total installed generation capacity (MW) | Pitsmoor | PITSMOOR 3/4 | 1.178 | 1.32 | 1.461 | 1.628 | 1.916 | 2.282 | 2.721 | 3.157 | 3.587 | 4.019 | 4.481 | 4.936 | 5.39 | 5.843 | 6.307 | 6.848 | 7.451 | 8.038 | 8.621 | 9.205 | 9.79 | 10.377 | 10.966 | 11.556 | 12.148 | 12.742 | 13.337 | 13.934 | 14.533 | 15.133 | NPgY | GSP | NG FES - System Transformation | Total installed generation capacity (MW)
NG FES - System Transformation | Gen_BB000_NPgAggregate | MW | NPgN | SALT_1 | Total installed generation capacity (MW) | Saltend North | SALTEND NORTH | 92.172 | 92.437 | 92.739 | 93.099 | 93.682 | 94.403 | 95.263 | 96.128 | 96.995 | 97.865 | 98.805 | 99.747 | 100.684 | 101.62 | 102.547 | 103.833 | 105.558 | 107.308 | 109.072 | 110.847 | 112.635 | 114.434 | 116.243 | 118.063 | 119.893 | 121.737 | 123.592 | 125.458 | 127.337 | 129.227 | NPgY | GSP | NG FES - System Transformation | Total installed generation capacity (MW)
NG FES - System Transformation | Gen_BB000_NPgAggregate | MW | NPgN | SHEC_3 | Total installed generation capacity (MW) | Sheffield City | SHEFFIELD CITY | 1.475 | 1.704 | 1.894 | 2.118 | 2.489 | 2.953 | 3.506 | 4.057 | 4.6 | 5.141 | 5.717 | 6.282 | 6.839 | 7.39 | 7.948 | 8.598 | 9.326 | 10.046 | 10.764 | 11.487 | 12.211 | 12.938 | 13.668 | 14.398 | 15.13 | 15.864 | 16.6 | 17.338 | 18.079 | 18.821 | NPgY | GSP | NG FES - System Transformation | Total installed generation capacity (MW)
NG FES - System Transformation | Gen_BB000_NPgAggregate | MW | NPgN | SKLGB1 | Total installed generation capacity (MW) | Skelton Grange | SKELTON GRANGE | 116.702 | 135.843 | 141.825 | 148.425 | 156.406 | 165.646 | 176.279 | 186.976 | 197.683 | 211.796 | 226.017 | 240.003 | 252.921 | 265.425 | 277.083 | 286.091 | 291.795 | 299.222 | 306.895 | 315.068 | 323.206 | 331.521 | 339.935 | 348.151 | 356.377 | 364.618 | 372.869 | 381.132 | 389.406 | 397.692 | NPgY | GSP | NG FES - System Transformation | Total installed generation capacity (MW)
NG FES - System Transformation | Gen_BB000_NPgAggregate | MW | NPgN | TEMP_3 | Total installed generation capacity (MW) | Templeborough | TEMPLEBOROUGH 275/33KV | 0.368 | 0.897 | 1.045 | 1.206 | 1.381 | 1.579 | 1.804 | 2.032 | 2.261 | 2.608 | 2.953 | 3.294 | 3.606 | 3.908 | 4.183 | 4.355 | 4.405 | 4.506 | 4.616 | 4.739 | 4.862 | 4.988 | 5.118 | 5.242 | 5.366 | 5.49 | 5.614 | 5.738 | 5.862 | 5.987 | NPgY | GSP | NG FES - System Transformation | Total installed generation capacity (MW)
NG FES - System Transformation | Gen_BB000_NPgAggregate | MW | NPgN | THUR_6 | Total installed generation capacity (MW) | Thurcroft | THURCROFT | 134.547 | 158.74 | 166.432 | 174.921 | 183.165 | 191.168 | 199.364 | 207.732 | 216.18 | 223.482 | 229.816 | 235.493 | 237.915 | 238.983 | 237.083 | 234.711 | 232.307 | 235.336 | 239.19 | 244.46 | 249.609 | 255.234 | 261.117 | 266.405 | 271.694 | 276.987 | 282.281 | 287.576 | 292.873 | 298.173 | NPgY | GSP | NG FES - System Transformation | Total installed generation capacity (MW)
NG FES - System Transformation | Gen_BB000_NPgAggregate | MW | NPgN | WMEL_THOM | Total installed generation capacity (MW) | Thorpe Marsh | WEST MELTON / THORPE MARSH | 272.421 | 294.453 | 302.121 | 310.669 | 319.641 | 328.762 | 338.419 | 348.224 | 358.089 | 366.574 | 374.356 | 381.517 | 385.701 | 388.641 | 388.891 | 389.558 | 391.155 | 397.683 | 404.967 | 413.557 | 422.053 | 430.997 | 440.191 | 448.859 | 457.543 | 466.249 | 474.973 | 483.715 | 492.475 | 501.254 | NPgY | GSP | NG FES - System Transformation | Total installed generation capacity (MW)
NG FES - System Transformation | Gen_BB000_NPgAggregate | MW | NPgN | WMEL_BB3 | Total installed generation capacity (MW) | West Melton | WEST MELTON SECTION 3 | 103.217 | 127.979 | 136.179 | 145.269 | 154.596 | 164.018 | 173.952 | 184.051 | 194.219 | 203.555 | 212.082 | 219.957 | 224.659 | 228.041 | 228.555 | 228.709 | 228.887 | 234.339 | 240.592 | 248.234 | 255.767 | 263.772 | 272.037 | 279.729 | 287.43 | 295.144 | 302.869 | 310.603 | 318.349 | 326.105 | NPgY | GSP | NG FES - System Transformation | Total installed generation capacity (MW)
NG FES - System Transformation | Gen_BB000_NPgAggregate | MW | NPgN | WIBA_3 | Total installed generation capacity (MW) | Wincobank | WINCOBANK | 46.447 | 47.583 | 47.932 | 48.315 | 48.718 | 49.144 | 49.608 | 50.079 | 50.554 | 51.12 | 51.664 | 52.187 | 52.601 | 52.972 | 53.246 | 53.4 | 53.426 | 53.636 | 53.874 | 54.159 | 54.441 | 54.739 | 55.046 | 55.332 | 55.618 | 55.905 | 56.192 | 56.478 | 56.765 | 57.052 | NPgY | GSP | NG FES - System Transformation | Total installed generation capacity (MW)
NG FES - Consumer Transformation | Gen_BB018 | MW | NPgN | BLYTB1 | Total installed hydro capacity (MW) | Blyth 66kV | BLYTH 66kV | 0 | 0 | 0 | 0 | 0 | 0 | 0.006 | 0.014 | 0.022 | 0.031 | 0.039 | 0.046 | 0.054 | 0.063 | 0.071 | 0.078 | 0.085 | 0.092 | 0.1 | 0.107 | 0.113 | 0.119 | 0.125 | 0.131 | 0.138 | 0.144 | 0.151 | 0.157 | 0.164 | 0.17 | NPgN | GSP | NG FES - Consumer Transformation | Total installed hydro capacity (MW)
NG FES - Consumer Transformation | Gen_BB018 | MW | NPgN | BLYTH132 | Total installed hydro capacity (MW) | Blyth 132kV | BLYTH 132kV | 0 | 0 | 0 | 0 | 0 | 0 | 0.01 | 0.025 | 0.04 | 0.055 | 0.068 | 0.082 | 0.096 | 0.111 | 0.125 | 0.138 | 0.15 | 0.163 | 0.176 | 0.19 | 0.2 | 0.211 | 0.221 | 0.232 | 0.244 | 0.255 | 0.266 | 0.278 | 0.289 | 0.301 | NPgN | GSP | NG FES - Consumer Transformation | Total installed hydro capacity (MW)
NG FES - Consumer Transformation | Gen_BB018 | MW | NPgN | FOUR_1 | Total installed hydro capacity (MW) | Fourstones | FOURSTONES | 0 | 0 | 0 | 0 | 0 | 0 | 0.001 | 0.001 | 0.002 | 0.003 | 0.004 | 0.004 | 0.005 | 0.006 | 0.006 | 0.007 | 0.008 | 0.008 | 0.009 | 0.01 | 0.01 | 0.011 | 0.011 | 0.012 | 0.013 | 0.013 | 0.014 | 0.014 | 0.015 | 0.016 | NPgN | GSP | NG FES - Consumer Transformation | Total installed hydro capacity (MW)
NG FES - Consumer Transformation | Gen_BB018 | MW | NPgN | HARM_6 | Total installed hydro capacity (MW) | Hart Moor | HARTMOOR | 0 | 0 | 0 | 0 | 0 | 0 | 0.003 | 0.007 | 0.011 | 0.015 | 0.019 | 0.023 | 0.027 | 0.031 | 0.035 | 0.039 | 0.042 | 0.046 | 0.049 | 0.053 | 0.056 | 0.059 | 0.062 | 0.065 | 0.068 | 0.071 | 0.074 | 0.078 | 0.081 | 0.084 | NPgN | GSP | NG FES - Consumer Transformation | Total installed hydro capacity (MW)
NG FES - Consumer Transformation | Gen_BB018 | MW | NPgN | HAWP_6 | Total installed hydro capacity (MW) | Hawthorn Pit | HAWTHORN PIT GRID | 0 | 0 | 0 | 0 | 0 | 0 | 0.003 | 0.007 | 0.012 | 0.016 | 0.02 | 0.024 | 0.028 | 0.032 | 0.037 | 0.04 | 0.044 | 0.048 | 0.051 | 0.055 | 0.058 | 0.062 | 0.065 | 0.068 | 0.071 | 0.074 | 0.078 | 0.081 | 0.085 | 0.088 | NPgN | GSP | NG FES - Consumer Transformation | Total installed hydro capacity (MW)
NG FES - Consumer Transformation | Gen_BB018 | MW | NPgN | KNARE_111 | Total installed hydro capacity (MW) | Knaresborough | KNARESBOROUGH | 0.253 | 0.253 | 0.253 | 0.253 | 0.253 | 0.253 | 0.265 | 0.281 | 0.299 | 0.317 | 0.332 | 0.348 | 0.365 | 0.381 | 0.399 | 0.413 | 0.427 | 0.442 | 0.458 | 0.473 | 0.485 | 0.498 | 0.51 | 0.523 | 0.536 | 0.549 | 0.562 | 0.576 | 0.589 | 0.603 | NPgN | GSP | NG FES - Consumer Transformation | Total installed hydro capacity (MW)
NG FES - Consumer Transformation | Gen_BB018 | MW | NPgN | LACK_6 | Total installed hydro capacity (MW) | Lackenby | LACKENBY | 0 | 0 | 0 | 0 | 0 | 0 | 0.003 | 0.007 | 0.012 | 0.017 | 0.021 | 0.025 | 0.029 | 0.033 | 0.038 | 0.042 | 0.045 | 0.049 | 0.053 | 0.057 | 0.06 | 0.064 | 0.067 | 0.07 | 0.073 | 0.077 | 0.08 | 0.084 | 0.087 | 0.091 | NPgN | GSP | NG FES - Consumer Transformation | Total installed hydro capacity (MW)
NG FES - Consumer Transformation | Gen_BB018 | MW | NPgN | NORT_1 | Total installed hydro capacity (MW) | Norton | NORTON | 0.859 | 0.859 | 0.859 | 0.859 | 0.859 | 0.859 | 0.883 | 0.918 | 0.954 | 0.991 | 1.023 | 1.056 | 1.089 | 1.124 | 1.159 | 1.189 | 1.219 | 1.25 | 1.281 | 1.313 | 1.338 | 1.363 | 1.389 | 1.415 | 1.442 | 1.469 | 1.496 | 1.524 | 1.552 | 1.581 | NPgN | GSP | NG FES - Consumer Transformation | Total installed hydro capacity (MW)
NG FES - Consumer Transformation | Gen_BB018 | MW | NPgN | OFFE_3 | Total installed hydro capacity (MW) | Offerton | OFFERTON | 0 | 0 | 0 | 0 | 0 | 0 | 0 | 0.001 | 0.001 | 0.001 | 0.001 | 0.002 | 0.002 | 0.002 | 0.003 | 0.003 | 0.003 | 0.003 | 0.004 | 0.004 | 0.004 | 0.004 | 0.005 | 0.005 | 0.005 | 0.005 | 0.006 | 0.006 | 0.006 | 0.006 | NPgN | GSP | NG FES - Consumer Transformation | Total installed hydro capacity (MW)
NG FES - Consumer Transformation | Gen_BB018 | MW | NPgN | OSBA_1 | Total installed hydro capacity (MW) | Osbaldwick | OSBALDWICK | 0.1 | 0.1 | 0.1 | 0.1 | 0.1 | 0.1 | 0.129 | 0.17 | 0.213 | 0.256 | 0.295 | 0.334 | 0.374 | 0.415 | 0.457 | 0.492 | 0.528 | 0.564 | 0.602 | 0.639 | 0.669 | 0.7 | 0.73 | 0.761 | 0.793 | 0.825 | 0.857 | 0.89 | 0.924 | 0.958 | NPgN | GSP | NG FES - Consumer Transformation | Total installed hydro capacity (MW)
NG FES - Consumer Transformation | Gen_BB018 | MW | NPgN | POPP_3 | Total installed hydro capacity (MW) | Poppleton | POPPLETON | 0.19 | 0.19 | 0.19 | 0.19 | 0.19 | 0.19 | 0.191 | 0.192 | 0.193 | 0.195 | 0.196 | 0.197 | 0.198 | 0.2 | 0.201 | 0.202 | 0.203 | 0.204 | 0.205 | 0.207 | 0.207 | 0.208 | 0.209 | 0.21 | 0.211 | 0.212 | 0.213 | 0.214 | 0.215 | 0.216 | NPgN | GSP | NG FES - Consumer Transformation | Total installed hydro capacity (MW)
NG FES - Consumer Transformation | Gen_BB018 | MW | NPgN | SALH_1 | Total installed hydro capacity (MW) | Saltholme | SALTHOLME | 0 | 0 | 0 | 0 | 0 | 0 | 0 | 0.001 | 0.001 | 0.001 | 0.001 | 0.002 | 0.002 | 0.002 | 0.003 | 0.003 | 0.003 | 0.004 | 0.004 | 0.004 | 0.004 | 0.005 | 0.005 | 0.005 | 0.005 | 0.006 | 0.006 | 0.006 | 0.006 | 0.007 | NPgN | GSP | NG FES - Consumer Transformation | Total installed hydro capacity (MW)
NG FES - Consumer Transformation | Gen_BB018 | MW | NPgN | SSHI_3 | Total installed hydro capacity (MW) | South Shields | SOUTH SHIELDS | 0 | 0 | 0 | 0 | 0 | 0 | 0 | 0 | 0 | 0 | 0 | 0 | 0 | 0 | 0 | 0 | 0 | 0 | 0 | 0 | 0 | 0 | 0 | 0 | 0 | 0 | 0 | 0 | 0 | 0 | NPgN | GSP | NG FES - Consumer Transformation | Total installed hydro capacity (MW)
NG FES - Consumer Transformation | Gen_BB018 | MW | NPgN | KIELD01 and SPAD20 | Total installed hydro capacity (MW) | 0 | SPADEADAM | 6 | 6 | 6 | 6 | 6 | 6 | 6.001 | 6.001 | 6.002 | 6.002 | 6.003 | 6.004 | 6.004 | 6.005 | 6.005 | 6.006 | 6.006 | 6.007 | 6.007 | 6.008 | 6.008 | 6.009 | 6.009 | 6.01 | 6.01 | 6.011 | 6.011 | 6.011 | 6.012 | 6.012 | NPgN | GSP | NG FES - Consumer Transformation | Total installed hydro capacity (MW)
NG FES - Consumer Transformation | Gen_BB018 | MW | NPgN | SPEN_1 | Total installed hydro capacity (MW) | Spennymoor | SPENNYMOOR | 0.171 | 0.171 | 0.171 | 0.171 | 0.171 | 0.171 | 0.19 | 0.218 | 0.246 | 0.276 | 0.301 | 0.327 | 0.354 | 0.381 | 0.41 | 0.433 | 0.457 | 0.481 | 0.506 | 0.532 | 0.552 | 0.572 | 0.592 | 0.613 | 0.634 | 0.656 | 0.677 | 0.699 | 0.722 | 0.744 | NPgN | GSP | NG FES - Consumer Transformation | Total installed hydro capacity (MW)
NG FES - Consumer Transformation | Gen_BB018 | MW | NPgN | STEN_1 | Total installed hydro capacity (MW) | Stella North | STELLA NORTH | 0 | 0 | 0 | 0 | 0 | 0 | 0.001 | 0.003 | 0.005 | 0.007 | 0.009 | 0.011 | 0.013 | 0.015 | 0.017 | 0.018 | 0.02 | 0.021 | 0.023 | 0.025 | 0.026 | 0.028 | 0.029 | 0.031 | 0.032 | 0.034 | 0.035 | 0.037 | 0.038 | 0.04 | NPgN | GSP | NG FES - Consumer Transformation | Total installed hydro capacity (MW)
NG FES - Consumer Transformation | Gen_BB018 | MW | NPgN | STES_1 | Total installed hydro capacity (MW) | Stella South | STELLA SOUTH | 0.048 | 0.048 | 0.048 | 0.048 | 0.048 | 0.048 | 0.058 | 0.071 | 0.085 | 0.1 | 0.112 | 0.125 | 0.138 | 0.151 | 0.165 | 0.176 | 0.188 | 0.2 | 0.212 | 0.225 | 0.234 | 0.244 | 0.254 | 0.264 | 0.275 | 0.285 | 0.296 | 0.306 | 0.317 | 0.328 | NPgN | GSP | NG FES - Consumer Transformation | Total installed hydro capacity (MW)
NG FES - Consumer Transformation | Gen_BB018 | MW | NPgN | TYNE_1 | Total installed hydro capacity (MW) | Tynemouth 1 | TYNEMOUTH | 0 | 0 | 0 | 0 | 0 | 0 | 0 | 0.001 | 0.001 | 0.002 | 0.002 | 0.003 | 0.003 | 0.004 | 0.004 | 0.005 | 0.005 | 0.006 | 0.006 | 0.007 | 0.007 | 0.008 | 0.008 | 0.008 | 0.009 | 0.009 | 0.01 | 0.01 | 0.01 | 0.011 | NPgN | GSP | NG FES - Consumer Transformation | Total installed hydro capacity (MW)
NG FES - Consumer Transformation | Gen_BB018 | MW | NPgN | WBOL_6 | Total installed hydro capacity (MW) | West Boldon | WEST BOLDON | 0 | 0 | 0 | 0 | 0 | 0 | 0.001 | 0.003 | 0.004 | 0.006 | 0.008 | 0.009 | 0.011 | 0.012 | 0.014 | 0.015 | 0.017 | 0.018 | 0.02 | 0.021 | 0.022 | 0.023 | 0.025 | 0.026 | 0.027 | 0.028 | 0.03 | 0.031 | 0.032 | 0.034 | NPgN | GSP | NG FES - Consumer Transformation | Total installed hydro capacity (MW)
NG FES - Consumer Transformation | Gen_BB018 | MW | NPgN | BRAW_1 | Total installed hydro capacity (MW) | Bradford West | BRADFORD WEST | 1.176 | 1.176 | 1.176 | 1.176 | 1.176 | 1.176 | 1.176 | 1.176 | 1.176 | 1.176 | 1.176 | 1.176 | 1.176 | 1.176 | 1.176 | 1.176 | 1.176 | 1.176 | 1.176 | 1.176 | 1.176 | 1.176 | 1.176 | 1.176 | 1.176 | 1.176 | 1.176 | 1.176 | 1.176 | 1.176 | NPgY | GSP | NG FES - Consumer Transformation | Total installed hydro capacity (MW)
NG FES - Consumer Transformation | Gen_BB018 | MW | NPgN | CAMB_01 | Total installed hydro capacity (MW) | Camblesforth | CAMBLESFORTH | 0 | 0 | 0 | 0 | 0 | 0 | 0 | 0 | 0 | 0 | 0 | 0 | 0 | 0 | 0 | 0 | 0 | 0 | 0 | 0 | 0 | 0 | 0 | 0 | 0 | 0 | 0 | 0 | 0 | 0 | NPgY | GSP | NG FES - Consumer Transformation | Total installed hydro capacity (MW)
NG FES - Consumer Transformation | Gen_BB018 | MW | NPgN | CREB_1 | Total installed hydro capacity (MW) | Creyke Beck | CREYKE BECK | 0 | 0 | 0 | 0 | 0 | 0 | 0 | 0 | 0 | 0 | 0 | 0 | 0 | 0 | 0 | 0 | 0 | 0 | 0 | 0 | 0 | 0 | 0 | 0 | 0 | 0 | 0 | 0 | 0 | 0 | NPgY | GSP | NG FES - Consumer Transformation | Total installed hydro capacity (MW)
NG FES - Consumer Transformation | Gen_BB018 | MW | NPgN | DRAX_YEDL | Total installed hydro capacity (MW) | Drax | DRAX | 0 | 0 | 0 | 0 | 0 | 0 | 0 | 0 | 0 | 0 | 0 | 0 | 0 | 0 | 0 | 0 | 0 | 0 | 0 | 0 | 0 | 0 | 0 | 0 | 0 | 0 | 0 | 0 | 0 | 0 | NPgY | GSP | NG FES - Consumer Transformation | Total installed hydro capacity (MW)
NG FES - Consumer Transformation | Gen_BB018 | MW | NPgN | ELLA_1 | Total installed hydro capacity (MW) | Elland | ELLAND | 2 | 2 | 2 | 2 | 2 | 2 | 2 | 2 | 2 | 2 | 2 | 2 | 2 | 2 | 2 | 2 | 2 | 2 | 2 | 2 | 2 | 2 | 2 | 2 | 2 | 2 | 2 | 2 | 2 | 2 | NPgY | GSP | NG FES - Consumer Transformation | Total installed hydro capacity (MW)
NG FES - Consumer Transformation | Gen_BB018 | MW | NPgN | FERRA2 | Total installed hydro capacity (MW) | Ferrybridge A | FERRYBRIDGE A | 0 | 0 | 0 | 0 | 0 | 0 | 0 | 0 | 0 | 0 | 0 | 0 | 0 | 0 | 0 | 0 | 0 | 0 | 0 | 0 | 0 | 0 | 0 | 0 | 0 | 0 | 0 | 0 | 0 | 0 | NPgY | GSP | NG FES - Consumer Transformation | Total installed hydro capacity (MW)
NG FES - Consumer Transformation | Gen_BB018 | MW | NPgN | FERRB9 | Total installed hydro capacity (MW) | Ferrybridge B (_M) | FERRYBRIDGE B | 0.599 | 0.599 | 0.599 | 0.599 | 0.599 | 0.599 | 0.599 | 0.599 | 0.599 | 0.599 | 0.599 | 0.599 | 0.599 | 0.599 | 0.599 | 0.599 | 0.599 | 0.599 | 0.599 | 0.599 | 0.599 | 0.599 | 0.599 | 0.599 | 0.599 | 0.599 | 0.599 | 0.599 | 0.599 | 0.599 | NPgY | GSP | NG FES - Consumer Transformation | Total installed hydro capacity (MW)
NG FES - Consumer Transformation | Gen_BB018 | MW | NPgN | GRIW_1 | Total installed hydro capacity (MW) | Grimsby West | GRIMSBY WEST | 0 | 0 | 0 | 0 | 0 | 0 | 0 | 0 | 0 | 0 | 0 | 0 | 0 | 0 | 0 | 0 | 0 | 0 | 0 | 0 | 0 | 0 | 0 | 0 | 0 | 0 | 0 | 0 | 0 | 0 | NPgY | GSP | NG FES - Consumer Transformation | Total installed hydro capacity (MW)
NG FES - Consumer Transformation | Gen_BB018 | MW | NPgN | JORD_3 | Total installed hydro capacity (MW) | Jordanthorpe | JORDANTHORPE | 0 | 0 | 0 | 0 | 0 | 0 | 0 | 0 | 0 | 0 | 0 | 0 | 0 | 0 | 0 | 0 | 0 | 0 | 0 | 0 | 0 | 0 | 0 | 0 | 0 | 0 | 0 | 0 | 0 | 0 | NPgY | GSP | NG FES - Consumer Transformation | Total installed hydro capacity (MW)
NG FES - Consumer Transformation | Gen_BB018 | MW | NPgN | KEAD_YEDL | Total installed hydro capacity (MW) | Keadby | KEADBY | 0 | 0 | 0 | 0 | 0 | 0 | 0 | 0 | 0 | 0 | 0 | 0 | 0 | 0 | 0 | 0 | 0 | 0 | 0 | 0 | 0 | 0 | 0 | 0 | 0 | 0 | 0 | 0 | 0 | 0 | NPgY | GSP | NG FES - Consumer Transformation | Total installed hydro capacity (MW)
NG FES - Consumer Transformation | Gen_BB018 | MW | NPgN | KIRKB1 | Total installed hydro capacity (MW) | Kirkstall B | KIRKSTALL B | 0 | 0 | 0 | 0 | 0 | 0 | 0 | 0 | 0 | 0 | 0 | 0 | 0 | 0 | 0 | 0 | 0 | 0 | 0 | 0 | 0 | 0 | 0 | 0 | 0 | 0 | 0 | 0 | 0 | 0 | NPgY | GSP | NG FES - Consumer Transformation | Total installed hydro capacity (MW)
NG FES - Consumer Transformation | Gen_BB018 | MW | NPgN | NEEP_3 | Total installed hydro capacity (MW) | Neepsend | NEEPSEND | 0 | 0 | 0 | 0 | 0 | 0 | 0 | 0 | 0 | 0 | 0 | 0 | 0 | 0 | 0 | 0 | 0 | 0 | 0 | 0 | 0 | 0 | 0 | 0 | 0 | 0 | 0 | 0 | 0 | 0 | NPgY | GSP | NG FES - Consumer Transformation | Total installed hydro capacity (MW)
NG FES - Consumer Transformation | Gen_BB018 | MW | NPgN | NORL_3 | Total installed hydro capacity (MW) | Norton Lees | NORTON LEES | 0 | 0 | 0 | 0 | 0 | 0 | 0 | 0 | 0 | 0 | 0 | 0 | 0 | 0 | 0 | 0 | 0 | 0 | 0 | 0 | 0 | 0 | 0 | 0 | 0 | 0 | 0 | 0 | 0 | 0 | NPgY | GSP | NG FES - Consumer Transformation | Total installed hydro capacity (MW)
NG FES - Consumer Transformation | Gen_BB018 | MW | NPgN | PITS_BB_B | Total installed hydro capacity (MW) | Pitsmoor | PITSMOOR 3/4 | 0 | 0 | 0 | 0 | 0 | 0 | 0 | 0 | 0 | 0 | 0 | 0 | 0 | 0 | 0 | 0 | 0 | 0 | 0 | 0 | 0 | 0 | 0 | 0 | 0 | 0 | 0 | 0 | 0 | 0 | NPgY | GSP | NG FES - Consumer Transformation | Total installed hydro capacity (MW)
NG FES - Consumer Transformation | Gen_BB018 | MW | NPgN | SALT_1 | Total installed hydro capacity (MW) | Saltend North | SALTEND NORTH | 0 | 0 | 0 | 0 | 0 | 0 | 0 | 0 | 0 | 0 | 0 | 0 | 0 | 0 | 0 | 0 | 0 | 0 | 0 | 0 | 0 | 0 | 0 | 0 | 0 | 0 | 0 | 0 | 0 | 0 | NPgY | GSP | NG FES - Consumer Transformation | Total installed hydro capacity (MW)
NG FES - Consumer Transformation | Gen_BB018 | MW | NPgN | SHEC_3 | Total installed hydro capacity (MW) | Sheffield City | SHEFFIELD CITY | 0 | 0 | 0 | 0 | 0 | 0 | 0 | 0 | 0 | 0 | 0 | 0 | 0 | 0 | 0 | 0 | 0 | 0 | 0 | 0 | 0 | 0 | 0 | 0 | 0 | 0 | 0 | 0 | 0 | 0 | NPgY | GSP | NG FES - Consumer Transformation | Total installed hydro capacity (MW)
NG FES - Consumer Transformation | Gen_BB018 | MW | NPgN | SKLGB1 | Total installed hydro capacity (MW) | Skelton Grange | SKELTON GRANGE | 0 | 0 | 0 | 0 | 0 | 0 | 0 | 0 | 0 | 0 | 0 | 0 | 0 | 0 | 0 | 0 | 0 | 0 | 0 | 0 | 0 | 0 | 0 | 0 | 0 | 0 | 0 | 0 | 0 | 0 | NPgY | GSP | NG FES - Consumer Transformation | Total installed hydro capacity (MW)
NG FES - Consumer Transformation | Gen_BB018 | MW | NPgN | TEMP_3 | Total installed hydro capacity (MW) | Templeborough | TEMPLEBOROUGH 275/33KV | 0 | 0 | 0 | 0 | 0 | 0 | 0 | 0 | 0 | 0 | 0 | 0 | 0 | 0 | 0 | 0 | 0 | 0 | 0 | 0 | 0 | 0 | 0 | 0 | 0 | 0 | 0 | 0 | 0 | 0 | NPgY | GSP | NG FES - Consumer Transformation | Total installed hydro capacity (MW)
NG FES - Consumer Transformation | Gen_BB018 | MW | NPgN | THUR_6 | Total installed hydro capacity (MW) | Thurcroft | THURCROFT | 0 | 0 | 0 | 0 | 0 | 0 | 0 | 0 | 0 | 0 | 0 | 0 | 0 | 0 | 0 | 0 | 0 | 0 | 0 | 0 | 0 | 0 | 0 | 0 | 0 | 0 | 0 | 0 | 0 | 0 | NPgY | GSP | NG FES - Consumer Transformation | Total installed hydro capacity (MW)
NG FES - Consumer Transformation | Gen_BB018 | MW | NPgN | WMEL_THOM | Total installed hydro capacity (MW) | Thorpe Marsh | WEST MELTON / THORPE MARSH | 0.1 | 0.1 | 0.1 | 0.1 | 0.1 | 0.1 | 0.1 | 0.1 | 0.1 | 0.1 | 0.1 | 0.1 | 0.1 | 0.1 | 0.1 | 0.1 | 0.1 | 0.1 | 0.1 | 0.1 | 0.1 | 0.1 | 0.1 | 0.1 | 0.1 | 0.1 | 0.1 | 0.1 | 0.1 | 0.1 | NPgY | GSP | NG FES - Consumer Transformation | Total installed hydro capacity (MW)
NG FES - Consumer Transformation | Gen_BB018 | MW | NPgN | WMEL_BB3 | Total installed hydro capacity (MW) | West Melton | WEST MELTON SECTION 3 | 1.025 | 1.025 | 1.025 | 1.025 | 1.025 | 1.025 | 1.025 | 1.025 | 1.025 | 1.025 | 1.025 | 1.025 | 1.025 | 1.025 | 1.025 | 1.025 | 1.025 | 1.025 | 1.025 | 1.025 | 1.025 | 1.025 | 1.025 | 1.025 | 1.025 | 1.025 | 1.025 | 1.025 | 1.025 | 1.025 | NPgY | GSP | NG FES - Consumer Transformation | Total installed hydro capacity (MW)
NG FES - Consumer Transformation | Gen_BB018 | MW | NPgN | WIBA_3 | Total installed hydro capacity (MW) | Wincobank | WINCOBANK | 0 | 0 | 0 | 0 | 0 | 0 | 0 | 0 | 0 | 0 | 0 | 0 | 0 | 0 | 0 | 0 | 0 | 0 | 0 | 0 | 0 | 0 | 0 | 0 | 0 | 0 | 0 | 0 | 0 | 0 | NPgY | GSP | NG FES - Consumer Transformation | Total installed hydro capacity (MW)
NG FES - Falling Short | Gen_BB018 | MW | NPgN | BLYTB1 | Total installed hydro capacity (MW) | Blyth 66kV | BLYTH 66kV | 0 | 0 | 0 | 0 | 0 | 0 | 0 | 0 | 0 | 0 | 0 | 0 | 0 | 0 | 0 | 0 | 0 | 0 | 0 | 0 | 0 | 0 | 0 | 0 | 0 | 0 | 0 | 0 | 0 | 0 | NPgN | GSP | NG FES - Falling Short | Total installed hydro capacity (MW)
NG FES - Falling Short | Gen_BB018 | MW | NPgN | BLYTH132 | Total installed hydro capacity (MW) | Blyth 132kV | BLYTH 132kV | 0 | 0 | 0 | 0 | 0 | 0 | 0 | 0 | 0 | 0 | 0 | 0 | 0 | 0 | 0 | 0 | 0 | 0 | 0 | 0 | 0 | 0 | 0 | 0 | 0 | 0 | 0 | 0 | 0 | 0 | NPgN | GSP | NG FES - Falling Short | Total installed hydro capacity (MW)
NG FES - Falling Short | Gen_BB018 | MW | NPgN | FOUR_1 | Total installed hydro capacity (MW) | Fourstones | FOURSTONES | 0 | 0 | 0 | 0 | 0 | 0 | 0 | 0 | 0 | 0 | 0 | 0 | 0 | 0 | 0 | 0 | 0 | 0 | 0 | 0 | 0 | 0 | 0 | 0 | 0 | 0 | 0 | 0 | 0 | 0 | NPgN | GSP | NG FES - Falling Short | Total installed hydro capacity (MW)
NG FES - Falling Short | Gen_BB018 | MW | NPgN | HARM_6 | Total installed hydro capacity (MW) | Hart Moor | HARTMOOR | 0 | 0 | 0 | 0 | 0 | 0 | 0 | 0 | 0 | 0 | 0 | 0 | 0 | 0 | 0 | 0 | 0 | 0 | 0 | 0 | 0 | 0 | 0 | 0 | 0 | 0 | 0 | 0 | 0 | 0 | NPgN | GSP | NG FES - Falling Short | Total installed hydro capacity (MW)
NG FES - Falling Short | Gen_BB018 | MW | NPgN | HAWP_6 | Total installed hydro capacity (MW) | Hawthorn Pit | HAWTHORN PIT GRID | 0 | 0 | 0 | 0 | 0 | 0 | 0 | 0 | 0 | 0 | 0 | 0 | 0 | 0 | 0 | 0 | 0 | 0 | 0 | 0 | 0 | 0 | 0 | 0 | 0 | 0 | 0 | 0 | 0 | 0 | NPgN | GSP | NG FES - Falling Short | Total installed hydro capacity (MW)
NG FES - Falling Short | Gen_BB018 | MW | NPgN | KNARE_111 | Total installed hydro capacity (MW) | Knaresborough | KNARESBOROUGH | 0.253 | 0.253 | 0.253 | 0.253 | 0.253 | 0.253 | 0.253 | 0.253 | 0.253 | 0.253 | 0.253 | 0.253 | 0.253 | 0.253 | 0.253 | 0.253 | 0.253 | 0.253 | 0.253 | 0.253 | 0.253 | 0.253 | 0.253 | 0.253 | 0.253 | 0.253 | 0.253 | 0.253 | 0.253 | 0.253 | NPgN | GSP | NG FES - Falling Short | Total installed hydro capacity (MW)
NG FES - Falling Short | Gen_BB018 | MW | NPgN | LACK_6 | Total installed hydro capacity (MW) | Lackenby | LACKENBY | 0 | 0 | 0 | 0 | 0 | 0 | 0 | 0 | 0 | 0 | 0 | 0 | 0 | 0 | 0 | 0 | 0 | 0 | 0 | 0 | 0 | 0 | 0 | 0 | 0 | 0 | 0 | 0 | 0 | 0 | NPgN | GSP | NG FES - Falling Short | Total installed hydro capacity (MW)
NG FES - Falling Short | Gen_BB018 | MW | NPgN | NORT_1 | Total installed hydro capacity (MW) | Norton | NORTON | 0.859 | 0.859 | 0.859 | 0.859 | 0.859 | 0.859 | 0.859 | 0.859 | 0.859 | 0.859 | 0.859 | 0.859 | 0.859 | 0.859 | 0.859 | 0.859 | 0.859 | 0.859 | 0.859 | 0.859 | 0.859 | 0.859 | 0.859 | 0.859 | 0.859 | 0.859 | 0.859 | 0.859 | 0.859 | 0.859 | NPgN | GSP | NG FES - Falling Short | Total installed hydro capacity (MW)
NG FES - Falling Short | Gen_BB018 | MW | NPgN | OFFE_3 | Total installed hydro capacity (MW) | Offerton | OFFERTON | 0 | 0 | 0 | 0 | 0 | 0 | 0 | 0 | 0 | 0 | 0 | 0 | 0 | 0 | 0 | 0 | 0 | 0 | 0 | 0 | 0 | 0 | 0 | 0 | 0 | 0 | 0 | 0 | 0 | 0 | NPgN | GSP | NG FES - Falling Short | Total installed hydro capacity (MW)
NG FES - Falling Short | Gen_BB018 | MW | NPgN | OSBA_1 | Total installed hydro capacity (MW) | Osbaldwick | OSBALDWICK | 0.1 | 0.1 | 0.1 | 0.1 | 0.1 | 0.1 | 0.1 | 0.1 | 0.1 | 0.1 | 0.1 | 0.1 | 0.1 | 0.1 | 0.1 | 0.1 | 0.1 | 0.1 | 0.1 | 0.1 | 0.1 | 0.1 | 0.1 | 0.1 | 0.1 | 0.1 | 0.1 | 0.1 | 0.1 | 0.1 | NPgN | GSP | NG FES - Falling Short | Total installed hydro capacity (MW)
NG FES - Falling Short | Gen_BB018 | MW | NPgN | POPP_3 | Total installed hydro capacity (MW) | Poppleton | POPPLETON | 0.19 | 0.19 | 0.19 | 0.19 | 0.19 | 0.19 | 0.19 | 0.19 | 0.19 | 0.19 | 0.19 | 0.19 | 0.19 | 0.19 | 0.19 | 0.19 | 0.19 | 0.19 | 0.19 | 0.19 | 0.19 | 0.19 | 0.19 | 0.19 | 0.19 | 0.19 | 0.19 | 0.19 | 0.19 | 0.19 | NPgN | GSP | NG FES - Falling Short | Total installed hydro capacity (MW)
NG FES - Falling Short | Gen_BB018 | MW | NPgN | SALH_1 | Total installed hydro capacity (MW) | Saltholme | SALTHOLME | 0 | 0 | 0 | 0 | 0 | 0 | 0 | 0 | 0 | 0 | 0 | 0 | 0 | 0 | 0 | 0 | 0 | 0 | 0 | 0 | 0 | 0 | 0 | 0 | 0 | 0 | 0 | 0 | 0 | 0 | NPgN | GSP | NG FES - Falling Short | Total installed hydro capacity (MW)
NG FES - Falling Short | Gen_BB018 | MW | NPgN | SSHI_3 | Total installed hydro capacity (MW) | South Shields | SOUTH SHIELDS | 0 | 0 | 0 | 0 | 0 | 0 | 0 | 0 | 0 | 0 | 0 | 0 | 0 | 0 | 0 | 0 | 0 | 0 | 0 | 0 | 0 | 0 | 0 | 0 | 0 | 0 | 0 | 0 | 0 | 0 | NPgN | GSP | NG FES - Falling Short | Total installed hydro capacity (MW)
NG FES - Falling Short | Gen_BB018 | MW | NPgN | KIELD01 and SPAD20 | Total installed hydro capacity (MW) | 0 | SPADEADAM | 6 | 6 | 6 | 6 | 6 | 6 | 6 | 6 | 6 | 6 | 6 | 6 | 6 | 6 | 6 | 6 | 6 | 6 | 6 | 6 | 6 | 6 | 6 | 6 | 6 | 6 | 6 | 6 | 6 | 6 | NPgN | GSP | NG FES - Falling Short | Total installed hydro capacity (MW)
NG FES - Falling Short | Gen_BB018 | MW | NPgN | SPEN_1 | Total installed hydro capacity (MW) | Spennymoor | SPENNYMOOR | 0.171 | 0.171 | 0.171 | 0.171 | 0.171 | 0.171 | 0.171 | 0.171 | 0.171 | 0.171 | 0.171 | 0.171 | 0.171 | 0.171 | 0.171 | 0.171 | 0.171 | 0.171 | 0.171 | 0.171 | 0.171 | 0.171 | 0.171 | 0.171 | 0.171 | 0.171 | 0.171 | 0.171 | 0.171 | 0.171 | NPgN | GSP | NG FES - Falling Short | Total installed hydro capacity (MW)
NG FES - Falling Short | Gen_BB018 | MW | NPgN | STEN_1 | Total installed hydro capacity (MW) | Stella North | STELLA NORTH | 0 | 0 | 0 | 0 | 0 | 0 | 0 | 0 | 0 | 0 | 0 | 0 | 0 | 0 | 0 | 0 | 0 | 0 | 0 | 0 | 0 | 0 | 0 | 0 | 0 | 0 | 0 | 0 | 0 | 0 | NPgN | GSP | NG FES - Falling Short | Total installed hydro capacity (MW)
NG FES - Falling Short | Gen_BB018 | MW | NPgN | STES_1 | Total installed hydro capacity (MW) | Stella South | STELLA SOUTH | 0.048 | 0.048 | 0.048 | 0.048 | 0.048 | 0.048 | 0.048 | 0.048 | 0.048 | 0.048 | 0.048 | 0.048 | 0.048 | 0.048 | 0.048 | 0.048 | 0.048 | 0.048 | 0.048 | 0.048 | 0.048 | 0.048 | 0.048 | 0.048 | 0.048 | 0.048 | 0.048 | 0.048 | 0.048 | 0.048 | NPgN | GSP | NG FES - Falling Short | Total installed hydro capacity (MW)
NG FES - Falling Short | Gen_BB018 | MW | NPgN | TYNE_1 | Total installed hydro capacity (MW) | Tynemouth 1 | TYNEMOUTH | 0 | 0 | 0 | 0 | 0 | 0 | 0 | 0 | 0 | 0 | 0 | 0 | 0 | 0 | 0 | 0 | 0 | 0 | 0 | 0 | 0 | 0 | 0 | 0 | 0 | 0 | 0 | 0 | 0 | 0 | NPgN | GSP | NG FES - Falling Short | Total installed hydro capacity (MW)
NG FES - Falling Short | Gen_BB018 | MW | NPgN | WBOL_6 | Total installed hydro capacity (MW) | West Boldon | WEST BOLDON | 0 | 0 | 0 | 0 | 0 | 0 | 0 | 0 | 0 | 0 | 0 | 0 | 0 | 0 | 0 | 0 | 0 | 0 | 0 | 0 | 0 | 0 | 0 | 0 | 0 | 0 | 0 | 0 | 0 | 0 | NPgN | GSP | NG FES - Falling Short | Total installed hydro capacity (MW)
NG FES - Falling Short | Gen_BB018 | MW | NPgN | BRAW_1 | Total installed hydro capacity (MW) | Bradford West | BRADFORD WEST | 1.176 | 1.176 | 1.176 | 1.176 | 1.176 | 1.176 | 1.176 | 1.176 | 1.176 | 1.176 | 1.176 | 1.176 | 1.176 | 1.176 | 1.176 | 1.176 | 1.176 | 1.176 | 1.176 | 1.176 | 1.176 | 1.176 | 1.176 | 1.176 | 1.176 | 1.176 | 1.176 | 1.176 | 1.176 | 1.176 | NPgY | GSP | NG FES - Falling Short | Total installed hydro capacity (MW)
NG FES - Falling Short | Gen_BB018 | MW | NPgN | CAMB_01 | Total installed hydro capacity (MW) | Camblesforth | CAMBLESFORTH | 0 | 0 | 0 | 0 | 0 | 0 | 0 | 0 | 0 | 0 | 0 | 0 | 0 | 0 | 0 | 0 | 0 | 0 | 0 | 0 | 0 | 0 | 0 | 0 | 0 | 0 | 0 | 0 | 0 | 0 | NPgY | GSP | NG FES - Falling Short | Total installed hydro capacity (MW)
NG FES - Falling Short | Gen_BB018 | MW | NPgN | CREB_1 | Total installed hydro capacity (MW) | Creyke Beck | CREYKE BECK | 0 | 0 | 0 | 0 | 0 | 0 | 0 | 0 | 0 | 0 | 0 | 0 | 0 | 0 | 0 | 0 | 0 | 0 | 0 | 0 | 0 | 0 | 0 | 0 | 0 | 0 | 0 | 0 | 0 | 0 | NPgY | GSP | NG FES - Falling Short | Total installed hydro capacity (MW)
NG FES - Falling Short | Gen_BB018 | MW | NPgN | DRAX_YEDL | Total installed hydro capacity (MW) | Drax | DRAX | 0 | 0 | 0 | 0 | 0 | 0 | 0 | 0 | 0 | 0 | 0 | 0 | 0 | 0 | 0 | 0 | 0 | 0 | 0 | 0 | 0 | 0 | 0 | 0 | 0 | 0 | 0 | 0 | 0 | 0 | NPgY | GSP | NG FES - Falling Short | Total installed hydro capacity (MW)
NG FES - Falling Short | Gen_BB018 | MW | NPgN | ELLA_1 | Total installed hydro capacity (MW) | Elland | ELLAND | 2 | 2 | 2 | 2 | 2 | 2 | 2 | 2 | 2 | 2 | 2 | 2 | 2 | 2 | 2 | 2 | 2 | 2 | 2 | 2 | 2 | 2 | 2 | 2 | 2 | 2 | 2 | 2 | 2 | 2 | NPgY | GSP | NG FES - Falling Short | Total installed hydro capacity (MW)
NG FES - Falling Short | Gen_BB018 | MW | NPgN | FERRA2 | Total installed hydro capacity (MW) | Ferrybridge A | FERRYBRIDGE A | 0 | 0 | 0 | 0 | 0 | 0 | 0 | 0 | 0 | 0 | 0 | 0 | 0 | 0 | 0 | 0 | 0 | 0 | 0 | 0 | 0 | 0 | 0 | 0 | 0 | 0 | 0 | 0 | 0 | 0 | NPgY | GSP | NG FES - Falling Short | Total installed hydro capacity (MW)
NG FES - Falling Short | Gen_BB018 | MW | NPgN | FERRB9 | Total installed hydro capacity (MW) | Ferrybridge B (_M) | FERRYBRIDGE B | 0.599 | 0.599 | 0.599 | 0.599 | 0.599 | 0.599 | 0.599 | 0.599 | 0.599 | 0.599 | 0.599 | 0.599 | 0.599 | 0.599 | 0.599 | 0.599 | 0.599 | 0.599 | 0.599 | 0.599 | 0.599 | 0.599 | 0.599 | 0.599 | 0.599 | 0.599 | 0.599 | 0.599 | 0.599 | 0.599 | NPgY | GSP | NG FES - Falling Short | Total installed hydro capacity (MW)
NG FES - Falling Short | Gen_BB018 | MW | NPgN | GRIW_1 | Total installed hydro capacity (MW) | Grimsby West | GRIMSBY WEST | 0 | 0 | 0 | 0 | 0 | 0 | 0 | 0 | 0 | 0 | 0 | 0 | 0 | 0 | 0 | 0 | 0 | 0 | 0 | 0 | 0 | 0 | 0 | 0 | 0 | 0 | 0 | 0 | 0 | 0 | NPgY | GSP | NG FES - Falling Short | Total installed hydro capacity (MW)
NG FES - Falling Short | Gen_BB018 | MW | NPgN | JORD_3 | Total installed hydro capacity (MW) | Jordanthorpe | JORDANTHORPE | 0 | 0 | 0 | 0 | 0 | 0 | 0 | 0 | 0 | 0 | 0 | 0 | 0 | 0 | 0 | 0 | 0 | 0 | 0 | 0 | 0 | 0 | 0 | 0 | 0 | 0 | 0 | 0 | 0 | 0 | NPgY | GSP | NG FES - Falling Short | Total installed hydro capacity (MW)
NG FES - Falling Short | Gen_BB018 | MW | NPgN | KEAD_YEDL | Total installed hydro capacity (MW) | Keadby | KEADBY | 0 | 0 | 0 | 0 | 0 | 0 | 0 | 0 | 0 | 0 | 0 | 0 | 0 | 0 | 0 | 0 | 0 | 0 | 0 | 0 | 0 | 0 | 0 | 0 | 0 | 0 | 0 | 0 | 0 | 0 | NPgY | GSP | NG FES - Falling Short | Total installed hydro capacity (MW)
NG FES - Falling Short | Gen_BB018 | MW | NPgN | KIRKB1 | Total installed hydro capacity (MW) | Kirkstall B | KIRKSTALL B | 0 | 0 | 0 | 0 | 0 | 0 | 0 | 0 | 0 | 0 | 0 | 0 | 0 | 0 | 0 | 0 | 0 | 0 | 0 | 0 | 0 | 0 | 0 | 0 | 0 | 0 | 0 | 0 | 0 | 0 | NPgY | GSP | NG FES - Falling Short | Total installed hydro capacity (MW)
NG FES - Falling Short | Gen_BB018 | MW | NPgN | NEEP_3 | Total installed hydro capacity (MW) | Neepsend | NEEPSEND | 0 | 0 | 0 | 0 | 0 | 0 | 0 | 0 | 0 | 0 | 0 | 0 | 0 | 0 | 0 | 0 | 0 | 0 | 0 | 0 | 0 | 0 | 0 | 0 | 0 | 0 | 0 | 0 | 0 | 0 | NPgY | GSP | NG FES - Falling Short | Total installed hydro capacity (MW)
NG FES - Falling Short | Gen_BB018 | MW | NPgN | NORL_3 | Total installed hydro capacity (MW) | Norton Lees | NORTON LEES | 0 | 0 | 0 | 0 | 0 | 0 | 0 | 0 | 0 | 0 | 0 | 0 | 0 | 0 | 0 | 0 | 0 | 0 | 0 | 0 | 0 | 0 | 0 | 0 | 0 | 0 | 0 | 0 | 0 | 0 | NPgY | GSP | NG FES - Falling Short | Total installed hydro capacity (MW)
NG FES - Falling Short | Gen_BB018 | MW | NPgN | PITS_BB_B | Total installed hydro capacity (MW) | Pitsmoor | PITSMOOR 3/4 | 0 | 0 | 0 | 0 | 0 | 0 | 0 | 0 | 0 | 0 | 0 | 0 | 0 | 0 | 0 | 0 | 0 | 0 | 0 | 0 | 0 | 0 | 0 | 0 | 0 | 0 | 0 | 0 | 0 | 0 | NPgY | GSP | NG FES - Falling Short | Total installed hydro capacity (MW)
NG FES - Falling Short | Gen_BB018 | MW | NPgN | SALT_1 | Total installed hydro capacity (MW) | Saltend North | SALTEND NORTH | 0 | 0 | 0 | 0 | 0 | 0 | 0 | 0 | 0 | 0 | 0 | 0 | 0 | 0 | 0 | 0 | 0 | 0 | 0 | 0 | 0 | 0 | 0 | 0 | 0 | 0 | 0 | 0 | 0 | 0 | NPgY | GSP | NG FES - Falling Short | Total installed hydro capacity (MW)
NG FES - Falling Short | Gen_BB018 | MW | NPgN | SHEC_3 | Total installed hydro capacity (MW) | Sheffield City | SHEFFIELD CITY | 0 | 0 | 0 | 0 | 0 | 0 | 0 | 0 | 0 | 0 | 0 | 0 | 0 | 0 | 0 | 0 | 0 | 0 | 0 | 0 | 0 | 0 | 0 | 0 | 0 | 0 | 0 | 0 | 0 | 0 | NPgY | GSP | NG FES - Falling Short | Total installed hydro capacity (MW)
NG FES - Falling Short | Gen_BB018 | MW | NPgN | SKLGB1 | Total installed hydro capacity (MW) | Skelton Grange | SKELTON GRANGE | 0 | 0 | 0 | 0 | 0 | 0 | 0 | 0 | 0 | 0 | 0 | 0 | 0 | 0 | 0 | 0 | 0 | 0 | 0 | 0 | 0 | 0 | 0 | 0 | 0 | 0 | 0 | 0 | 0 | 0 | NPgY | GSP | NG FES - Falling Short | Total installed hydro capacity (MW)
NG FES - Falling Short | Gen_BB018 | MW | NPgN | TEMP_3 | Total installed hydro capacity (MW) | Templeborough | TEMPLEBOROUGH 275/33KV | 0 | 0 | 0 | 0 | 0 | 0 | 0 | 0 | 0 | 0 | 0 | 0 | 0 | 0 | 0 | 0 | 0 | 0 | 0 | 0 | 0 | 0 | 0 | 0 | 0 | 0 | 0 | 0 | 0 | 0 | NPgY | GSP | NG FES - Falling Short | Total installed hydro capacity (MW)
NG FES - Falling Short | Gen_BB018 | MW | NPgN | THUR_6 | Total installed hydro capacity (MW) | Thurcroft | THURCROFT | 0 | 0 | 0 | 0 | 0 | 0 | 0 | 0 | 0 | 0 | 0 | 0 | 0 | 0 | 0 | 0 | 0 | 0 | 0 | 0 | 0 | 0 | 0 | 0 | 0 | 0 | 0 | 0 | 0 | 0 | NPgY | GSP | NG FES - Falling Short | Total installed hydro capacity (MW)
NG FES - Falling Short | Gen_BB018 | MW | NPgN | WMEL_THOM | Total installed hydro capacity (MW) | Thorpe Marsh | WEST MELTON / THORPE MARSH | 0.1 | 0.1 | 0.1 | 0.1 | 0.1 | 0.1 | 0.1 | 0.1 | 0.1 | 0.1 | 0.1 | 0.1 | 0.1 | 0.1 | 0.1 | 0.1 | 0.1 | 0.1 | 0.1 | 0.1 | 0.1 | 0.1 | 0.1 | 0.1 | 0.1 | 0.1 | 0.1 | 0.1 | 0.1 | 0.1 | NPgY | GSP | NG FES - Falling Short | Total installed hydro capacity (MW)
NG FES - Falling Short | Gen_BB018 | MW | NPgN | WMEL_BB3 | Total installed hydro capacity (MW) | West Melton | WEST MELTON SECTION 3 | 1.025 | 1.025 | 1.025 | 1.025 | 1.025 | 1.025 | 1.025 | 1.025 | 1.025 | 1.025 | 1.025 | 1.025 | 1.025 | 1.025 | 1.025 | 1.025 | 1.025 | 1.025 | 1.025 | 1.025 | 1.025 | 1.025 | 1.025 | 1.025 | 1.025 | 1.025 | 1.025 | 1.025 | 1.025 | 1.025 | NPgY | GSP | NG FES - Falling Short | Total installed hydro capacity (MW)
NG FES - Falling Short | Gen_BB018 | MW | NPgN | WIBA_3 | Total installed hydro capacity (MW) | Wincobank | WINCOBANK | 0 | 0 | 0 | 0 | 0 | 0 | 0 | 0 | 0 | 0 | 0 | 0 | 0 | 0 | 0 | 0 | 0 | 0 | 0 | 0 | 0 | 0 | 0 | 0 | 0 | 0 | 0 | 0 | 0 | 0 | NPgY | GSP | NG FES - Falling Short | Total installed hydro capacity (MW)
NG FES - Leading the Way | Gen_BB018 | MW | NPgN | BLYTB1 | Total installed hydro capacity (MW) | Blyth 66kV | BLYTH 66kV | 0 | 0 | 0 | 0 | 0 | 0 | 0 | 0 | 0 | 0 | 0 | 0 | 0 | 0 | 0 | 0 | 0.002 | 0.004 | 0.006 | 0.009 | 0.011 | 0.014 | 0.016 | 0.018 | 0.021 | 0.023 | 0.026 | 0.028 | 0.031 | 0.033 | NPgN | GSP | NG FES - Leading the Way | Total installed hydro capacity (MW)
NG FES - Leading the Way | Gen_BB018 | MW | NPgN | BLYTH132 | Total installed hydro capacity (MW) | Blyth 132kV | BLYTH 132kV | 0 | 0 | 0 | 0 | 0 | 0 | 0 | 0 | 0 | 0 | 0 | 0 | 0 | 0 | 0 | 0 | 0.003 | 0.007 | 0.011 | 0.016 | 0.02 | 0.024 | 0.028 | 0.032 | 0.037 | 0.041 | 0.045 | 0.05 | 0.054 | 0.058 | NPgN | GSP | NG FES - Leading the Way | Total installed hydro capacity (MW)
NG FES - Leading the Way | Gen_BB018 | MW | NPgN | FOUR_1 | Total installed hydro capacity (MW) | Fourstones | FOURSTONES | 0 | 0 | 0 | 0 | 0 | 0 | 0 | 0 | 0 | 0 | 0 | 0 | 0 | 0 | 0 | 0 | 0 | 0 | 0.001 | 0.001 | 0.001 | 0.001 | 0.001 | 0.002 | 0.002 | 0.002 | 0.002 | 0.003 | 0.003 | 0.003 | NPgN | GSP | NG FES - Leading the Way | Total installed hydro capacity (MW)
NG FES - Leading the Way | Gen_BB018 | MW | NPgN | HARM_6 | Total installed hydro capacity (MW) | Hart Moor | HARTMOOR | 0 | 0 | 0 | 0 | 0 | 0 | 0 | 0 | 0 | 0 | 0 | 0 | 0 | 0 | 0 | 0 | 0.001 | 0.002 | 0.003 | 0.004 | 0.006 | 0.007 | 0.008 | 0.009 | 0.01 | 0.011 | 0.013 | 0.014 | 0.015 | 0.016 | NPgN | GSP | NG FES - Leading the Way | Total installed hydro capacity (MW)
NG FES - Leading the Way | Gen_BB018 | MW | NPgN | HAWP_6 | Total installed hydro capacity (MW) | Hawthorn Pit | HAWTHORN PIT GRID | 0 | 0 | 0 | 0 | 0 | 0 | 0 | 0 | 0 | 0 | 0 | 0 | 0 | 0 | 0 | 0 | 0.001 | 0.002 | 0.003 | 0.005 | 0.006 | 0.007 | 0.008 | 0.009 | 0.011 | 0.012 | 0.013 | 0.014 | 0.016 | 0.017 | NPgN | GSP | NG FES - Leading the Way | Total installed hydro capacity (MW)
NG FES - Leading the Way | Gen_BB018 | MW | NPgN | KNARE_111 | Total installed hydro capacity (MW) | Knaresborough | KNARESBOROUGH | 0.253 | 0.253 | 0.253 | 0.253 | 0.253 | 0.253 | 0.253 | 0.253 | 0.253 | 0.253 | 0.253 | 0.253 | 0.253 | 0.253 | 0.253 | 0.253 | 0.256 | 0.261 | 0.266 | 0.271 | 0.276 | 0.281 | 0.285 | 0.29 | 0.295 | 0.3 | 0.305 | 0.31 | 0.315 | 0.321 | NPgN | GSP | NG FES - Leading the Way | Total installed hydro capacity (MW)
NG FES - Leading the Way | Gen_BB018 | MW | NPgN | LACK_6 | Total installed hydro capacity (MW) | Lackenby | LACKENBY | 0 | 0 | 0 | 0 | 0 | 0 | 0 | 0 | 0 | 0 | 0 | 0 | 0 | 0 | 0 | 0 | 0.001 | 0.002 | 0.003 | 0.005 | 0.006 | 0.007 | 0.009 | 0.01 | 0.011 | 0.012 | 0.014 | 0.015 | 0.016 | 0.018 | NPgN | GSP | NG FES - Leading the Way | Total installed hydro capacity (MW)
NG FES - Leading the Way | Gen_BB018 | MW | NPgN | NORT_1 | Total installed hydro capacity (MW) | Norton | NORTON | 0.859 | 0.859 | 0.859 | 0.859 | 0.859 | 0.859 | 0.859 | 0.859 | 0.859 | 0.859 | 0.859 | 0.859 | 0.859 | 0.859 | 0.859 | 0.859 | 0.866 | 0.876 | 0.886 | 0.896 | 0.906 | 0.916 | 0.926 | 0.936 | 0.947 | 0.957 | 0.967 | 0.978 | 0.988 | 0.999 | NPgN | GSP | NG FES - Leading the Way | Total installed hydro capacity (MW)
NG FES - Leading the Way | Gen_BB018 | MW | NPgN | OFFE_3 | Total installed hydro capacity (MW) | Offerton | OFFERTON | 0 | 0 | 0 | 0 | 0 | 0 | 0 | 0 | 0 | 0 | 0 | 0 | 0 | 0 | 0 | 0 | 0 | 0 | 0 | 0 | 0 | 0 | 0.001 | 0.001 | 0.001 | 0.001 | 0.001 | 0.001 | 0.001 | 0.001 | NPgN | GSP | NG FES - Leading the Way | Total installed hydro capacity (MW)
NG FES - Leading the Way | Gen_BB018 | MW | NPgN | OSBA_1 | Total installed hydro capacity (MW) | Osbaldwick | OSBALDWICK | 0.1 | 0.1 | 0.1 | 0.1 | 0.1 | 0.1 | 0.1 | 0.1 | 0.1 | 0.1 | 0.1 | 0.1 | 0.1 | 0.1 | 0.1 | 0.1 | 0.109 | 0.121 | 0.132 | 0.144 | 0.156 | 0.168 | 0.18 | 0.192 | 0.204 | 0.216 | 0.229 | 0.241 | 0.253 | 0.266 | NPgN | GSP | NG FES - Leading the Way | Total installed hydro capacity (MW)
NG FES - Leading the Way | Gen_BB018 | MW | NPgN | POPP_3 | Total installed hydro capacity (MW) | Poppleton | POPPLETON | 0.19 | 0.19 | 0.19 | 0.19 | 0.19 | 0.19 | 0.19 | 0.19 | 0.19 | 0.19 | 0.19 | 0.19 | 0.19 | 0.19 | 0.19 | 0.19 | 0.19 | 0.191 | 0.191 | 0.191 | 0.192 | 0.192 | 0.192 | 0.193 | 0.193 | 0.194 | 0.194 | 0.194 | 0.195 | 0.195 | NPgN | GSP | NG FES - Leading the Way | Total installed hydro capacity (MW)
NG FES - Leading the Way | Gen_BB018 | MW | NPgN | SALH_1 | Total installed hydro capacity (MW) | Saltholme | SALTHOLME | 0 | 0 | 0 | 0 | 0 | 0 | 0 | 0 | 0 | 0 | 0 | 0 | 0 | 0 | 0 | 0 | 0 | 0 | 0 | 0 | 0 | 0.001 | 0.001 | 0.001 | 0.001 | 0.001 | 0.001 | 0.001 | 0.001 | 0.001 | NPgN | GSP | NG FES - Leading the Way | Total installed hydro capacity (MW)
NG FES - Leading the Way | Gen_BB018 | MW | NPgN | SSHI_3 | Total installed hydro capacity (MW) | South Shields | SOUTH SHIELDS | 0 | 0 | 0 | 0 | 0 | 0 | 0 | 0 | 0 | 0 | 0 | 0 | 0 | 0 | 0 | 0 | 0 | 0 | 0 | 0 | 0 | 0 | 0 | 0 | 0 | 0 | 0 | 0 | 0 | 0 | NPgN | GSP | NG FES - Leading the Way | Total installed hydro capacity (MW)
NG FES - Leading the Way | Gen_BB018 | MW | NPgN | KIELD01 and SPAD20 | Total installed hydro capacity (MW) | 0 | SPADEADAM | 6 | 6 | 6 | 6 | 6 | 6 | 6 | 6 | 6 | 6 | 6 | 6 | 6 | 6 | 6 | 6 | 6 | 6 | 6.001 | 6.001 | 6.001 | 6.001 | 6.001 | 6.002 | 6.002 | 6.002 | 6.002 | 6.002 | 6.002 | 6.003 | NPgN | GSP | NG FES - Leading the Way | Total installed hydro capacity (MW)
NG FES - Leading the Way | Gen_BB018 | MW | NPgN | SPEN_1 | Total installed hydro capacity (MW) | Spennymoor | SPENNYMOOR | 0.171 | 0.171 | 0.171 | 0.171 | 0.171 | 0.171 | 0.171 | 0.171 | 0.171 | 0.171 | 0.171 | 0.171 | 0.171 | 0.171 | 0.171 | 0.171 | 0.177 | 0.185 | 0.193 | 0.201 | 0.209 | 0.217 | 0.225 | 0.233 | 0.241 | 0.249 | 0.257 | 0.265 | 0.274 | 0.282 | NPgN | GSP | NG FES - Leading the Way | Total installed hydro capacity (MW)
NG FES - Leading the Way | Gen_BB018 | MW | NPgN | STEN_1 | Total installed hydro capacity (MW) | Stella North | STELLA NORTH | 0 | 0 | 0 | 0 | 0 | 0 | 0 | 0 | 0 | 0 | 0 | 0 | 0 | 0 | 0 | 0 | 0 | 0.001 | 0.002 | 0.002 | 0.003 | 0.003 | 0.004 | 0.004 | 0.005 | 0.005 | 0.006 | 0.007 | 0.007 | 0.008 | NPgN | GSP | NG FES - Leading the Way | Total installed hydro capacity (MW)
NG FES - Leading the Way | Gen_BB018 | MW | NPgN | STES_1 | Total installed hydro capacity (MW) | Stella South | STELLA SOUTH | 0.048 | 0.048 | 0.048 | 0.048 | 0.048 | 0.048 | 0.048 | 0.048 | 0.048 | 0.048 | 0.048 | 0.048 | 0.048 | 0.048 | 0.048 | 0.048 | 0.051 | 0.055 | 0.059 | 0.063 | 0.067 | 0.071 | 0.075 | 0.079 | 0.083 | 0.087 | 0.091 | 0.095 | 0.099 | 0.103 | NPgN | GSP | NG FES - Leading the Way | Total installed hydro capacity (MW)
NG FES - Leading the Way | Gen_BB018 | MW | NPgN | TYNE_1 | Total installed hydro capacity (MW) | Tynemouth 1 | TYNEMOUTH | 0 | 0 | 0 | 0 | 0 | 0 | 0 | 0 | 0 | 0 | 0 | 0 | 0 | 0 | 0 | 0 | 0 | 0 | 0 | 0.001 | 0.001 | 0.001 | 0.001 | 0.001 | 0.001 | 0.001 | 0.002 | 0.002 | 0.002 | 0.002 | NPgN | GSP | NG FES - Leading the Way | Total installed hydro capacity (MW)
NG FES - Leading the Way | Gen_BB018 | MW | NPgN | WBOL_6 | Total installed hydro capacity (MW) | West Boldon | WEST BOLDON | 0 | 0 | 0 | 0 | 0 | 0 | 0 | 0 | 0 | 0 | 0 | 0 | 0 | 0 | 0 | 0 | 0 | 0.001 | 0.001 | 0.002 | 0.002 | 0.003 | 0.003 | 0.004 | 0.004 | 0.005 | 0.005 | 0.006 | 0.006 | 0.006 | NPgN | GSP | NG FES - Leading the Way | Total installed hydro capacity (MW)
NG FES - Leading the Way | Gen_BB018 | MW | NPgN | BRAW_1 | Total installed hydro capacity (MW) | Bradford West | BRADFORD WEST | 1.176 | 1.176 | 1.176 | 1.176 | 1.176 | 1.176 | 1.176 | 1.176 | 1.176 | 1.176 | 1.176 | 1.176 | 1.176 | 1.176 | 1.176 | 1.176 | 1.176 | 1.176 | 1.176 | 1.176 | 1.176 | 1.176 | 1.176 | 1.176 | 1.176 | 1.176 | 1.176 | 1.176 | 1.176 | 1.176 | NPgY | GSP | NG FES - Leading the Way | Total installed hydro capacity (MW)
NG FES - Leading the Way | Gen_BB018 | MW | NPgN | CAMB_01 | Total installed hydro capacity (MW) | Camblesforth | CAMBLESFORTH | 0 | 0 | 0 | 0 | 0 | 0 | 0 | 0 | 0 | 0 | 0 | 0 | 0 | 0 | 0 | 0 | 0 | 0 | 0 | 0 | 0 | 0 | 0 | 0 | 0 | 0 | 0 | 0 | 0 | 0 | NPgY | GSP | NG FES - Leading the Way | Total installed hydro capacity (MW)
NG FES - Leading the Way | Gen_BB018 | MW | NPgN | CREB_1 | Total installed hydro capacity (MW) | Creyke Beck | CREYKE BECK | 0 | 0 | 0 | 0 | 0 | 0 | 0 | 0 | 0 | 0 | 0 | 0 | 0 | 0 | 0 | 0 | 0 | 0 | 0 | 0 | 0 | 0 | 0 | 0 | 0 | 0 | 0 | 0 | 0 | 0 | NPgY | GSP | NG FES - Leading the Way | Total installed hydro capacity (MW)
NG FES - Leading the Way | Gen_BB018 | MW | NPgN | DRAX_YEDL | Total installed hydro capacity (MW) | Drax | DRAX | 0 | 0 | 0 | 0 | 0 | 0 | 0 | 0 | 0 | 0 | 0 | 0 | 0 | 0 | 0 | 0 | 0 | 0 | 0 | 0 | 0 | 0 | 0 | 0 | 0 | 0 | 0 | 0 | 0 | 0 | NPgY | GSP | NG FES - Leading the Way | Total installed hydro capacity (MW)
NG FES - Leading the Way | Gen_BB018 | MW | NPgN | ELLA_1 | Total installed hydro capacity (MW) | Elland | ELLAND | 2 | 2 | 2 | 2 | 2 | 2 | 2 | 2 | 2 | 2 | 2 | 2 | 2 | 2 | 2 | 2 | 2 | 2 | 2 | 2 | 2 | 2 | 2 | 2 | 2 | 2 | 2 | 2 | 2 | 2 | NPgY | GSP | NG FES - Leading the Way | Total installed hydro capacity (MW)
NG FES - Leading the Way | Gen_BB018 | MW | NPgN | FERRA2 | Total installed hydro capacity (MW) | Ferrybridge A | FERRYBRIDGE A | 0 | 0 | 0 | 0 | 0 | 0 | 0 | 0 | 0 | 0 | 0 | 0 | 0 | 0 | 0 | 0 | 0 | 0 | 0 | 0 | 0 | 0 | 0 | 0 | 0 | 0 | 0 | 0 | 0 | 0 | NPgY | GSP | NG FES - Leading the Way | Total installed hydro capacity (MW)
NG FES - Leading the Way | Gen_BB018 | MW | NPgN | FERRB9 | Total installed hydro capacity (MW) | Ferrybridge B (_M) | FERRYBRIDGE B | 0.599 | 0.599 | 0.599 | 0.599 | 0.599 | 0.599 | 0.599 | 0.599 | 0.599 | 0.599 | 0.599 | 0.599 | 0.599 | 0.599 | 0.599 | 0.599 | 0.599 | 0.599 | 0.599 | 0.599 | 0.599 | 0.599 | 0.599 | 0.599 | 0.599 | 0.599 | 0.599 | 0.599 | 0.599 | 0.599 | NPgY | GSP | NG FES - Leading the Way | Total installed hydro capacity (MW)
NG FES - Leading the Way | Gen_BB018 | MW | NPgN | GRIW_1 | Total installed hydro capacity (MW) | Grimsby West | GRIMSBY WEST | 0 | 0 | 0 | 0 | 0 | 0 | 0 | 0 | 0 | 0 | 0 | 0 | 0 | 0 | 0 | 0 | 0 | 0 | 0 | 0 | 0 | 0 | 0 | 0 | 0 | 0 | 0 | 0 | 0 | 0 | NPgY | GSP | NG FES - Leading the Way | Total installed hydro capacity (MW)
NG FES - Leading the Way | Gen_BB018 | MW | NPgN | JORD_3 | Total installed hydro capacity (MW) | Jordanthorpe | JORDANTHORPE | 0 | 0 | 0 | 0 | 0 | 0 | 0 | 0 | 0 | 0 | 0 | 0 | 0 | 0 | 0 | 0 | 0 | 0 | 0 | 0 | 0 | 0 | 0 | 0 | 0 | 0 | 0 | 0 | 0 | 0 | NPgY | GSP | NG FES - Leading the Way | Total installed hydro capacity (MW)
NG FES - Leading the Way | Gen_BB018 | MW | NPgN | KEAD_YEDL | Total installed hydro capacity (MW) | Keadby | KEADBY | 0 | 0 | 0 | 0 | 0 | 0 | 0 | 0 | 0 | 0 | 0 | 0 | 0 | 0 | 0 | 0 | 0 | 0 | 0 | 0 | 0 | 0 | 0 | 0 | 0 | 0 | 0 | 0 | 0 | 0 | NPgY | GSP | NG FES - Leading the Way | Total installed hydro capacity (MW)
NG FES - Leading the Way | Gen_BB018 | MW | NPgN | KIRKB1 | Total installed hydro capacity (MW) | Kirkstall B | KIRKSTALL B | 0 | 0 | 0 | 0 | 0 | 0 | 0 | 0 | 0 | 0 | 0 | 0 | 0 | 0 | 0 | 0 | 0 | 0 | 0 | 0 | 0 | 0 | 0 | 0 | 0 | 0 | 0 | 0 | 0 | 0 | NPgY | GSP | NG FES - Leading the Way | Total installed hydro capacity (MW)
NG FES - Leading the Way | Gen_BB018 | MW | NPgN | NEEP_3 | Total installed hydro capacity (MW) | Neepsend | NEEPSEND | 0 | 0 | 0 | 0 | 0 | 0 | 0 | 0 | 0 | 0 | 0 | 0 | 0 | 0 | 0 | 0 | 0 | 0 | 0 | 0 | 0 | 0 | 0 | 0 | 0 | 0 | 0 | 0 | 0 | 0 | NPgY | GSP | NG FES - Leading the Way | Total installed hydro capacity (MW)
NG FES - Leading the Way | Gen_BB018 | MW | NPgN | NORL_3 | Total installed hydro capacity (MW) | Norton Lees | NORTON LEES | 0 | 0 | 0 | 0 | 0 | 0 | 0 | 0 | 0 | 0 | 0 | 0 | 0 | 0 | 0 | 0 | 0 | 0 | 0 | 0 | 0 | 0 | 0 | 0 | 0 | 0 | 0 | 0 | 0 | 0 | NPgY | GSP | NG FES - Leading the Way | Total installed hydro capacity (MW)
NG FES - Leading the Way | Gen_BB018 | MW | NPgN | PITS_BB_B | Total installed hydro capacity (MW) | Pitsmoor | PITSMOOR 3/4 | 0 | 0 | 0 | 0 | 0 | 0 | 0 | 0 | 0 | 0 | 0 | 0 | 0 | 0 | 0 | 0 | 0 | 0 | 0 | 0 | 0 | 0 | 0 | 0 | 0 | 0 | 0 | 0 | 0 | 0 | NPgY | GSP | NG FES - Leading the Way | Total installed hydro capacity (MW)
NG FES - Leading the Way | Gen_BB018 | MW | NPgN | SALT_1 | Total installed hydro capacity (MW) | Saltend North | SALTEND NORTH | 0 | 0 | 0 | 0 | 0 | 0 | 0 | 0 | 0 | 0 | 0 | 0 | 0 | 0 | 0 | 0 | 0 | 0 | 0 | 0 | 0 | 0 | 0 | 0 | 0 | 0 | 0 | 0 | 0 | 0 | NPgY | GSP | NG FES - Leading the Way | Total installed hydro capacity (MW)
NG FES - Leading the Way | Gen_BB018 | MW | NPgN | SHEC_3 | Total installed hydro capacity (MW) | Sheffield City | SHEFFIELD CITY | 0 | 0 | 0 | 0 | 0 | 0 | 0 | 0 | 0 | 0 | 0 | 0 | 0 | 0 | 0 | 0 | 0 | 0 | 0 | 0 | 0 | 0 | 0 | 0 | 0 | 0 | 0 | 0 | 0 | 0 | NPgY | GSP | NG FES - Leading the Way | Total installed hydro capacity (MW)
NG FES - Leading the Way | Gen_BB018 | MW | NPgN | SKLGB1 | Total installed hydro capacity (MW) | Skelton Grange | SKELTON GRANGE | 0 | 0 | 0 | 0 | 0 | 0 | 0 | 0 | 0 | 0 | 0 | 0 | 0 | 0 | 0 | 0 | 0 | 0 | 0 | 0 | 0 | 0 | 0 | 0 | 0 | 0 | 0 | 0 | 0 | 0 | NPgY | GSP | NG FES - Leading the Way | Total installed hydro capacity (MW)
NG FES - Leading the Way | Gen_BB018 | MW | NPgN | TEMP_3 | Total installed hydro capacity (MW) | Templeborough | TEMPLEBOROUGH 275/33KV | 0 | 0 | 0 | 0 | 0 | 0 | 0 | 0 | 0 | 0 | 0 | 0 | 0 | 0 | 0 | 0 | 0 | 0 | 0 | 0 | 0 | 0 | 0 | 0 | 0 | 0 | 0 | 0 | 0 | 0 | NPgY | GSP | NG FES - Leading the Way | Total installed hydro capacity (MW)
NG FES - Leading the Way | Gen_BB018 | MW | NPgN | THUR_6 | Total installed hydro capacity (MW) | Thurcroft | THURCROFT | 0 | 0 | 0 | 0 | 0 | 0 | 0 | 0 | 0 | 0 | 0 | 0 | 0 | 0 | 0 | 0 | 0 | 0 | 0 | 0 | 0 | 0 | 0 | 0 | 0 | 0 | 0 | 0 | 0 | 0 | NPgY | GSP | NG FES - Leading the Way | Total installed hydro capacity (MW)
NG FES - Leading the Way | Gen_BB018 | MW | NPgN | WMEL_THOM | Total installed hydro capacity (MW) | Thorpe Marsh | WEST MELTON / THORPE MARSH | 0.1 | 0.1 | 0.1 | 0.1 | 0.1 | 0.1 | 0.1 | 0.1 | 0.1 | 0.1 | 0.1 | 0.1 | 0.1 | 0.1 | 0.1 | 0.1 | 0.1 | 0.1 | 0.1 | 0.1 | 0.1 | 0.1 | 0.1 | 0.1 | 0.1 | 0.1 | 0.1 | 0.1 | 0.1 | 0.1 | NPgY | GSP | NG FES - Leading the Way | Total installed hydro capacity (MW)
NG FES - Leading the Way | Gen_BB018 | MW | NPgN | WMEL_BB3 | Total installed hydro capacity (MW) | West Melton | WEST MELTON SECTION 3 | 1.025 | 1.025 | 1.025 | 1.025 | 1.025 | 1.025 | 1.025 | 1.025 | 1.025 | 1.025 | 1.025 | 1.025 | 1.025 | 1.025 | 1.025 | 1.025 | 1.025 | 1.025 | 1.025 | 1.025 | 1.025 | 1.025 | 1.025 | 1.025 | 1.025 | 1.025 | 1.025 | 1.025 | 1.025 | 1.025 | NPgY | GSP | NG FES - Leading the Way | Total installed hydro capacity (MW)
NG FES - Leading the Way | Gen_BB018 | MW | NPgN | WIBA_3 | Total installed hydro capacity (MW) | Wincobank | WINCOBANK | 0 | 0 | 0 | 0 | 0 | 0 | 0 | 0 | 0 | 0 | 0 | 0 | 0 | 0 | 0 | 0 | 0 | 0 | 0 | 0 | 0 | 0 | 0 | 0 | 0 | 0 | 0 | 0 | 0 | 0 | NPgY | GSP | NG FES - Leading the Way | Total installed hydro capacity (MW)
NPg Planning Scenario | Gen_BB018 | MW | NPgN | BLYTB1 | Total installed hydro capacity (MW) | Blyth 66kV | BLYTH 66kV | 0 | 0 | 0 | 0 | 0 | 0 | 0 | 0 | 0 | 0 | 0 | 0 | 0 | 0 | 0 | 0 | 0.002 | 0.004 | 0.006 | 0.009 | 0.011 | 0.014 | 0.016 | 0.018 | 0.021 | 0.023 | 0.026 | 0.028 | 0.031 | 0.033 | NPgN | GSP | NPg Planning Scenario | Total installed hydro capacity (MW)
NPg Planning Scenario | Gen_BB018 | MW | NPgN | BLYTH132 | Total installed hydro capacity (MW) | Blyth 132kV | BLYTH 132kV | 0 | 0 | 0 | 0 | 0 | 0 | 0 | 0 | 0 | 0 | 0 | 0 | 0 | 0 | 0 | 0 | 0.003 | 0.007 | 0.011 | 0.016 | 0.02 | 0.024 | 0.028 | 0.032 | 0.037 | 0.041 | 0.045 | 0.05 | 0.054 | 0.058 | NPgN | GSP | NPg Planning Scenario | Total installed hydro capacity (MW)
NPg Planning Scenario | Gen_BB018 | MW | NPgN | FOUR_1 | Total installed hydro capacity (MW) | Fourstones | FOURSTONES | 0 | 0 | 0 | 0 | 0 | 0 | 0 | 0 | 0 | 0 | 0 | 0 | 0 | 0 | 0 | 0 | 0 | 0 | 0.001 | 0.001 | 0.001 | 0.001 | 0.001 | 0.002 | 0.002 | 0.002 | 0.002 | 0.003 | 0.003 | 0.003 | NPgN | GSP | NPg Planning Scenario | Total installed hydro capacity (MW)
NPg Planning Scenario | Gen_BB018 | MW | NPgN | HARM_6 | Total installed hydro capacity (MW) | Hart Moor | HARTMOOR | 0 | 0 | 0 | 0 | 0 | 0 | 0 | 0 | 0 | 0 | 0 | 0 | 0 | 0 | 0 | 0 | 0.001 | 0.002 | 0.003 | 0.004 | 0.006 | 0.007 | 0.008 | 0.009 | 0.01 | 0.011 | 0.013 | 0.014 | 0.015 | 0.016 | NPgN | GSP | NPg Planning Scenario | Total installed hydro capacity (MW)
NPg Planning Scenario | Gen_BB018 | MW | NPgN | HAWP_6 | Total installed hydro capacity (MW) | Hawthorn Pit | HAWTHORN PIT GRID | 0 | 0 | 0 | 0 | 0 | 0 | 0 | 0 | 0 | 0 | 0 | 0 | 0 | 0 | 0 | 0 | 0.001 | 0.002 | 0.003 | 0.005 | 0.006 | 0.007 | 0.008 | 0.009 | 0.011 | 0.012 | 0.013 | 0.014 | 0.016 | 0.017 | NPgN | GSP | NPg Planning Scenario | Total installed hydro capacity (MW)
NPg Planning Scenario | Gen_BB018 | MW | NPgN | KNARE_111 | Total installed hydro capacity (MW) | Knaresborough | KNARESBOROUGH | 0.253 | 0.253 | 0.253 | 0.253 | 0.253 | 0.253 | 0.253 | 0.253 | 0.253 | 0.253 | 0.253 | 0.253 | 0.253 | 0.253 | 0.253 | 0.253 | 0.256 | 0.261 | 0.266 | 0.271 | 0.276 | 0.281 | 0.285 | 0.29 | 0.295 | 0.3 | 0.305 | 0.31 | 0.315 | 0.321 | NPgN | GSP | NPg Planning Scenario | Total installed hydro capacity (MW)
NPg Planning Scenario | Gen_BB018 | MW | NPgN | LACK_6 | Total installed hydro capacity (MW) | Lackenby | LACKENBY | 0 | 0 | 0 | 0 | 0 | 0 | 0 | 0 | 0 | 0 | 0 | 0 | 0 | 0 | 0 | 0 | 0.001 | 0.002 | 0.003 | 0.005 | 0.006 | 0.007 | 0.009 | 0.01 | 0.011 | 0.012 | 0.014 | 0.015 | 0.016 | 0.018 | NPgN | GSP | NPg Planning Scenario | Total installed hydro capacity (MW)
NPg Planning Scenario | Gen_BB018 | MW | NPgN | NORT_1 | Total installed hydro capacity (MW) | Norton | NORTON | 0.859 | 0.859 | 0.859 | 0.859 | 0.859 | 0.859 | 0.859 | 0.859 | 0.859 | 0.859 | 0.859 | 0.859 | 0.859 | 0.859 | 0.859 | 0.859 | 0.866 | 0.876 | 0.886 | 0.896 | 0.906 | 0.916 | 0.926 | 0.936 | 0.947 | 0.957 | 0.967 | 0.978 | 0.988 | 0.999 | NPgN | GSP | NPg Planning Scenario | Total installed hydro capacity (MW)
NPg Planning Scenario | Gen_BB018 | MW | NPgN | OFFE_3 | Total installed hydro capacity (MW) | Offerton | OFFERTON | 0 | 0 | 0 | 0 | 0 | 0 | 0 | 0 | 0 | 0 | 0 | 0 | 0 | 0 | 0 | 0 | 0 | 0 | 0 | 0 | 0 | 0 | 0.001 | 0.001 | 0.001 | 0.001 | 0.001 | 0.001 | 0.001 | 0.001 | NPgN | GSP | NPg Planning Scenario | Total installed hydro capacity (MW)
NPg Planning Scenario | Gen_BB018 | MW | NPgN | OSBA_1 | Total installed hydro capacity (MW) | Osbaldwick | OSBALDWICK | 0.1 | 0.1 | 0.1 | 0.1 | 0.1 | 0.1 | 0.1 | 0.1 | 0.1 | 0.1 | 0.1 | 0.1 | 0.1 | 0.1 | 0.1 | 0.1 | 0.109 | 0.121 | 0.132 | 0.144 | 0.156 | 0.168 | 0.18 | 0.192 | 0.204 | 0.216 | 0.229 | 0.241 | 0.253 | 0.266 | NPgN | GSP | NPg Planning Scenario | Total installed hydro capacity (MW)
NPg Planning Scenario | Gen_BB018 | MW | NPgN | POPP_3 | Total installed hydro capacity (MW) | Poppleton | POPPLETON | 0.19 | 0.19 | 0.19 | 0.19 | 0.19 | 0.19 | 0.19 | 0.19 | 0.19 | 0.19 | 0.19 | 0.19 | 0.19 | 0.19 | 0.19 | 0.19 | 0.19 | 0.191 | 0.191 | 0.191 | 0.192 | 0.192 | 0.192 | 0.193 | 0.193 | 0.194 | 0.194 | 0.194 | 0.195 | 0.195 | NPgN | GSP | NPg Planning Scenario | Total installed hydro capacity (MW)
NPg Planning Scenario | Gen_BB018 | MW | NPgN | SALH_1 | Total installed hydro capacity (MW) | Saltholme | SALTHOLME | 0 | 0 | 0 | 0 | 0 | 0 | 0 | 0 | 0 | 0 | 0 | 0 | 0 | 0 | 0 | 0 | 0 | 0 | 0 | 0 | 0 | 0.001 | 0.001 | 0.001 | 0.001 | 0.001 | 0.001 | 0.001 | 0.001 | 0.001 | NPgN | GSP | NPg Planning Scenario | Total installed hydro capacity (MW)
NPg Planning Scenario | Gen_BB018 | MW | NPgN | SSHI_3 | Total installed hydro capacity (MW) | South Shields | SOUTH SHIELDS | 0 | 0 | 0 | 0 | 0 | 0 | 0 | 0 | 0 | 0 | 0 | 0 | 0 | 0 | 0 | 0 | 0 | 0 | 0 | 0 | 0 | 0 | 0 | 0 | 0 | 0 | 0 | 0 | 0 | 0 | NPgN | GSP | NPg Planning Scenario | Total installed hydro capacity (MW)
NPg Planning Scenario | Gen_BB018 | MW | NPgN | KIELD01 and SPAD20 | Total installed hydro capacity (MW) | 0 | SPADEADAM | 6 | 6 | 6 | 6 | 6 | 6 | 6 | 6 | 6 | 6 | 6 | 6 | 6 | 6 | 6 | 6 | 6 | 6 | 6.001 | 6.001 | 6.001 | 6.001 | 6.001 | 6.002 | 6.002 | 6.002 | 6.002 | 6.002 | 6.002 | 6.003 | NPgN | GSP | NPg Planning Scenario | Total installed hydro capacity (MW)
NPg Planning Scenario | Gen_BB018 | MW | NPgN | SPEN_1 | Total installed hydro capacity (MW) | Spennymoor | SPENNYMOOR | 0.171 | 0.171 | 0.171 | 0.171 | 0.171 | 0.171 | 0.171 | 0.171 | 0.171 | 0.171 | 0.171 | 0.171 | 0.171 | 0.171 | 0.171 | 0.171 | 0.177 | 0.185 | 0.193 | 0.201 | 0.209 | 0.217 | 0.225 | 0.233 | 0.241 | 0.249 | 0.257 | 0.265 | 0.274 | 0.282 | NPgN | GSP | NPg Planning Scenario | Total installed hydro capacity (MW)
NPg Planning Scenario | Gen_BB018 | MW | NPgN | STEN_1 | Total installed hydro capacity (MW) | Stella North | STELLA NORTH | 0 | 0 | 0 | 0 | 0 | 0 | 0 | 0 | 0 | 0 | 0 | 0 | 0 | 0 | 0 | 0 | 0 | 0.001 | 0.002 | 0.002 | 0.003 | 0.003 | 0.004 | 0.004 | 0.005 | 0.005 | 0.006 | 0.007 | 0.007 | 0.008 | NPgN | GSP | NPg Planning Scenario | Total installed hydro capacity (MW)
NPg Planning Scenario | Gen_BB018 | MW | NPgN | STES_1 | Total installed hydro capacity (MW) | Stella South | STELLA SOUTH | 0.048 | 0.048 | 0.048 | 0.048 | 0.048 | 0.048 | 0.048 | 0.048 | 0.048 | 0.048 | 0.048 | 0.048 | 0.048 | 0.048 | 0.048 | 0.048 | 0.051 | 0.055 | 0.059 | 0.063 | 0.067 | 0.071 | 0.075 | 0.079 | 0.083 | 0.087 | 0.091 | 0.095 | 0.099 | 0.103 | NPgN | GSP | NPg Planning Scenario | Total installed hydro capacity (MW)
NPg Planning Scenario | Gen_BB018 | MW | NPgN | TYNE_1 | Total installed hydro capacity (MW) | Tynemouth 1 | TYNEMOUTH | 0 | 0 | 0 | 0 | 0 | 0 | 0 | 0 | 0 | 0 | 0 | 0 | 0 | 0 | 0 | 0 | 0 | 0 | 0 | 0.001 | 0.001 | 0.001 | 0.001 | 0.001 | 0.001 | 0.001 | 0.002 | 0.002 | 0.002 | 0.002 | NPgN | GSP | NPg Planning Scenario | Total installed hydro capacity (MW)
NPg Planning Scenario | Gen_BB018 | MW | NPgN | WBOL_6 | Total installed hydro capacity (MW) | West Boldon | WEST BOLDON | 0 | 0 | 0 | 0 | 0 | 0 | 0 | 0 | 0 | 0 | 0 | 0 | 0 | 0 | 0 | 0 | 0 | 0.001 | 0.001 | 0.002 | 0.002 | 0.003 | 0.003 | 0.004 | 0.004 | 0.005 | 0.005 | 0.006 | 0.006 | 0.006 | NPgN | GSP | NPg Planning Scenario | Total installed hydro capacity (MW)
NPg Planning Scenario | Gen_BB018 | MW | NPgN | BRAW_1 | Total installed hydro capacity (MW) | Bradford West | BRADFORD WEST | 1.176 | 1.176 | 1.176 | 1.176 | 1.176 | 1.176 | 1.176 | 1.176 | 1.176 | 1.176 | 1.176 | 1.176 | 1.176 | 1.176 | 1.176 | 1.176 | 1.176 | 1.176 | 1.176 | 1.176 | 1.176 | 1.176 | 1.176 | 1.176 | 1.176 | 1.176 | 1.176 | 1.176 | 1.176 | 1.176 | NPgY | GSP | NPg Planning Scenario | Total installed hydro capacity (MW)
NPg Planning Scenario | Gen_BB018 | MW | NPgN | CAMB_01 | Total installed hydro capacity (MW) | Camblesforth | CAMBLESFORTH | 0 | 0 | 0 | 0 | 0 | 0 | 0 | 0 | 0 | 0 | 0 | 0 | 0 | 0 | 0 | 0 | 0 | 0 | 0 | 0 | 0 | 0 | 0 | 0 | 0 | 0 | 0 | 0 | 0 | 0 | NPgY | GSP | NPg Planning Scenario | Total installed hydro capacity (MW)
NPg Planning Scenario | Gen_BB018 | MW | NPgN | CREB_1 | Total installed hydro capacity (MW) | Creyke Beck | CREYKE BECK | 0 | 0 | 0 | 0 | 0 | 0 | 0 | 0 | 0 | 0 | 0 | 0 | 0 | 0 | 0 | 0 | 0 | 0 | 0 | 0 | 0 | 0 | 0 | 0 | 0 | 0 | 0 | 0 | 0 | 0 | NPgY | GSP | NPg Planning Scenario | Total installed hydro capacity (MW)
NPg Planning Scenario | Gen_BB018 | MW | NPgN | DRAX_YEDL | Total installed hydro capacity (MW) | Drax | DRAX | 0 | 0 | 0 | 0 | 0 | 0 | 0 | 0 | 0 | 0 | 0 | 0 | 0 | 0 | 0 | 0 | 0 | 0 | 0 | 0 | 0 | 0 | 0 | 0 | 0 | 0 | 0 | 0 | 0 | 0 | NPgY | GSP | NPg Planning Scenario | Total installed hydro capacity (MW)
NPg Planning Scenario | Gen_BB018 | MW | NPgN | ELLA_1 | Total installed hydro capacity (MW) | Elland | ELLAND | 2 | 2 | 2 | 2 | 2 | 2 | 2 | 2 | 2 | 2 | 2 | 2 | 2 | 2 | 2 | 2 | 2 | 2 | 2 | 2 | 2 | 2 | 2 | 2 | 2 | 2 | 2 | 2 | 2 | 2 | NPgY | GSP | NPg Planning Scenario | Total installed hydro capacity (MW)
NPg Planning Scenario | Gen_BB018 | MW | NPgN | FERRA2 | Total installed hydro capacity (MW) | Ferrybridge A | FERRYBRIDGE A | 0 | 0 | 0 | 0 | 0 | 0 | 0 | 0 | 0 | 0 | 0 | 0 | 0 | 0 | 0 | 0 | 0 | 0 | 0 | 0 | 0 | 0 | 0 | 0 | 0 | 0 | 0 | 0 | 0 | 0 | NPgY | GSP | NPg Planning Scenario | Total installed hydro capacity (MW)
NPg Planning Scenario | Gen_BB018 | MW | NPgN | FERRB9 | Total installed hydro capacity (MW) | Ferrybridge B (_M) | FERRYBRIDGE B | 0.599 | 0.599 | 0.599 | 0.599 | 0.599 | 0.599 | 0.599 | 0.599 | 0.599 | 0.599 | 0.599 | 0.599 | 0.599 | 0.599 | 0.599 | 0.599 | 0.599 | 0.599 | 0.599 | 0.599 | 0.599 | 0.599 | 0.599 | 0.599 | 0.599 | 0.599 | 0.599 | 0.599 | 0.599 | 0.599 | NPgY | GSP | NPg Planning Scenario | Total installed hydro capacity (MW)
NPg Planning Scenario | Gen_BB018 | MW | NPgN | GRIW_1 | Total installed hydro capacity (MW) | Grimsby West | GRIMSBY WEST | 0 | 0 | 0 | 0 | 0 | 0 | 0 | 0 | 0 | 0 | 0 | 0 | 0 | 0 | 0 | 0 | 0 | 0 | 0 | 0 | 0 | 0 | 0 | 0 | 0 | 0 | 0 | 0 | 0 | 0 | NPgY | GSP | NPg Planning Scenario | Total installed hydro capacity (MW)
NPg Planning Scenario | Gen_BB018 | MW | NPgN | JORD_3 | Total installed hydro capacity (MW) | Jordanthorpe | JORDANTHORPE | 0 | 0 | 0 | 0 | 0 | 0 | 0 | 0 | 0 | 0 | 0 | 0 | 0 | 0 | 0 | 0 | 0 | 0 | 0 | 0 | 0 | 0 | 0 | 0 | 0 | 0 | 0 | 0 | 0 | 0 | NPgY | GSP | NPg Planning Scenario | Total installed hydro capacity (MW)
NPg Planning Scenario | Gen_BB018 | MW | NPgN | KEAD_YEDL | Total installed hydro capacity (MW) | Keadby | KEADBY | 0 | 0 | 0 | 0 | 0 | 0 | 0 | 0 | 0 | 0 | 0 | 0 | 0 | 0 | 0 | 0 | 0 | 0 | 0 | 0 | 0 | 0 | 0 | 0 | 0 | 0 | 0 | 0 | 0 | 0 | NPgY | GSP | NPg Planning Scenario | Total installed hydro capacity (MW)
NPg Planning Scenario | Gen_BB018 | MW | NPgN | KIRKB1 | Total installed hydro capacity (MW) | Kirkstall B | KIRKSTALL B | 0 | 0 | 0 | 0 | 0 | 0 | 0 | 0 | 0 | 0 | 0 | 0 | 0 | 0 | 0 | 0 | 0 | 0 | 0 | 0 | 0 | 0 | 0 | 0 | 0 | 0 | 0 | 0 | 0 | 0 | NPgY | GSP | NPg Planning Scenario | Total installed hydro capacity (MW)
NPg Planning Scenario | Gen_BB018 | MW | NPgN | NEEP_3 | Total installed hydro capacity (MW) | Neepsend | NEEPSEND | 0 | 0 | 0 | 0 | 0 | 0 | 0 | 0 | 0 | 0 | 0 | 0 | 0 | 0 | 0 | 0 | 0 | 0 | 0 | 0 | 0 | 0 | 0 | 0 | 0 | 0 | 0 | 0 | 0 | 0 | NPgY | GSP | NPg Planning Scenario | Total installed hydro capacity (MW)
NPg Planning Scenario | Gen_BB018 | MW | NPgN | NORL_3 | Total installed hydro capacity (MW) | Norton Lees | NORTON LEES | 0 | 0 | 0 | 0 | 0 | 0 | 0 | 0 | 0 | 0 | 0 | 0 | 0 | 0 | 0 | 0 | 0 | 0 | 0 | 0 | 0 | 0 | 0 | 0 | 0 | 0 | 0 | 0 | 0 | 0 | NPgY | GSP | NPg Planning Scenario | Total installed hydro capacity (MW)
NPg Planning Scenario | Gen_BB018 | MW | NPgN | PITS_BB_B | Total installed hydro capacity (MW) | Pitsmoor | PITSMOOR 3/4 | 0 | 0 | 0 | 0 | 0 | 0 | 0 | 0 | 0 | 0 | 0 | 0 | 0 | 0 | 0 | 0 | 0 | 0 | 0 | 0 | 0 | 0 | 0 | 0 | 0 | 0 | 0 | 0 | 0 | 0 | NPgY | GSP | NPg Planning Scenario | Total installed hydro capacity (MW)
NPg Planning Scenario | Gen_BB018 | MW | NPgN | SALT_1 | Total installed hydro capacity (MW) | Saltend North | SALTEND NORTH | 0 | 0 | 0 | 0 | 0 | 0 | 0 | 0 | 0 | 0 | 0 | 0 | 0 | 0 | 0 | 0 | 0 | 0 | 0 | 0 | 0 | 0 | 0 | 0 | 0 | 0 | 0 | 0 | 0 | 0 | NPgY | GSP | NPg Planning Scenario | Total installed hydro capacity (MW)
NPg Planning Scenario | Gen_BB018 | MW | NPgN | SHEC_3 | Total installed hydro capacity (MW) | Sheffield City | SHEFFIELD CITY | 0 | 0 | 0 | 0 | 0 | 0 | 0 | 0 | 0 | 0 | 0 | 0 | 0 | 0 | 0 | 0 | 0 | 0 | 0 | 0 | 0 | 0 | 0 | 0 | 0 | 0 | 0 | 0 | 0 | 0 | NPgY | GSP | NPg Planning Scenario | Total installed hydro capacity (MW)
NPg Planning Scenario | Gen_BB018 | MW | NPgN | SKLGB1 | Total installed hydro capacity (MW) | Skelton Grange | SKELTON GRANGE | 0 | 0 | 0 | 0 | 0 | 0 | 0 | 0 | 0 | 0 | 0 | 0 | 0 | 0 | 0 | 0 | 0 | 0 | 0 | 0 | 0 | 0 | 0 | 0 | 0 | 0 | 0 | 0 | 0 | 0 | NPgY | GSP | NPg Planning Scenario | Total installed hydro capacity (MW)
NPg Planning Scenario | Gen_BB018 | MW | NPgN | TEMP_3 | Total installed hydro capacity (MW) | Templeborough | TEMPLEBOROUGH 275/33KV | 0 | 0 | 0 | 0 | 0 | 0 | 0 | 0 | 0 | 0 | 0 | 0 | 0 | 0 | 0 | 0 | 0 | 0 | 0 | 0 | 0 | 0 | 0 | 0 | 0 | 0 | 0 | 0 | 0 | 0 | NPgY | GSP | NPg Planning Scenario | Total installed hydro capacity (MW)
NPg Planning Scenario | Gen_BB018 | MW | NPgN | THUR_6 | Total installed hydro capacity (MW) | Thurcroft | THURCROFT | 0 | 0 | 0 | 0 | 0 | 0 | 0 | 0 | 0 | 0 | 0 | 0 | 0 | 0 | 0 | 0 | 0 | 0 | 0 | 0 | 0 | 0 | 0 | 0 | 0 | 0 | 0 | 0 | 0 | 0 | NPgY | GSP | NPg Planning Scenario | Total installed hydro capacity (MW)
NPg Planning Scenario | Gen_BB018 | MW | NPgN | WMEL_THOM | Total installed hydro capacity (MW) | Thorpe Marsh | WEST MELTON / THORPE MARSH | 0.1 | 0.1 | 0.1 | 0.1 | 0.1 | 0.1 | 0.1 | 0.1 | 0.1 | 0.1 | 0.1 | 0.1 | 0.1 | 0.1 | 0.1 | 0.1 | 0.1 | 0.1 | 0.1 | 0.1 | 0.1 | 0.1 | 0.1 | 0.1 | 0.1 | 0.1 | 0.1 | 0.1 | 0.1 | 0.1 | NPgY | GSP | NPg Planning Scenario | Total installed hydro capacity (MW)
NPg Planning Scenario | Gen_BB018 | MW | NPgN | WMEL_BB3 | Total installed hydro capacity (MW) | West Melton | WEST MELTON SECTION 3 | 1.025 | 1.025 | 1.025 | 1.025 | 1.025 | 1.025 | 1.025 | 1.025 | 1.025 | 1.025 | 1.025 | 1.025 | 1.025 | 1.025 | 1.025 | 1.025 | 1.025 | 1.025 | 1.025 | 1.025 | 1.025 | 1.025 | 1.025 | 1.025 | 1.025 | 1.025 | 1.025 | 1.025 | 1.025 | 1.025 | NPgY | GSP | NPg Planning Scenario | Total installed hydro capacity (MW)
NPg Planning Scenario | Gen_BB018 | MW | NPgN | WIBA_3 | Total installed hydro capacity (MW) | Wincobank | WINCOBANK | 0 | 0 | 0 | 0 | 0 | 0 | 0 | 0 | 0 | 0 | 0 | 0 | 0 | 0 | 0 | 0 | 0 | 0 | 0 | 0 | 0 | 0 | 0 | 0 | 0 | 0 | 0 | 0 | 0 | 0 | NPgY | GSP | NPg Planning Scenario | Total installed hydro capacity (MW)
NG FES - System Transformation | Gen_BB018 | MW | NPgN | BLYTB1 | Total installed hydro capacity (MW) | Blyth 66kV | BLYTH 66kV | 0 | 0 | 0 | 0 | 0 | 0 | 0 | 0 | 0 | 0 | 0 | 0 | 0 | 0 | 0 | 0 | 0.002 | 0.004 | 0.006 | 0.009 | 0.011 | 0.014 | 0.016 | 0.018 | 0.021 | 0.023 | 0.026 | 0.028 | 0.031 | 0.033 | NPgN | GSP | NG FES - System Transformation | Total installed hydro capacity (MW)
NG FES - System Transformation | Gen_BB018 | MW | NPgN | BLYTH132 | Total installed hydro capacity (MW) | Blyth 132kV | BLYTH 132kV | 0 | 0 | 0 | 0 | 0 | 0 | 0 | 0 | 0 | 0 | 0 | 0 | 0 | 0 | 0 | 0 | 0.003 | 0.007 | 0.011 | 0.016 | 0.02 | 0.024 | 0.028 | 0.032 | 0.037 | 0.041 | 0.045 | 0.05 | 0.054 | 0.058 | NPgN | GSP | NG FES - System Transformation | Total installed hydro capacity (MW)
NG FES - System Transformation | Gen_BB018 | MW | NPgN | FOUR_1 | Total installed hydro capacity (MW) | Fourstones | FOURSTONES | 0 | 0 | 0 | 0 | 0 | 0 | 0 | 0 | 0 | 0 | 0 | 0 | 0 | 0 | 0 | 0 | 0 | 0 | 0.001 | 0.001 | 0.001 | 0.001 | 0.001 | 0.002 | 0.002 | 0.002 | 0.002 | 0.003 | 0.003 | 0.003 | NPgN | GSP | NG FES - System Transformation | Total installed hydro capacity (MW)
NG FES - System Transformation | Gen_BB018 | MW | NPgN | HARM_6 | Total installed hydro capacity (MW) | Hart Moor | HARTMOOR | 0 | 0 | 0 | 0 | 0 | 0 | 0 | 0 | 0 | 0 | 0 | 0 | 0 | 0 | 0 | 0 | 0.001 | 0.002 | 0.003 | 0.004 | 0.006 | 0.007 | 0.008 | 0.009 | 0.01 | 0.011 | 0.013 | 0.014 | 0.015 | 0.016 | NPgN | GSP | NG FES - System Transformation | Total installed hydro capacity (MW)
NG FES - System Transformation | Gen_BB018 | MW | NPgN | HAWP_6 | Total installed hydro capacity (MW) | Hawthorn Pit | HAWTHORN PIT GRID | 0 | 0 | 0 | 0 | 0 | 0 | 0 | 0 | 0 | 0 | 0 | 0 | 0 | 0 | 0 | 0 | 0.001 | 0.002 | 0.003 | 0.005 | 0.006 | 0.007 | 0.008 | 0.009 | 0.011 | 0.012 | 0.013 | 0.014 | 0.016 | 0.017 | NPgN | GSP | NG FES - System Transformation | Total installed hydro capacity (MW)
NG FES - System Transformation | Gen_BB018 | MW | NPgN | KNARE_111 | Total installed hydro capacity (MW) | Knaresborough | KNARESBOROUGH | 0.253 | 0.253 | 0.253 | 0.253 | 0.253 | 0.253 | 0.253 | 0.253 | 0.253 | 0.253 | 0.253 | 0.253 | 0.253 | 0.253 | 0.253 | 0.253 | 0.256 | 0.261 | 0.266 | 0.271 | 0.276 | 0.281 | 0.285 | 0.29 | 0.295 | 0.3 | 0.305 | 0.31 | 0.315 | 0.321 | NPgN | GSP | NG FES - System Transformation | Total installed hydro capacity (MW)
NG FES - System Transformation | Gen_BB018 | MW | NPgN | LACK_6 | Total installed hydro capacity (MW) | Lackenby | LACKENBY | 0 | 0 | 0 | 0 | 0 | 0 | 0 | 0 | 0 | 0 | 0 | 0 | 0 | 0 | 0 | 0 | 0.001 | 0.002 | 0.003 | 0.005 | 0.006 | 0.007 | 0.009 | 0.01 | 0.011 | 0.012 | 0.014 | 0.015 | 0.016 | 0.018 | NPgN | GSP | NG FES - System Transformation | Total installed hydro capacity (MW)
NG FES - System Transformation | Gen_BB018 | MW | NPgN | NORT_1 | Total installed hydro capacity (MW) | Norton | NORTON | 0.859 | 0.859 | 0.859 | 0.859 | 0.859 | 0.859 | 0.859 | 0.859 | 0.859 | 0.859 | 0.859 | 0.859 | 0.859 | 0.859 | 0.859 | 0.859 | 0.866 | 0.876 | 0.886 | 0.896 | 0.906 | 0.916 | 0.926 | 0.936 | 0.947 | 0.957 | 0.967 | 0.978 | 0.988 | 0.999 | NPgN | GSP | NG FES - System Transformation | Total installed hydro capacity (MW)
NG FES - System Transformation | Gen_BB018 | MW | NPgN | OFFE_3 | Total installed hydro capacity (MW) | Offerton | OFFERTON | 0 | 0 | 0 | 0 | 0 | 0 | 0 | 0 | 0 | 0 | 0 | 0 | 0 | 0 | 0 | 0 | 0 | 0 | 0 | 0 | 0 | 0 | 0.001 | 0.001 | 0.001 | 0.001 | 0.001 | 0.001 | 0.001 | 0.001 | NPgN | GSP | NG FES - System Transformation | Total installed hydro capacity (MW)
NG FES - System Transformation | Gen_BB018 | MW | NPgN | OSBA_1 | Total installed hydro capacity (MW) | Osbaldwick | OSBALDWICK | 0.1 | 0.1 | 0.1 | 0.1 | 0.1 | 0.1 | 0.1 | 0.1 | 0.1 | 0.1 | 0.1 | 0.1 | 0.1 | 0.1 | 0.1 | 0.1 | 0.109 | 0.121 | 0.132 | 0.144 | 0.156 | 0.168 | 0.18 | 0.192 | 0.204 | 0.216 | 0.229 | 0.241 | 0.253 | 0.266 | NPgN | GSP | NG FES - System Transformation | Total installed hydro capacity (MW)
NG FES - System Transformation | Gen_BB018 | MW | NPgN | POPP_3 | Total installed hydro capacity (MW) | Poppleton | POPPLETON | 0.19 | 0.19 | 0.19 | 0.19 | 0.19 | 0.19 | 0.19 | 0.19 | 0.19 | 0.19 | 0.19 | 0.19 | 0.19 | 0.19 | 0.19 | 0.19 | 0.19 | 0.191 | 0.191 | 0.191 | 0.192 | 0.192 | 0.192 | 0.193 | 0.193 | 0.194 | 0.194 | 0.194 | 0.195 | 0.195 | NPgN | GSP | NG FES - System Transformation | Total installed hydro capacity (MW)
NG FES - System Transformation | Gen_BB018 | MW | NPgN | SALH_1 | Total installed hydro capacity (MW) | Saltholme | SALTHOLME | 0 | 0 | 0 | 0 | 0 | 0 | 0 | 0 | 0 | 0 | 0 | 0 | 0 | 0 | 0 | 0 | 0 | 0 | 0 | 0 | 0 | 0.001 | 0.001 | 0.001 | 0.001 | 0.001 | 0.001 | 0.001 | 0.001 | 0.001 | NPgN | GSP | NG FES - System Transformation | Total installed hydro capacity (MW)
NG FES - System Transformation | Gen_BB018 | MW | NPgN | SSHI_3 | Total installed hydro capacity (MW) | South Shields | SOUTH SHIELDS | 0 | 0 | 0 | 0 | 0 | 0 | 0 | 0 | 0 | 0 | 0 | 0 | 0 | 0 | 0 | 0 | 0 | 0 | 0 | 0 | 0 | 0 | 0 | 0 | 0 | 0 | 0 | 0 | 0 | 0 | NPgN | GSP | NG FES - System Transformation | Total installed hydro capacity (MW)
NG FES - System Transformation | Gen_BB018 | MW | NPgN | KIELD01 and SPAD20 | Total installed hydro capacity (MW) | 0 | SPADEADAM | 6 | 6 | 6 | 6 | 6 | 6 | 6 | 6 | 6 | 6 | 6 | 6 | 6 | 6 | 6 | 6 | 6 | 6 | 6.001 | 6.001 | 6.001 | 6.001 | 6.001 | 6.002 | 6.002 | 6.002 | 6.002 | 6.002 | 6.002 | 6.003 | NPgN | GSP | NG FES - System Transformation | Total installed hydro capacity (MW)
NG FES - System Transformation | Gen_BB018 | MW | NPgN | SPEN_1 | Total installed hydro capacity (MW) | Spennymoor | SPENNYMOOR | 0.171 | 0.171 | 0.171 | 0.171 | 0.171 | 0.171 | 0.171 | 0.171 | 0.171 | 0.171 | 0.171 | 0.171 | 0.171 | 0.171 | 0.171 | 0.171 | 0.177 | 0.185 | 0.193 | 0.201 | 0.209 | 0.217 | 0.225 | 0.233 | 0.241 | 0.249 | 0.257 | 0.265 | 0.274 | 0.282 | NPgN | GSP | NG FES - System Transformation | Total installed hydro capacity (MW)
NG FES - System Transformation | Gen_BB018 | MW | NPgN | STEN_1 | Total installed hydro capacity (MW) | Stella North | STELLA NORTH | 0 | 0 | 0 | 0 | 0 | 0 | 0 | 0 | 0 | 0 | 0 | 0 | 0 | 0 | 0 | 0 | 0 | 0.001 | 0.002 | 0.002 | 0.003 | 0.003 | 0.004 | 0.004 | 0.005 | 0.005 | 0.006 | 0.007 | 0.007 | 0.008 | NPgN | GSP | NG FES - System Transformation | Total installed hydro capacity (MW)
NG FES - System Transformation | Gen_BB018 | MW | NPgN | STES_1 | Total installed hydro capacity (MW) | Stella South | STELLA SOUTH | 0.048 | 0.048 | 0.048 | 0.048 | 0.048 | 0.048 | 0.048 | 0.048 | 0.048 | 0.048 | 0.048 | 0.048 | 0.048 | 0.048 | 0.048 | 0.048 | 0.051 | 0.055 | 0.059 | 0.063 | 0.067 | 0.071 | 0.075 | 0.079 | 0.083 | 0.087 | 0.091 | 0.095 | 0.099 | 0.103 | NPgN | GSP | NG FES - System Transformation | Total installed hydro capacity (MW)
NG FES - System Transformation | Gen_BB018 | MW | NPgN | TYNE_1 | Total installed hydro capacity (MW) | Tynemouth 1 | TYNEMOUTH | 0 | 0 | 0 | 0 | 0 | 0 | 0 | 0 | 0 | 0 | 0 | 0 | 0 | 0 | 0 | 0 | 0 | 0 | 0 | 0.001 | 0.001 | 0.001 | 0.001 | 0.001 | 0.001 | 0.001 | 0.002 | 0.002 | 0.002 | 0.002 | NPgN | GSP | NG FES - System Transformation | Total installed hydro capacity (MW)
NG FES - System Transformation | Gen_BB018 | MW | NPgN | WBOL_6 | Total installed hydro capacity (MW) | West Boldon | WEST BOLDON | 0 | 0 | 0 | 0 | 0 | 0 | 0 | 0 | 0 | 0 | 0 | 0 | 0 | 0 | 0 | 0 | 0 | 0.001 | 0.001 | 0.002 | 0.002 | 0.003 | 0.003 | 0.004 | 0.004 | 0.005 | 0.005 | 0.006 | 0.006 | 0.006 | NPgN | GSP | NG FES - System Transformation | Total installed hydro capacity (MW)
NG FES - System Transformation | Gen_BB018 | MW | NPgN | BRAW_1 | Total installed hydro capacity (MW) | Bradford West | BRADFORD WEST | 1.176 | 1.176 | 1.176 | 1.176 | 1.176 | 1.176 | 1.176 | 1.176 | 1.176 | 1.176 | 1.176 | 1.176 | 1.176 | 1.176 | 1.176 | 1.176 | 1.176 | 1.176 | 1.176 | 1.176 | 1.176 | 1.176 | 1.176 | 1.176 | 1.176 | 1.176 | 1.176 | 1.176 | 1.176 | 1.176 | NPgY | GSP | NG FES - System Transformation | Total installed hydro capacity (MW)
NG FES - System Transformation | Gen_BB018 | MW | NPgN | CAMB_01 | Total installed hydro capacity (MW) | Camblesforth | CAMBLESFORTH | 0 | 0 | 0 | 0 | 0 | 0 | 0 | 0 | 0 | 0 | 0 | 0 | 0 | 0 | 0 | 0 | 0 | 0 | 0 | 0 | 0 | 0 | 0 | 0 | 0 | 0 | 0 | 0 | 0 | 0 | NPgY | GSP | NG FES - System Transformation | Total installed hydro capacity (MW)
NG FES - System Transformation | Gen_BB018 | MW | NPgN | CREB_1 | Total installed hydro capacity (MW) | Creyke Beck | CREYKE BECK | 0 | 0 | 0 | 0 | 0 | 0 | 0 | 0 | 0 | 0 | 0 | 0 | 0 | 0 | 0 | 0 | 0 | 0 | 0 | 0 | 0 | 0 | 0 | 0 | 0 | 0 | 0 | 0 | 0 | 0 | NPgY | GSP | NG FES - System Transformation | Total installed hydro capacity (MW)
NG FES - System Transformation | Gen_BB018 | MW | NPgN | DRAX_YEDL | Total installed hydro capacity (MW) | Drax | DRAX | 0 | 0 | 0 | 0 | 0 | 0 | 0 | 0 | 0 | 0 | 0 | 0 | 0 | 0 | 0 | 0 | 0 | 0 | 0 | 0 | 0 | 0 | 0 | 0 | 0 | 0 | 0 | 0 | 0 | 0 | NPgY | GSP | NG FES - System Transformation | Total installed hydro capacity (MW)
NG FES - System Transformation | Gen_BB018 | MW | NPgN | ELLA_1 | Total installed hydro capacity (MW) | Elland | ELLAND | 2 | 2 | 2 | 2 | 2 | 2 | 2 | 2 | 2 | 2 | 2 | 2 | 2 | 2 | 2 | 2 | 2 | 2 | 2 | 2 | 2 | 2 | 2 | 2 | 2 | 2 | 2 | 2 | 2 | 2 | NPgY | GSP | NG FES - System Transformation | Total installed hydro capacity (MW)
NG FES - System Transformation | Gen_BB018 | MW | NPgN | FERRA2 | Total installed hydro capacity (MW) | Ferrybridge A | FERRYBRIDGE A | 0 | 0 | 0 | 0 | 0 | 0 | 0 | 0 | 0 | 0 | 0 | 0 | 0 | 0 | 0 | 0 | 0 | 0 | 0 | 0 | 0 | 0 | 0 | 0 | 0 | 0 | 0 | 0 | 0 | 0 | NPgY | GSP | NG FES - System Transformation | Total installed hydro capacity (MW)
NG FES - System Transformation | Gen_BB018 | MW | NPgN | FERRB9 | Total installed hydro capacity (MW) | Ferrybridge B (_M) | FERRYBRIDGE B | 0.599 | 0.599 | 0.599 | 0.599 | 0.599 | 0.599 | 0.599 | 0.599 | 0.599 | 0.599 | 0.599 | 0.599 | 0.599 | 0.599 | 0.599 | 0.599 | 0.599 | 0.599 | 0.599 | 0.599 | 0.599 | 0.599 | 0.599 | 0.599 | 0.599 | 0.599 | 0.599 | 0.599 | 0.599 | 0.599 | NPgY | GSP | NG FES - System Transformation | Total installed hydro capacity (MW)
NG FES - System Transformation | Gen_BB018 | MW | NPgN | GRIW_1 | Total installed hydro capacity (MW) | Grimsby West | GRIMSBY WEST | 0 | 0 | 0 | 0 | 0 | 0 | 0 | 0 | 0 | 0 | 0 | 0 | 0 | 0 | 0 | 0 | 0 | 0 | 0 | 0 | 0 | 0 | 0 | 0 | 0 | 0 | 0 | 0 | 0 | 0 | NPgY | GSP | NG FES - System Transformation | Total installed hydro capacity (MW)
NG FES - System Transformation | Gen_BB018 | MW | NPgN | JORD_3 | Total installed hydro capacity (MW) | Jordanthorpe | JORDANTHORPE | 0 | 0 | 0 | 0 | 0 | 0 | 0 | 0 | 0 | 0 | 0 | 0 | 0 | 0 | 0 | 0 | 0 | 0 | 0 | 0 | 0 | 0 | 0 | 0 | 0 | 0 | 0 | 0 | 0 | 0 | NPgY | GSP | NG FES - System Transformation | Total installed hydro capacity (MW)
NG FES - System Transformation | Gen_BB018 | MW | NPgN | KEAD_YEDL | Total installed hydro capacity (MW) | Keadby | KEADBY | 0 | 0 | 0 | 0 | 0 | 0 | 0 | 0 | 0 | 0 | 0 | 0 | 0 | 0 | 0 | 0 | 0 | 0 | 0 | 0 | 0 | 0 | 0 | 0 | 0 | 0 | 0 | 0 | 0 | 0 | NPgY | GSP | NG FES - System Transformation | Total installed hydro capacity (MW)
NG FES - System Transformation | Gen_BB018 | MW | NPgN | KIRKB1 | Total installed hydro capacity (MW) | Kirkstall B | KIRKSTALL B | 0 | 0 | 0 | 0 | 0 | 0 | 0 | 0 | 0 | 0 | 0 | 0 | 0 | 0 | 0 | 0 | 0 | 0 | 0 | 0 | 0 | 0 | 0 | 0 | 0 | 0 | 0 | 0 | 0 | 0 | NPgY | GSP | NG FES - System Transformation | Total installed hydro capacity (MW)
NG FES - System Transformation | Gen_BB018 | MW | NPgN | NEEP_3 | Total installed hydro capacity (MW) | Neepsend | NEEPSEND | 0 | 0 | 0 | 0 | 0 | 0 | 0 | 0 | 0 | 0 | 0 | 0 | 0 | 0 | 0 | 0 | 0 | 0 | 0 | 0 | 0 | 0 | 0 | 0 | 0 | 0 | 0 | 0 | 0 | 0 | NPgY | GSP | NG FES - System Transformation | Total installed hydro capacity (MW)
NG FES - System Transformation | Gen_BB018 | MW | NPgN | NORL_3 | Total installed hydro capacity (MW) | Norton Lees | NORTON LEES | 0 | 0 | 0 | 0 | 0 | 0 | 0 | 0 | 0 | 0 | 0 | 0 | 0 | 0 | 0 | 0 | 0 | 0 | 0 | 0 | 0 | 0 | 0 | 0 | 0 | 0 | 0 | 0 | 0 | 0 | NPgY | GSP | NG FES - System Transformation | Total installed hydro capacity (MW)
NG FES - System Transformation | Gen_BB018 | MW | NPgN | PITS_BB_B | Total installed hydro capacity (MW) | Pitsmoor | PITSMOOR 3/4 | 0 | 0 | 0 | 0 | 0 | 0 | 0 | 0 | 0 | 0 | 0 | 0 | 0 | 0 | 0 | 0 | 0 | 0 | 0 | 0 | 0 | 0 | 0 | 0 | 0 | 0 | 0 | 0 | 0 | 0 | NPgY | GSP | NG FES - System Transformation | Total installed hydro capacity (MW)
NG FES - System Transformation | Gen_BB018 | MW | NPgN | SALT_1 | Total installed hydro capacity (MW) | Saltend North | SALTEND NORTH | 0 | 0 | 0 | 0 | 0 | 0 | 0 | 0 | 0 | 0 | 0 | 0 | 0 | 0 | 0 | 0 | 0 | 0 | 0 | 0 | 0 | 0 | 0 | 0 | 0 | 0 | 0 | 0 | 0 | 0 | NPgY | GSP | NG FES - System Transformation | Total installed hydro capacity (MW)
NG FES - System Transformation | Gen_BB018 | MW | NPgN | SHEC_3 | Total installed hydro capacity (MW) | Sheffield City | SHEFFIELD CITY | 0 | 0 | 0 | 0 | 0 | 0 | 0 | 0 | 0 | 0 | 0 | 0 | 0 | 0 | 0 | 0 | 0 | 0 | 0 | 0 | 0 | 0 | 0 | 0 | 0 | 0 | 0 | 0 | 0 | 0 | NPgY | GSP | NG FES - System Transformation | Total installed hydro capacity (MW)
NG FES - System Transformation | Gen_BB018 | MW | NPgN | SKLGB1 | Total installed hydro capacity (MW) | Skelton Grange | SKELTON GRANGE | 0 | 0 | 0 | 0 | 0 | 0 | 0 | 0 | 0 | 0 | 0 | 0 | 0 | 0 | 0 | 0 | 0 | 0 | 0 | 0 | 0 | 0 | 0 | 0 | 0 | 0 | 0 | 0 | 0 | 0 | NPgY | GSP | NG FES - System Transformation | Total installed hydro capacity (MW)
NG FES - System Transformation | Gen_BB018 | MW | NPgN | TEMP_3 | Total installed hydro capacity (MW) | Templeborough | TEMPLEBOROUGH 275/33KV | 0 | 0 | 0 | 0 | 0 | 0 | 0 | 0 | 0 | 0 | 0 | 0 | 0 | 0 | 0 | 0 | 0 | 0 | 0 | 0 | 0 | 0 | 0 | 0 | 0 | 0 | 0 | 0 | 0 | 0 | NPgY | GSP | NG FES - System Transformation | Total installed hydro capacity (MW)
NG FES - System Transformation | Gen_BB018 | MW | NPgN | THUR_6 | Total installed hydro capacity (MW) | Thurcroft | THURCROFT | 0 | 0 | 0 | 0 | 0 | 0 | 0 | 0 | 0 | 0 | 0 | 0 | 0 | 0 | 0 | 0 | 0 | 0 | 0 | 0 | 0 | 0 | 0 | 0 | 0 | 0 | 0 | 0 | 0 | 0 | NPgY | GSP | NG FES - System Transformation | Total installed hydro capacity (MW)
NG FES - System Transformation | Gen_BB018 | MW | NPgN | WMEL_THOM | Total installed hydro capacity (MW) | Thorpe Marsh | WEST MELTON / THORPE MARSH | 0.1 | 0.1 | 0.1 | 0.1 | 0.1 | 0.1 | 0.1 | 0.1 | 0.1 | 0.1 | 0.1 | 0.1 | 0.1 | 0.1 | 0.1 | 0.1 | 0.1 | 0.1 | 0.1 | 0.1 | 0.1 | 0.1 | 0.1 | 0.1 | 0.1 | 0.1 | 0.1 | 0.1 | 0.1 | 0.1 | NPgY | GSP | NG FES - System Transformation | Total installed hydro capacity (MW)
NG FES - System Transformation | Gen_BB018 | MW | NPgN | WMEL_BB3 | Total installed hydro capacity (MW) | West Melton | WEST MELTON SECTION 3 | 1.025 | 1.025 | 1.025 | 1.025 | 1.025 | 1.025 | 1.025 | 1.025 | 1.025 | 1.025 | 1.025 | 1.025 | 1.025 | 1.025 | 1.025 | 1.025 | 1.025 | 1.025 | 1.025 | 1.025 | 1.025 | 1.025 | 1.025 | 1.025 | 1.025 | 1.025 | 1.025 | 1.025 | 1.025 | 1.025 | NPgY | GSP | NG FES - System Transformation | Total installed hydro capacity (MW)
NG FES - System Transformation | Gen_BB018 | MW | NPgN | WIBA_3 | Total installed hydro capacity (MW) | Wincobank | WINCOBANK | 0 | 0 | 0 | 0 | 0 | 0 | 0 | 0 | 0 | 0 | 0 | 0 | 0 | 0 | 0 | 0 | 0 | 0 | 0 | 0 | 0 | 0 | 0 | 0 | 0 | 0 | 0 | 0 | 0 | 0 | NPgY | GSP | NG FES - System Transformation | Total installed hydro capacity (MW)
NG FES - Consumer Transformation | Gen_BB001 | MW | NPgN | BLYTB1 | Total installed large & mini CHP capacity (MW) | Blyth 66kV | BLYTH 66kV | 0.1 | 0.128 | 0.128 | 0.128 | 0.128 | 0.128 | 0.128 | 0.128 | 0.128 | 0.128 | 0.128 | 0.128 | 0.128 | 0.128 | 0.125 | 0.12 | 0.115 | 0.11 | 0.105 | 0.099 | 0.092 | 0.085 | 0.078 | 0.069 | 0.06 | 0.052 | 0.042 | 0.032 | 0.02 | 0 | NPgN | GSP | NG FES - Consumer Transformation | Total installed large & mini CHP capacity (MW)
NG FES - Consumer Transformation | Gen_BB001 | MW | NPgN | BLYTH132 | Total installed large & mini CHP capacity (MW) | Blyth 132kV | BLYTH 132kV | 0 | 0 | 0 | 0 | 0 | 0 | 0 | 0 | 0 | 0 | 0 | 0 | 0 | 0 | 0 | 0 | 0 | 0 | 0 | 0 | 0 | 0 | 0 | 0 | 0 | 0 | 0 | 0 | 0 | 0 | NPgN | GSP | NG FES - Consumer Transformation | Total installed large & mini CHP capacity (MW)
NG FES - Consumer Transformation | Gen_BB001 | MW | NPgN | FOUR_1 | Total installed large & mini CHP capacity (MW) | Fourstones | FOURSTONES | 0 | 0 | 0 | 0 | 0 | 0 | 0 | 0 | 0 | 0 | 0 | 0 | 0 | 0 | 0 | 0 | 0 | 0 | 0 | 0 | 0 | 0 | 0 | 0 | 0 | 0 | 0 | 0 | 0 | 0 | NPgN | GSP | NG FES - Consumer Transformation | Total installed large & mini CHP capacity (MW)
NG FES - Consumer Transformation | Gen_BB001 | MW | NPgN | HARM_6 | Total installed large & mini CHP capacity (MW) | Hart Moor | HARTMOOR | 0.347 | 0.347 | 0.347 | 0.347 | 0.347 | 0.347 | 0.347 | 0.347 | 0.347 | 0.347 | 0.347 | 0.347 | 0.347 | 0.347 | 0.337 | 0.325 | 0.312 | 0.298 | 0.283 | 0.267 | 0.25 | 0.231 | 0.211 | 0.188 | 0.162 | 0.139 | 0.114 | 0.086 | 0.055 | 0 | NPgN | GSP | NG FES - Consumer Transformation | Total installed large & mini CHP capacity (MW)
NG FES - Consumer Transformation | Gen_BB001 | MW | NPgN | HAWP_6 | Total installed large & mini CHP capacity (MW) | Hawthorn Pit | HAWTHORN PIT GRID | 1.995 | 1.995 | 1.995 | 1.995 | 1.995 | 1.995 | 1.995 | 1.995 | 1.995 | 1.995 | 1.995 | 1.995 | 1.995 | 1.995 | 1.941 | 1.868 | 1.795 | 1.716 | 1.63 | 1.538 | 1.437 | 1.33 | 1.212 | 1.08 | 0.933 | 0.802 | 0.655 | 0.495 | 0.315 | 0 | NPgN | GSP | NG FES - Consumer Transformation | Total installed large & mini CHP capacity (MW)
NG FES - Consumer Transformation | Gen_BB001 | MW | NPgN | KNARE_111 | Total installed large & mini CHP capacity (MW) | Knaresborough | KNARESBOROUGH | 0.4 | 0.4 | 0.4 | 0.4 | 0.4 | 0.4 | 0.4 | 0.4 | 0.4 | 0.4 | 0.4 | 0.4 | 0.4 | 0.4 | 0.389 | 0.375 | 0.36 | 0.344 | 0.327 | 0.308 | 0.288 | 0.267 | 0.243 | 0.217 | 0.187 | 0.161 | 0.131 | 0.099 | 0.063 | 0 | NPgN | GSP | NG FES - Consumer Transformation | Total installed large & mini CHP capacity (MW)
NG FES - Consumer Transformation | Gen_BB001 | MW | NPgN | LACK_6 | Total installed large & mini CHP capacity (MW) | Lackenby | LACKENBY | 22 | 22 | 22 | 22 | 22 | 22 | 22 | 22 | 22 | 22 | 22 | 22 | 22 | 22 | 21.408 | 20.605 | 19.797 | 18.924 | 17.972 | 16.957 | 15.843 | 14.665 | 13.363 | 11.91 | 10.288 | 8.844 | 7.227 | 5.459 | 3.478 | 0 | NPgN | GSP | NG FES - Consumer Transformation | Total installed large & mini CHP capacity (MW)
NG FES - Consumer Transformation | Gen_BB001 | MW | NPgN | NORT_1 | Total installed large & mini CHP capacity (MW) | Norton | NORTON | 10.063 | 10.063 | 10.063 | 10.063 | 10.063 | 10.063 | 10.063 | 10.063 | 10.063 | 10.063 | 10.063 | 10.063 | 10.063 | 10.063 | 9.792 | 9.425 | 9.056 | 8.656 | 8.221 | 7.756 | 7.247 | 6.708 | 6.113 | 5.448 | 4.706 | 4.045 | 3.306 | 2.497 | 1.591 | 0 | NPgN | GSP | NG FES - Consumer Transformation | Total installed large & mini CHP capacity (MW)
NG FES - Consumer Transformation | Gen_BB001 | MW | NPgN | OFFE_3 | Total installed large & mini CHP capacity (MW) | Offerton | OFFERTON | 1.7 | 1.7 | 1.7 | 1.7 | 1.7 | 1.7 | 1.7 | 1.7 | 1.7 | 1.7 | 1.7 | 1.7 | 1.7 | 1.7 | 1.654 | 1.592 | 1.529 | 1.462 | 1.388 | 1.31 | 1.224 | 1.133 | 1.032 | 0.92 | 0.795 | 0.683 | 0.558 | 0.422 | 0.269 | 0 | NPgN | GSP | NG FES - Consumer Transformation | Total installed large & mini CHP capacity (MW)
NG FES - Consumer Transformation | Gen_BB001 | MW | NPgN | OSBA_1 | Total installed large & mini CHP capacity (MW) | Osbaldwick | OSBALDWICK | 4.417 | 4.417 | 4.417 | 4.417 | 4.417 | 4.417 | 4.417 | 4.417 | 4.417 | 4.417 | 4.417 | 4.417 | 4.417 | 4.417 | 4.298 | 4.136 | 3.974 | 3.799 | 3.608 | 3.404 | 3.181 | 2.944 | 2.683 | 2.391 | 2.065 | 1.775 | 1.451 | 1.096 | 0.698 | 0 | NPgN | GSP | NG FES - Consumer Transformation | Total installed large & mini CHP capacity (MW)
NG FES - Consumer Transformation | Gen_BB001 | MW | NPgN | POPP_3 | Total installed large & mini CHP capacity (MW) | Poppleton | POPPLETON | 0 | 0 | 0 | 0 | 0 | 0 | 0 | 0 | 0 | 0 | 0 | 0 | 0 | 0 | 0 | 0 | 0 | 0 | 0 | 0 | 0 | 0 | 0 | 0 | 0 | 0 | 0 | 0 | 0 | 0 | NPgN | GSP | NG FES - Consumer Transformation | Total installed large & mini CHP capacity (MW)
NG FES - Consumer Transformation | Gen_BB001 | MW | NPgN | SALH_1 | Total installed large & mini CHP capacity (MW) | Saltholme | SALTHOLME | 102.524 | 102.524 | 102.524 | 102.524 | 102.524 | 102.524 | 102.524 | 102.524 | 102.524 | 102.524 | 102.524 | 102.524 | 102.524 | 102.524 | 99.765 | 96.021 | 92.259 | 88.189 | 83.755 | 79.021 | 73.832 | 68.344 | 62.274 | 55.501 | 47.945 | 41.212 | 33.678 | 25.441 | 16.207 | 0 | NPgN | GSP | NG FES - Consumer Transformation | Total installed large & mini CHP capacity (MW)
NG FES - Consumer Transformation | Gen_BB001 | MW | NPgN | SSHI_3 | Total installed large & mini CHP capacity (MW) | South Shields | SOUTH SHIELDS | 0 | 0 | 0 | 0 | 0 | 0 | 0 | 0 | 0 | 0 | 0 | 0 | 0 | 0 | 0 | 0 | 0 | 0 | 0 | 0 | 0 | 0 | 0 | 0 | 0 | 0 | 0 | 0 | 0 | 0 | NPgN | GSP | NG FES - Consumer Transformation | Total installed large & mini CHP capacity (MW)
NG FES - Consumer Transformation | Gen_BB001 | MW | NPgN | KIELD01 and SPAD20 | Total installed large & mini CHP capacity (MW) | 0 | SPADEADAM | 0 | 0 | 0 | 0 | 0 | 0 | 0 | 0 | 0 | 0 | 0 | 0 | 0 | 0 | 0 | 0 | 0 | 0 | 0 | 0 | 0 | 0 | 0 | 0 | 0 | 0 | 0 | 0 | 0 | 0 | NPgN | GSP | NG FES - Consumer Transformation | Total installed large & mini CHP capacity (MW)
NG FES - Consumer Transformation | Gen_BB001 | MW | NPgN | SPEN_1 | Total installed large & mini CHP capacity (MW) | Spennymoor | SPENNYMOOR | 0.147 | 0.147 | 0.147 | 0.147 | 0.147 | 0.147 | 0.147 | 0.147 | 0.147 | 0.147 | 0.147 | 0.147 | 0.147 | 0.147 | 0.143 | 0.138 | 0.133 | 0.127 | 0.12 | 0.113 | 0.106 | 0.098 | 0.089 | 0.08 | 0.069 | 0.059 | 0.048 | 0.037 | 0.023 | 0 | NPgN | GSP | NG FES - Consumer Transformation | Total installed large & mini CHP capacity (MW)
NG FES - Consumer Transformation | Gen_BB001 | MW | NPgN | STEN_1 | Total installed large & mini CHP capacity (MW) | Stella North | STELLA NORTH | 13.6 | 13.6 | 13.6 | 13.6 | 13.6 | 13.6 | 13.6 | 13.6 | 13.6 | 13.6 | 13.6 | 13.6 | 13.6 | 13.6 | 13.234 | 12.738 | 12.239 | 11.699 | 11.11 | 10.482 | 9.794 | 9.066 | 8.261 | 7.362 | 6.36 | 5.467 | 4.468 | 3.375 | 2.15 | 0 | NPgN | GSP | NG FES - Consumer Transformation | Total installed large & mini CHP capacity (MW)
NG FES - Consumer Transformation | Gen_BB001 | MW | NPgN | STES_1 | Total installed large & mini CHP capacity (MW) | Stella South | STELLA SOUTH | 0.086 | 0.086 | 0.086 | 0.086 | 0.086 | 0.086 | 0.086 | 0.086 | 0.086 | 0.086 | 0.086 | 0.086 | 0.086 | 0.086 | 0.084 | 0.081 | 0.078 | 0.074 | 0.071 | 0.067 | 0.062 | 0.058 | 0.053 | 0.047 | 0.04 | 0.035 | 0.028 | 0.021 | 0.014 | 0 | NPgN | GSP | NG FES - Consumer Transformation | Total installed large & mini CHP capacity (MW)
NG FES - Consumer Transformation | Gen_BB001 | MW | NPgN | TYNE_1 | Total installed large & mini CHP capacity (MW) | Tynemouth 1 | TYNEMOUTH | 7.55 | 7.55 | 7.55 | 7.55 | 7.55 | 7.55 | 7.55 | 7.55 | 7.55 | 7.55 | 7.55 | 7.55 | 7.55 | 7.55 | 7.346 | 7.071 | 6.794 | 6.494 | 6.168 | 5.819 | 5.437 | 5.033 | 4.586 | 4.087 | 3.531 | 3.035 | 2.48 | 1.873 | 1.193 | 0 | NPgN | GSP | NG FES - Consumer Transformation | Total installed large & mini CHP capacity (MW)
NG FES - Consumer Transformation | Gen_BB001 | MW | NPgN | WBOL_6 | Total installed large & mini CHP capacity (MW) | West Boldon | WEST BOLDON | 0.45 | 0.45 | 0.45 | 0.45 | 0.45 | 0.45 | 0.45 | 0.45 | 0.45 | 0.45 | 0.45 | 0.45 | 0.45 | 0.45 | 0.438 | 0.422 | 0.405 | 0.387 | 0.368 | 0.347 | 0.324 | 0.3 | 0.274 | 0.244 | 0.211 | 0.181 | 0.148 | 0.112 | 0.071 | 0 | NPgN | GSP | NG FES - Consumer Transformation | Total installed large & mini CHP capacity (MW)
NG FES - Consumer Transformation | Gen_BB001 | MW | NPgN | BRAW_1 | Total installed large & mini CHP capacity (MW) | Bradford West | BRADFORD WEST | 8.49 | 8.49 | 8.49 | 8.49 | 8.49 | 8.49 | 8.49 | 8.49 | 8.49 | 8.49 | 8.49 | 8.49 | 8.49 | 8.49 | 8.261 | 7.951 | 7.64 | 7.302 | 6.935 | 6.543 | 6.114 | 5.659 | 5.157 | 4.596 | 3.97 | 3.413 | 2.789 | 2.107 | 1.342 | 0 | NPgY | GSP | NG FES - Consumer Transformation | Total installed large & mini CHP capacity (MW)
NG FES - Consumer Transformation | Gen_BB001 | MW | NPgN | CAMB_01 | Total installed large & mini CHP capacity (MW) | Camblesforth | CAMBLESFORTH | 10.08 | 10.08 | 10.08 | 10.08 | 10.08 | 10.08 | 10.08 | 10.08 | 10.08 | 10.08 | 10.08 | 10.08 | 10.08 | 10.08 | 9.809 | 9.441 | 9.071 | 8.671 | 8.235 | 7.77 | 7.259 | 6.72 | 6.123 | 5.457 | 4.714 | 4.052 | 3.311 | 2.501 | 1.594 | 0 | NPgY | GSP | NG FES - Consumer Transformation | Total installed large & mini CHP capacity (MW)
NG FES - Consumer Transformation | Gen_BB001 | MW | NPgN | CREB_1 | Total installed large & mini CHP capacity (MW) | Creyke Beck | CREYKE BECK | 33.41 | 33.41 | 33.41 | 33.41 | 33.41 | 33.41 | 33.41 | 33.41 | 33.41 | 33.41 | 33.41 | 33.41 | 33.41 | 33.41 | 32.511 | 31.291 | 30.065 | 28.739 | 27.294 | 25.751 | 24.06 | 22.272 | 20.294 | 18.087 | 15.624 | 13.43 | 10.975 | 8.291 | 5.282 | 0 | NPgY | GSP | NG FES - Consumer Transformation | Total installed large & mini CHP capacity (MW)
NG FES - Consumer Transformation | Gen_BB001 | MW | NPgN | DRAX_YEDL | Total installed large & mini CHP capacity (MW) | Drax | DRAX | 8.266 | 8.266 | 8.266 | 8.266 | 8.266 | 8.266 | 8.266 | 8.266 | 8.266 | 8.266 | 8.266 | 8.266 | 8.266 | 8.266 | 8.043 | 7.742 | 7.438 | 7.11 | 6.753 | 6.371 | 5.953 | 5.51 | 5.021 | 4.475 | 3.866 | 3.323 | 2.715 | 2.051 | 1.307 | 0 | NPgY | GSP | NG FES - Consumer Transformation | Total installed large & mini CHP capacity (MW)
NG FES - Consumer Transformation | Gen_BB001 | MW | NPgN | ELLA_1 | Total installed large & mini CHP capacity (MW) | Elland | ELLAND | 59.925 | 59.925 | 59.925 | 59.925 | 59.925 | 59.925 | 59.925 | 59.925 | 59.925 | 59.925 | 59.925 | 59.925 | 59.925 | 59.925 | 58.312 | 56.124 | 53.925 | 51.546 | 48.954 | 46.187 | 43.155 | 39.947 | 36.399 | 32.44 | 28.024 | 24.088 | 19.685 | 14.87 | 9.473 | 0 | NPgY | GSP | NG FES - Consumer Transformation | Total installed large & mini CHP capacity (MW)
NG FES - Consumer Transformation | Gen_BB001 | MW | NPgN | FERRA2 | Total installed large & mini CHP capacity (MW) | Ferrybridge A | FERRYBRIDGE A | 10.498 | 10.498 | 10.498 | 10.498 | 10.498 | 10.498 | 10.498 | 10.498 | 10.498 | 10.498 | 10.498 | 10.498 | 10.498 | 10.498 | 10.216 | 9.833 | 9.447 | 9.031 | 8.576 | 8.092 | 7.56 | 6.998 | 6.377 | 5.683 | 4.91 | 4.22 | 3.449 | 2.605 | 1.66 | 0 | NPgY | GSP | NG FES - Consumer Transformation | Total installed large & mini CHP capacity (MW)
NG FES - Consumer Transformation | Gen_BB001 | MW | NPgN | FERRB9 | Total installed large & mini CHP capacity (MW) | Ferrybridge B (_M) | FERRYBRIDGE B | 49.277 | 49.277 | 49.277 | 49.277 | 49.277 | 49.277 | 49.277 | 49.277 | 49.277 | 49.277 | 49.277 | 49.277 | 49.277 | 49.277 | 47.951 | 46.152 | 44.344 | 42.387 | 40.256 | 37.981 | 35.487 | 32.849 | 29.932 | 26.676 | 23.045 | 19.808 | 16.187 | 12.228 | 7.79 | 0 | NPgY | GSP | NG FES - Consumer Transformation | Total installed large & mini CHP capacity (MW)
NG FES - Consumer Transformation | Gen_BB001 | MW | NPgN | GRIW_1 | Total installed large & mini CHP capacity (MW) | Grimsby West | GRIMSBY WEST | 71.205 | 71.205 | 71.205 | 71.205 | 71.205 | 71.205 | 71.205 | 71.205 | 71.205 | 71.205 | 71.205 | 71.205 | 71.205 | 71.205 | 69.289 | 66.689 | 64.076 | 61.249 | 58.17 | 54.882 | 51.278 | 47.466 | 43.251 | 38.547 | 33.299 | 28.623 | 23.39 | 17.67 | 11.256 | 0 | NPgY | GSP | NG FES - Consumer Transformation | Total installed large & mini CHP capacity (MW)
NG FES - Consumer Transformation | Gen_BB001 | MW | NPgN | JORD_3 | Total installed large & mini CHP capacity (MW) | Jordanthorpe | JORDANTHORPE | 0 | 0 | 0 | 0 | 0 | 0 | 0 | 0 | 0 | 0 | 0 | 0 | 0 | 0 | 0 | 0 | 0 | 0 | 0 | 0 | 0 | 0 | 0 | 0 | 0 | 0 | 0 | 0 | 0 | 0 | NPgY | GSP | NG FES - Consumer Transformation | Total installed large & mini CHP capacity (MW)
NG FES - Consumer Transformation | Gen_BB001 | MW | NPgN | KEAD_YEDL | Total installed large & mini CHP capacity (MW) | Keadby | KEADBY | 23.922 | 23.922 | 23.922 | 23.922 | 23.922 | 23.922 | 23.922 | 23.922 | 23.922 | 23.922 | 23.922 | 23.922 | 23.922 | 23.922 | 23.858 | 23.771 | 23.684 | 23.59 | 23.487 | 23.377 | 23.257 | 23.13 | 22.99 | 22.833 | 22.658 | 22.502 | 22.327 | 22.136 | 21.922 | 21.547 | NPgY | GSP | NG FES - Consumer Transformation | Total installed large & mini CHP capacity (MW)
NG FES - Consumer Transformation | Gen_BB001 | MW | NPgN | KIRKB1 | Total installed large & mini CHP capacity (MW) | Kirkstall B | KIRKSTALL B | 15.062 | 15.062 | 15.062 | 15.062 | 15.062 | 15.062 | 15.062 | 15.062 | 15.062 | 15.062 | 15.062 | 15.062 | 15.062 | 15.062 | 15.062 | 15.062 | 15.062 | 15.062 | 15.062 | 15.062 | 15.062 | 15.062 | 15.062 | 15.062 | 15.062 | 15.062 | 15.062 | 15.062 | 15.062 | 15.062 | NPgY | GSP | NG FES - Consumer Transformation | Total installed large & mini CHP capacity (MW)
NG FES - Consumer Transformation | Gen_BB001 | MW | NPgN | NEEP_3 | Total installed large & mini CHP capacity (MW) | Neepsend | NEEPSEND | 0 | 0 | 0 | 0 | 0 | 0 | 0 | 0 | 0 | 0 | 0 | 0 | 0 | 0 | 0 | 0 | 0 | 0 | 0 | 0 | 0 | 0 | 0 | 0 | 0 | 0 | 0 | 0 | 0 | 0 | NPgY | GSP | NG FES - Consumer Transformation | Total installed large & mini CHP capacity (MW)
NG FES - Consumer Transformation | Gen_BB001 | MW | NPgN | NORL_3 | Total installed large & mini CHP capacity (MW) | Norton Lees | NORTON LEES | 0.236 | 0.236 | 0.236 | 0.236 | 0.236 | 0.236 | 0.236 | 0.236 | 0.236 | 0.236 | 0.236 | 0.236 | 0.236 | 0.236 | 0.236 | 0.236 | 0.236 | 0.236 | 0.236 | 0.236 | 0.236 | 0.236 | 0.236 | 0.236 | 0.236 | 0.236 | 0.236 | 0.236 | 0.236 | 0.236 | NPgY | GSP | NG FES - Consumer Transformation | Total installed large & mini CHP capacity (MW)
NG FES - Consumer Transformation | Gen_BB001 | MW | NPgN | PITS_BB_B | Total installed large & mini CHP capacity (MW) | Pitsmoor | PITSMOOR 3/4 | 0.105 | 0.105 | 0.105 | 0.105 | 0.105 | 0.105 | 0.105 | 0.105 | 0.105 | 0.105 | 0.105 | 0.105 | 0.105 | 0.105 | 0.105 | 0.105 | 0.105 | 0.105 | 0.105 | 0.105 | 0.105 | 0.105 | 0.105 | 0.105 | 0.105 | 0.105 | 0.105 | 0.105 | 0.105 | 0.105 | NPgY | GSP | NG FES - Consumer Transformation | Total installed large & mini CHP capacity (MW)
NG FES - Consumer Transformation | Gen_BB001 | MW | NPgN | SALT_1 | Total installed large & mini CHP capacity (MW) | Saltend North | SALTEND NORTH | 32.049 | 32.049 | 32.049 | 32.049 | 32.049 | 32.049 | 32.049 | 32.049 | 32.049 | 32.049 | 32.049 | 32.049 | 32.049 | 32.049 | 32.049 | 32.049 | 32.049 | 32.049 | 32.049 | 32.049 | 32.049 | 32.049 | 32.049 | 32.049 | 32.049 | 32.049 | 32.049 | 32.049 | 32.049 | 32.049 | NPgY | GSP | NG FES - Consumer Transformation | Total installed large & mini CHP capacity (MW)
NG FES - Consumer Transformation | Gen_BB001 | MW | NPgN | SHEC_3 | Total installed large & mini CHP capacity (MW) | Sheffield City | SHEFFIELD CITY | 0 | 0 | 0 | 0 | 0 | 0 | 0 | 0 | 0 | 0 | 0 | 0 | 0 | 0 | 0 | 0 | 0 | 0 | 0 | 0 | 0 | 0 | 0 | 0 | 0 | 0 | 0 | 0 | 0 | 0 | NPgY | GSP | NG FES - Consumer Transformation | Total installed large & mini CHP capacity (MW)
NG FES - Consumer Transformation | Gen_BB001 | MW | NPgN | SKLGB1 | Total installed large & mini CHP capacity (MW) | Skelton Grange | SKELTON GRANGE | 41.065 | 41.065 | 41.065 | 41.065 | 41.065 | 41.065 | 41.065 | 41.065 | 41.065 | 41.065 | 41.065 | 41.065 | 41.065 | 41.065 | 41.065 | 41.065 | 41.065 | 41.065 | 41.065 | 41.065 | 41.065 | 41.065 | 41.065 | 41.065 | 41.065 | 41.065 | 41.065 | 41.065 | 41.065 | 41.065 | NPgY | GSP | NG FES - Consumer Transformation | Total installed large & mini CHP capacity (MW)
NG FES - Consumer Transformation | Gen_BB001 | MW | NPgN | TEMP_3 | Total installed large & mini CHP capacity (MW) | Templeborough | TEMPLEBOROUGH 275/33KV | 0 | 0 | 0 | 0 | 0 | 0 | 0 | 0 | 0 | 0 | 0 | 0 | 0 | 0 | 0 | 0 | 0 | 0 | 0 | 0 | 0 | 0 | 0 | 0 | 0 | 0 | 0 | 0 | 0 | 0 | NPgY | GSP | NG FES - Consumer Transformation | Total installed large & mini CHP capacity (MW)
NG FES - Consumer Transformation | Gen_BB001 | MW | NPgN | THUR_6 | Total installed large & mini CHP capacity (MW) | Thurcroft | THURCROFT | 30 | 30 | 30 | 30 | 30 | 30 | 30 | 30 | 30 | 30 | 30 | 30 | 30 | 30 | 30 | 30 | 30 | 30 | 30 | 30 | 30 | 30 | 30 | 30 | 30 | 30 | 30 | 30 | 30 | 30 | NPgY | GSP | NG FES - Consumer Transformation | Total installed large & mini CHP capacity (MW)
NG FES - Consumer Transformation | Gen_BB001 | MW | NPgN | WMEL_THOM | Total installed large & mini CHP capacity (MW) | Thorpe Marsh | WEST MELTON / THORPE MARSH | 4.618 | 4.618 | 4.618 | 4.618 | 4.618 | 4.618 | 4.618 | 4.618 | 4.618 | 4.618 | 4.618 | 4.618 | 4.618 | 4.618 | 4.618 | 4.618 | 4.618 | 4.618 | 4.618 | 4.618 | 4.618 | 4.618 | 4.618 | 4.618 | 4.618 | 4.618 | 4.618 | 4.618 | 4.618 | 4.618 | NPgY | GSP | NG FES - Consumer Transformation | Total installed large & mini CHP capacity (MW)
NG FES - Consumer Transformation | Gen_BB001 | MW | NPgN | WMEL_BB3 | Total installed large & mini CHP capacity (MW) | West Melton | WEST MELTON SECTION 3 | 0.415 | 0.415 | 0.415 | 0.415 | 0.415 | 0.415 | 0.415 | 0.415 | 0.415 | 0.415 | 0.415 | 0.415 | 0.415 | 0.415 | 0.415 | 0.415 | 0.415 | 0.415 | 0.415 | 0.415 | 0.415 | 0.415 | 0.415 | 0.415 | 0.415 | 0.415 | 0.415 | 0.415 | 0.415 | 0.415 | NPgY | GSP | NG FES - Consumer Transformation | Total installed large & mini CHP capacity (MW)
NG FES - Consumer Transformation | Gen_BB001 | MW | NPgN | WIBA_3 | Total installed large & mini CHP capacity (MW) | Wincobank | WINCOBANK | 0 | 0 | 0 | 0 | 0 | 0 | 0 | 0 | 0 | 0 | 0 | 0 | 0 | 0 | 0 | 0 | 0 | 0 | 0 | 0 | 0 | 0 | 0 | 0 | 0 | 0 | 0 | 0 | 0 | 0 | NPgY | GSP | NG FES - Consumer Transformation | Total installed large & mini CHP capacity (MW)
NG FES - Falling Short | Gen_BB001 | MW | NPgN | BLYTB1 | Total installed large & mini CHP capacity (MW) | Blyth 66kV | BLYTH 66kV | 0.1 | 0.128 | 0.128 | 0.128 | 0.128 | 0.128 | 0.128 | 0.128 | 0.128 | 0.128 | 0.128 | 0.128 | 0.128 | 0.128 | 0.128 | 0.128 | 0.128 | 0.128 | 0.128 | 0.128 | 0.128 | 0.128 | 0.128 | 0.128 | 0.128 | 0.128 | 0.128 | 0.128 | 0.128 | 0.128 | NPgN | GSP | NG FES - Falling Short | Total installed large & mini CHP capacity (MW)
NG FES - Falling Short | Gen_BB001 | MW | NPgN | BLYTH132 | Total installed large & mini CHP capacity (MW) | Blyth 132kV | BLYTH 132kV | 0 | 0 | 0 | 0 | 0 | 0 | 0 | 0 | 0 | 0 | 0 | 0 | 0 | 0 | 0 | 0 | 0 | 0 | 0 | 0 | 0 | 0 | 0 | 0 | 0 | 0 | 0 | 0 | 0 | 0 | NPgN | GSP | NG FES - Falling Short | Total installed large & mini CHP capacity (MW)
NG FES - Falling Short | Gen_BB001 | MW | NPgN | FOUR_1 | Total installed large & mini CHP capacity (MW) | Fourstones | FOURSTONES | 0 | 0 | 0 | 0 | 0 | 0 | 0 | 0 | 0 | 0 | 0 | 0 | 0 | 0 | 0 | 0 | 0 | 0 | 0 | 0 | 0 | 0 | 0 | 0 | 0 | 0 | 0 | 0 | 0 | 0 | NPgN | GSP | NG FES - Falling Short | Total installed large & mini CHP capacity (MW)
NG FES - Falling Short | Gen_BB001 | MW | NPgN | HARM_6 | Total installed large & mini CHP capacity (MW) | Hart Moor | HARTMOOR | 0.347 | 0.347 | 0.347 | 0.347 | 0.347 | 0.347 | 0.347 | 0.347 | 0.347 | 0.347 | 0.347 | 0.347 | 0.347 | 0.347 | 0.347 | 0.347 | 0.347 | 0.347 | 0.347 | 0.347 | 0.347 | 0.347 | 0.347 | 0.347 | 0.347 | 0.347 | 0.347 | 0.347 | 0.347 | 0.347 | NPgN | GSP | NG FES - Falling Short | Total installed large & mini CHP capacity (MW)
NG FES - Falling Short | Gen_BB001 | MW | NPgN | HAWP_6 | Total installed large & mini CHP capacity (MW) | Hawthorn Pit | HAWTHORN PIT GRID | 1.995 | 1.995 | 1.995 | 1.995 | 1.995 | 1.995 | 1.995 | 1.995 | 1.995 | 1.995 | 1.995 | 1.995 | 1.995 | 1.995 | 1.995 | 1.995 | 1.995 | 1.995 | 1.995 | 1.995 | 1.995 | 1.995 | 1.995 | 1.995 | 1.995 | 1.995 | 1.995 | 1.995 | 1.995 | 1.995 | NPgN | GSP | NG FES - Falling Short | Total installed large & mini CHP capacity (MW)
NG FES - Falling Short | Gen_BB001 | MW | NPgN | KNARE_111 | Total installed large & mini CHP capacity (MW) | Knaresborough | KNARESBOROUGH | 0.4 | 0.4 | 0.4 | 0.4 | 0.4 | 0.4 | 0.4 | 0.4 | 0.4 | 0.4 | 0.4 | 0.4 | 0.4 | 0.4 | 0.4 | 0.4 | 0.4 | 0.4 | 0.4 | 0.4 | 0.4 | 0.4 | 0.4 | 0.4 | 0.4 | 0.4 | 0.4 | 0.4 | 0.4 | 0.4 | NPgN | GSP | NG FES - Falling Short | Total installed large & mini CHP capacity (MW)
NG FES - Falling Short | Gen_BB001 | MW | NPgN | LACK_6 | Total installed large & mini CHP capacity (MW) | Lackenby | LACKENBY | 22 | 22 | 22 | 22 | 22 | 22 | 22 | 22 | 22 | 22 | 22 | 22 | 22 | 22 | 22 | 22 | 22 | 22 | 22 | 22 | 22 | 22 | 22 | 22 | 22 | 22 | 22 | 22 | 22 | 22 | NPgN | GSP | NG FES - Falling Short | Total installed large & mini CHP capacity (MW)
NG FES - Falling Short | Gen_BB001 | MW | NPgN | NORT_1 | Total installed large & mini CHP capacity (MW) | Norton | NORTON | 10.063 | 10.063 | 10.063 | 10.063 | 10.063 | 10.063 | 10.063 | 10.063 | 10.063 | 10.063 | 10.063 | 10.063 | 10.063 | 10.063 | 10.063 | 10.063 | 10.063 | 10.063 | 10.063 | 10.063 | 10.063 | 10.063 | 10.063 | 10.063 | 10.063 | 10.063 | 10.063 | 10.063 | 10.063 | 10.063 | NPgN | GSP | NG FES - Falling Short | Total installed large & mini CHP capacity (MW)
NG FES - Falling Short | Gen_BB001 | MW | NPgN | OFFE_3 | Total installed large & mini CHP capacity (MW) | Offerton | OFFERTON | 1.7 | 1.7 | 1.7 | 1.7 | 1.7 | 1.7 | 1.7 | 1.7 | 1.7 | 1.7 | 1.7 | 1.7 | 1.7 | 1.7 | 1.7 | 1.7 | 1.7 | 1.7 | 1.7 | 1.7 | 1.7 | 1.7 | 1.7 | 1.7 | 1.7 | 1.7 | 1.7 | 1.7 | 1.7 | 1.7 | NPgN | GSP | NG FES - Falling Short | Total installed large & mini CHP capacity (MW)
NG FES - Falling Short | Gen_BB001 | MW | NPgN | OSBA_1 | Total installed large & mini CHP capacity (MW) | Osbaldwick | OSBALDWICK | 4.417 | 4.417 | 4.417 | 4.417 | 4.417 | 4.417 | 4.417 | 4.417 | 4.417 | 4.417 | 4.417 | 4.417 | 4.417 | 4.417 | 4.417 | 4.417 | 4.417 | 4.417 | 4.417 | 4.417 | 4.417 | 4.417 | 4.417 | 4.417 | 4.417 | 4.417 | 4.417 | 4.417 | 4.417 | 4.417 | NPgN | GSP | NG FES - Falling Short | Total installed large & mini CHP capacity (MW)
NG FES - Falling Short | Gen_BB001 | MW | NPgN | POPP_3 | Total installed large & mini CHP capacity (MW) | Poppleton | POPPLETON | 0 | 0 | 0 | 0 | 0 | 0 | 0 | 0 | 0 | 0 | 0 | 0 | 0 | 0 | 0 | 0 | 0 | 0 | 0 | 0 | 0 | 0 | 0 | 0 | 0 | 0 | 0 | 0 | 0 | 0 | NPgN | GSP | NG FES - Falling Short | Total installed large & mini CHP capacity (MW)
NG FES - Falling Short | Gen_BB001 | MW | NPgN | SALH_1 | Total installed large & mini CHP capacity (MW) | Saltholme | SALTHOLME | 102.524 | 102.524 | 102.524 | 102.524 | 102.524 | 102.524 | 102.524 | 102.524 | 102.524 | 102.524 | 102.524 | 102.524 | 102.524 | 102.524 | 102.524 | 102.524 | 102.524 | 102.524 | 102.524 | 102.524 | 102.524 | 102.524 | 102.524 | 102.524 | 102.524 | 102.524 | 102.524 | 102.524 | 102.524 | 102.524 | NPgN | GSP | NG FES - Falling Short | Total installed large & mini CHP capacity (MW)
NG FES - Falling Short | Gen_BB001 | MW | NPgN | SSHI_3 | Total installed large & mini CHP capacity (MW) | South Shields | SOUTH SHIELDS | 0 | 0 | 0 | 0 | 0 | 0 | 0 | 0 | 0 | 0 | 0 | 0 | 0 | 0 | 0 | 0 | 0 | 0 | 0 | 0 | 0 | 0 | 0 | 0 | 0 | 0 | 0 | 0 | 0 | 0 | NPgN | GSP | NG FES - Falling Short | Total installed large & mini CHP capacity (MW)
NG FES - Falling Short | Gen_BB001 | MW | NPgN | KIELD01 and SPAD20 | Total installed large & mini CHP capacity (MW) | 0 | SPADEADAM | 0 | 0 | 0 | 0 | 0 | 0 | 0 | 0 | 0 | 0 | 0 | 0 | 0 | 0 | 0 | 0 | 0 | 0 | 0 | 0 | 0 | 0 | 0 | 0 | 0 | 0 | 0 | 0 | 0 | 0 | NPgN | GSP | NG FES - Falling Short | Total installed large & mini CHP capacity (MW)
NG FES - Falling Short | Gen_BB001 | MW | NPgN | SPEN_1 | Total installed large & mini CHP capacity (MW) | Spennymoor | SPENNYMOOR | 0.147 | 0.147 | 0.147 | 0.147 | 0.147 | 0.147 | 0.147 | 0.147 | 0.147 | 0.147 | 0.147 | 0.147 | 0.147 | 0.147 | 0.147 | 0.147 | 0.147 | 0.147 | 0.147 | 0.147 | 0.147 | 0.147 | 0.147 | 0.147 | 0.147 | 0.147 | 0.147 | 0.147 | 0.147 | 0.147 | NPgN | GSP | NG FES - Falling Short | Total installed large & mini CHP capacity (MW)
NG FES - Falling Short | Gen_BB001 | MW | NPgN | STEN_1 | Total installed large & mini CHP capacity (MW) | Stella North | STELLA NORTH | 13.6 | 13.6 | 13.6 | 13.6 | 13.6 | 13.6 | 13.6 | 13.6 | 13.6 | 13.6 | 13.6 | 13.6 | 13.6 | 13.6 | 13.6 | 13.6 | 13.6 | 13.6 | 13.6 | 13.6 | 13.6 | 13.6 | 13.6 | 13.6 | 13.6 | 13.6 | 13.6 | 13.6 | 13.6 | 13.6 | NPgN | GSP | NG FES - Falling Short | Total installed large & mini CHP capacity (MW)
NG FES - Falling Short | Gen_BB001 | MW | NPgN | STES_1 | Total installed large & mini CHP capacity (MW) | Stella South | STELLA SOUTH | 0.086 | 0.086 | 0.086 | 0.086 | 0.086 | 0.086 | 0.086 | 0.086 | 0.086 | 0.086 | 0.086 | 0.086 | 0.086 | 0.086 | 0.086 | 0.086 | 0.086 | 0.086 | 0.086 | 0.086 | 0.086 | 0.086 | 0.086 | 0.086 | 0.086 | 0.086 | 0.086 | 0.086 | 0.086 | 0.086 | NPgN | GSP | NG FES - Falling Short | Total installed large & mini CHP capacity (MW)
NG FES - Falling Short | Gen_BB001 | MW | NPgN | TYNE_1 | Total installed large & mini CHP capacity (MW) | Tynemouth 1 | TYNEMOUTH | 7.55 | 7.55 | 7.55 | 7.55 | 7.55 | 7.55 | 7.55 | 7.55 | 7.55 | 7.55 | 7.55 | 7.55 | 7.55 | 7.55 | 7.55 | 7.55 | 7.55 | 7.55 | 7.55 | 7.55 | 7.55 | 7.55 | 7.55 | 7.55 | 7.55 | 7.55 | 7.55 | 7.55 | 7.55 | 7.55 | NPgN | GSP | NG FES - Falling Short | Total installed large & mini CHP capacity (MW)
NG FES - Falling Short | Gen_BB001 | MW | NPgN | WBOL_6 | Total installed large & mini CHP capacity (MW) | West Boldon | WEST BOLDON | 0.45 | 0.45 | 0.45 | 0.45 | 0.45 | 0.45 | 0.45 | 0.45 | 0.45 | 0.45 | 0.45 | 0.45 | 0.45 | 0.45 | 0.45 | 0.45 | 0.45 | 0.45 | 0.45 | 0.45 | 0.45 | 0.45 | 0.45 | 0.45 | 0.45 | 0.45 | 0.45 | 0.45 | 0.45 | 0.45 | NPgN | GSP | NG FES - Falling Short | Total installed large & mini CHP capacity (MW)
NG FES - Falling Short | Gen_BB001 | MW | NPgN | BRAW_1 | Total installed large & mini CHP capacity (MW) | Bradford West | BRADFORD WEST | 8.49 | 8.49 | 8.49 | 8.49 | 8.49 | 8.49 | 8.49 | 8.49 | 8.49 | 8.49 | 8.49 | 8.49 | 8.49 | 8.49 | 8.49 | 8.49 | 8.49 | 8.49 | 8.49 | 8.49 | 8.49 | 8.49 | 8.49 | 8.49 | 8.49 | 8.49 | 8.49 | 8.49 | 8.49 | 8.49 | NPgY | GSP | NG FES - Falling Short | Total installed large & mini CHP capacity (MW)
NG FES - Falling Short | Gen_BB001 | MW | NPgN | CAMB_01 | Total installed large & mini CHP capacity (MW) | Camblesforth | CAMBLESFORTH | 10.08 | 10.08 | 10.08 | 10.08 | 10.08 | 10.08 | 10.08 | 10.08 | 10.08 | 10.08 | 10.08 | 10.08 | 10.08 | 10.08 | 10.08 | 10.08 | 10.08 | 10.08 | 10.08 | 10.08 | 10.08 | 10.08 | 10.08 | 10.08 | 10.08 | 10.08 | 10.08 | 10.08 | 10.08 | 10.08 | NPgY | GSP | NG FES - Falling Short | Total installed large & mini CHP capacity (MW)
NG FES - Falling Short | Gen_BB001 | MW | NPgN | CREB_1 | Total installed large & mini CHP capacity (MW) | Creyke Beck | CREYKE BECK | 33.41 | 33.41 | 33.41 | 33.41 | 33.41 | 33.41 | 33.41 | 33.41 | 33.41 | 33.41 | 33.41 | 33.41 | 33.41 | 33.41 | 33.41 | 33.41 | 33.41 | 33.41 | 33.41 | 33.41 | 33.41 | 33.41 | 33.41 | 33.41 | 33.41 | 33.41 | 33.41 | 33.41 | 33.41 | 33.41 | NPgY | GSP | NG FES - Falling Short | Total installed large & mini CHP capacity (MW)
NG FES - Falling Short | Gen_BB001 | MW | NPgN | DRAX_YEDL | Total installed large & mini CHP capacity (MW) | Drax | DRAX | 8.266 | 8.266 | 8.266 | 8.266 | 8.266 | 8.266 | 8.266 | 8.266 | 8.266 | 8.266 | 8.266 | 8.266 | 8.266 | 8.266 | 8.266 | 8.266 | 8.266 | 8.266 | 8.266 | 8.266 | 8.266 | 8.266 | 8.266 | 8.266 | 8.266 | 8.266 | 8.266 | 8.266 | 8.266 | 8.266 | NPgY | GSP | NG FES - Falling Short | Total installed large & mini CHP capacity (MW)
NG FES - Falling Short | Gen_BB001 | MW | NPgN | ELLA_1 | Total installed large & mini CHP capacity (MW) | Elland | ELLAND | 59.925 | 59.925 | 59.925 | 59.925 | 59.925 | 59.925 | 59.925 | 59.925 | 59.925 | 59.925 | 59.925 | 59.925 | 59.925 | 59.925 | 59.925 | 59.925 | 59.925 | 59.925 | 59.925 | 59.925 | 59.925 | 59.925 | 59.925 | 59.925 | 59.925 | 59.925 | 59.925 | 59.925 | 59.925 | 59.925 | NPgY | GSP | NG FES - Falling Short | Total installed large & mini CHP capacity (MW)
NG FES - Falling Short | Gen_BB001 | MW | NPgN | FERRA2 | Total installed large & mini CHP capacity (MW) | Ferrybridge A | FERRYBRIDGE A | 10.498 | 10.498 | 10.498 | 10.498 | 10.498 | 10.498 | 10.498 | 10.498 | 10.498 | 10.498 | 10.498 | 10.498 | 10.498 | 10.498 | 10.498 | 10.498 | 10.498 | 10.498 | 10.498 | 10.498 | 10.498 | 10.498 | 10.498 | 10.498 | 10.498 | 10.498 | 10.498 | 10.498 | 10.498 | 10.498 | NPgY | GSP | NG FES - Falling Short | Total installed large & mini CHP capacity (MW)
NG FES - Falling Short | Gen_BB001 | MW | NPgN | FERRB9 | Total installed large & mini CHP capacity (MW) | Ferrybridge B (_M) | FERRYBRIDGE B | 49.277 | 49.277 | 49.277 | 49.277 | 49.277 | 49.277 | 49.277 | 49.277 | 49.277 | 49.277 | 49.277 | 49.277 | 49.277 | 49.277 | 49.277 | 49.277 | 49.277 | 49.277 | 49.277 | 49.277 | 49.277 | 49.277 | 49.277 | 49.277 | 49.277 | 49.277 | 49.277 | 49.277 | 49.277 | 49.277 | NPgY | GSP | NG FES - Falling Short | Total installed large & mini CHP capacity (MW)
NG FES - Falling Short | Gen_BB001 | MW | NPgN | GRIW_1 | Total installed large & mini CHP capacity (MW) | Grimsby West | GRIMSBY WEST | 71.205 | 71.205 | 71.205 | 71.205 | 71.205 | 71.205 | 71.205 | 71.205 | 71.205 | 71.205 | 71.205 | 71.205 | 71.205 | 71.205 | 71.205 | 71.205 | 71.205 | 71.205 | 71.205 | 71.205 | 71.205 | 71.205 | 71.205 | 71.205 | 71.205 | 71.205 | 71.205 | 71.205 | 71.205 | 71.205 | NPgY | GSP | NG FES - Falling Short | Total installed large & mini CHP capacity (MW)
NG FES - Falling Short | Gen_BB001 | MW | NPgN | JORD_3 | Total installed large & mini CHP capacity (MW) | Jordanthorpe | JORDANTHORPE | 0 | 0 | 0 | 0 | 0 | 0 | 0 | 0 | 0 | 0 | 0 | 0 | 0 | 0 | 0 | 0 | 0 | 0 | 0 | 0 | 0 | 0 | 0 | 0 | 0 | 0 | 0 | 0 | 0 | 0 | NPgY | GSP | NG FES - Falling Short | Total installed large & mini CHP capacity (MW)
NG FES - Falling Short | Gen_BB001 | MW | NPgN | KEAD_YEDL | Total installed large & mini CHP capacity (MW) | Keadby | KEADBY | 23.922 | 23.922 | 23.922 | 23.922 | 23.922 | 23.922 | 23.922 | 23.922 | 23.922 | 23.922 | 23.922 | 23.922 | 23.922 | 23.922 | 23.922 | 23.922 | 23.922 | 23.922 | 23.922 | 23.922 | 23.922 | 23.922 | 23.922 | 23.922 | 23.922 | 23.922 | 23.922 | 23.922 | 23.922 | 23.922 | NPgY | GSP | NG FES - Falling Short | Total installed large & mini CHP capacity (MW)
NG FES - Falling Short | Gen_BB001 | MW | NPgN | KIRKB1 | Total installed large & mini CHP capacity (MW) | Kirkstall B | KIRKSTALL B | 15.062 | 15.062 | 15.062 | 15.062 | 15.062 | 15.062 | 15.062 | 15.062 | 15.062 | 15.062 | 15.062 | 15.062 | 15.062 | 15.062 | 15.062 | 15.062 | 15.062 | 15.062 | 15.062 | 15.062 | 15.062 | 15.062 | 15.062 | 15.062 | 15.062 | 15.062 | 15.062 | 15.062 | 15.062 | 15.062 | NPgY | GSP | NG FES - Falling Short | Total installed large & mini CHP capacity (MW)
NG FES - Falling Short | Gen_BB001 | MW | NPgN | NEEP_3 | Total installed large & mini CHP capacity (MW) | Neepsend | NEEPSEND | 0 | 0 | 0 | 0 | 0 | 0 | 0 | 0 | 0 | 0 | 0 | 0 | 0 | 0 | 0 | 0 | 0 | 0 | 0 | 0 | 0 | 0 | 0 | 0 | 0 | 0 | 0 | 0 | 0 | 0 | NPgY | GSP | NG FES - Falling Short | Total installed large & mini CHP capacity (MW)
NG FES - Falling Short | Gen_BB001 | MW | NPgN | NORL_3 | Total installed large & mini CHP capacity (MW) | Norton Lees | NORTON LEES | 0.236 | 0.236 | 0.236 | 0.236 | 0.236 | 0.236 | 0.236 | 0.236 | 0.236 | 0.236 | 0.236 | 0.236 | 0.236 | 0.236 | 0.236 | 0.236 | 0.236 | 0.236 | 0.236 | 0.236 | 0.236 | 0.236 | 0.236 | 0.236 | 0.236 | 0.236 | 0.236 | 0.236 | 0.236 | 0.236 | NPgY | GSP | NG FES - Falling Short | Total installed large & mini CHP capacity (MW)
NG FES - Falling Short | Gen_BB001 | MW | NPgN | PITS_BB_B | Total installed large & mini CHP capacity (MW) | Pitsmoor | PITSMOOR 3/4 | 0.105 | 0.105 | 0.105 | 0.105 | 0.105 | 0.105 | 0.105 | 0.105 | 0.105 | 0.105 | 0.105 | 0.105 | 0.105 | 0.105 | 0.105 | 0.105 | 0.105 | 0.105 | 0.105 | 0.105 | 0.105 | 0.105 | 0.105 | 0.105 | 0.105 | 0.105 | 0.105 | 0.105 | 0.105 | 0.105 | NPgY | GSP | NG FES - Falling Short | Total installed large & mini CHP capacity (MW)
NG FES - Falling Short | Gen_BB001 | MW | NPgN | SALT_1 | Total installed large & mini CHP capacity (MW) | Saltend North | SALTEND NORTH | 32.049 | 32.049 | 32.049 | 32.049 | 32.049 | 32.049 | 32.049 | 32.049 | 32.049 | 32.049 | 32.049 | 32.049 | 32.049 | 32.049 | 32.049 | 32.049 | 32.049 | 32.049 | 32.049 | 32.049 | 32.049 | 32.049 | 32.049 | 32.049 | 32.049 | 32.049 | 32.049 | 32.049 | 32.049 | 32.049 | NPgY | GSP | NG FES - Falling Short | Total installed large & mini CHP capacity (MW)
NG FES - Falling Short | Gen_BB001 | MW | NPgN | SHEC_3 | Total installed large & mini CHP capacity (MW) | Sheffield City | SHEFFIELD CITY | 0 | 0 | 0 | 0 | 0 | 0 | 0 | 0 | 0 | 0 | 0 | 0 | 0 | 0 | 0 | 0 | 0 | 0 | 0 | 0 | 0 | 0 | 0 | 0 | 0 | 0 | 0 | 0 | 0 | 0 | NPgY | GSP | NG FES - Falling Short | Total installed large & mini CHP capacity (MW)
NG FES - Falling Short | Gen_BB001 | MW | NPgN | SKLGB1 | Total installed large & mini CHP capacity (MW) | Skelton Grange | SKELTON GRANGE | 41.065 | 41.065 | 41.065 | 41.065 | 41.065 | 41.065 | 41.065 | 41.065 | 41.065 | 41.065 | 41.065 | 41.065 | 41.065 | 41.065 | 41.065 | 41.065 | 41.065 | 41.065 | 41.065 | 41.065 | 41.065 | 41.065 | 41.065 | 41.065 | 41.065 | 41.065 | 41.065 | 41.065 | 41.065 | 41.065 | NPgY | GSP | NG FES - Falling Short | Total installed large & mini CHP capacity (MW)
NG FES - Falling Short | Gen_BB001 | MW | NPgN | TEMP_3 | Total installed large & mini CHP capacity (MW) | Templeborough | TEMPLEBOROUGH 275/33KV | 0 | 0 | 0 | 0 | 0 | 0 | 0 | 0 | 0 | 0 | 0 | 0 | 0 | 0 | 0 | 0 | 0 | 0 | 0 | 0 | 0 | 0 | 0 | 0 | 0 | 0 | 0 | 0 | 0 | 0 | NPgY | GSP | NG FES - Falling Short | Total installed large & mini CHP capacity (MW)
NG FES - Falling Short | Gen_BB001 | MW | NPgN | THUR_6 | Total installed large & mini CHP capacity (MW) | Thurcroft | THURCROFT | 30 | 30 | 30 | 30 | 30 | 30 | 30 | 30 | 30 | 30 | 30 | 30 | 30 | 30 | 30 | 30 | 30 | 30 | 30 | 30 | 30 | 30 | 30 | 30 | 30 | 30 | 30 | 30 | 30 | 30 | NPgY | GSP | NG FES - Falling Short | Total installed large & mini CHP capacity (MW)
NG FES - Falling Short | Gen_BB001 | MW | NPgN | WMEL_THOM | Total installed large & mini CHP capacity (MW) | Thorpe Marsh | WEST MELTON / THORPE MARSH | 4.618 | 4.618 | 4.618 | 4.618 | 4.618 | 4.618 | 4.618 | 4.618 | 4.618 | 4.618 | 4.618 | 4.618 | 4.618 | 4.618 | 4.618 | 4.618 | 4.618 | 4.618 | 4.618 | 4.618 | 4.618 | 4.618 | 4.618 | 4.618 | 4.618 | 4.618 | 4.618 | 4.618 | 4.618 | 4.618 | NPgY | GSP | NG FES - Falling Short | Total installed large & mini CHP capacity (MW)
NG FES - Falling Short | Gen_BB001 | MW | NPgN | WMEL_BB3 | Total installed large & mini CHP capacity (MW) | West Melton | WEST MELTON SECTION 3 | 0.415 | 0.415 | 0.415 | 0.415 | 0.415 | 0.415 | 0.415 | 0.415 | 0.415 | 0.415 | 0.415 | 0.415 | 0.415 | 0.415 | 0.415 | 0.415 | 0.415 | 0.415 | 0.415 | 0.415 | 0.415 | 0.415 | 0.415 | 0.415 | 0.415 | 0.415 | 0.415 | 0.415 | 0.415 | 0.415 | NPgY | GSP | NG FES - Falling Short | Total installed large & mini CHP capacity (MW)
NG FES - Falling Short | Gen_BB001 | MW | NPgN | WIBA_3 | Total installed large & mini CHP capacity (MW) | Wincobank | WINCOBANK | 0 | 0 | 0 | 0 | 0 | 0 | 0 | 0 | 0 | 0 | 0 | 0 | 0 | 0 | 0 | 0 | 0 | 0 | 0 | 0 | 0 | 0 | 0 | 0 | 0 | 0 | 0 | 0 | 0 | 0 | NPgY | GSP | NG FES - Falling Short | Total installed large & mini CHP capacity (MW)
NG FES - Leading the Way | Gen_BB001 | MW | NPgN | BLYTB1 | Total installed large & mini CHP capacity (MW) | Blyth 66kV | BLYTH 66kV | 0.1 | 0.128 | 0.128 | 0.128 | 0.128 | 0.128 | 0.128 | 0.128 | 0.128 | 0.128 | 0.128 | 0.114 | 0.093 | 0.062 | 0 | 0 | 0 | 0 | 0 | 0 | 0 | 0 | 0 | 0 | 0 | 0 | 0 | 0 | 0 | 0 | NPgN | GSP | NG FES - Leading the Way | Total installed large & mini CHP capacity (MW)
NG FES - Leading the Way | Gen_BB001 | MW | NPgN | BLYTH132 | Total installed large & mini CHP capacity (MW) | Blyth 132kV | BLYTH 132kV | 0 | 0 | 0 | 0 | 0 | 0 | 0 | 0 | 0 | 0 | 0 | 0 | 0 | 0 | 0 | 0 | 0 | 0 | 0 | 0 | 0 | 0 | 0 | 0 | 0 | 0 | 0 | 0 | 0 | 0 | NPgN | GSP | NG FES - Leading the Way | Total installed large & mini CHP capacity (MW)
NG FES - Leading the Way | Gen_BB001 | MW | NPgN | FOUR_1 | Total installed large & mini CHP capacity (MW) | Fourstones | FOURSTONES | 0 | 0 | 0 | 0 | 0 | 0 | 0 | 0 | 0 | 0 | 0 | 0 | 0 | 0 | 0 | 0 | 0 | 0 | 0 | 0 | 0 | 0 | 0 | 0 | 0 | 0 | 0 | 0 | 0 | 0 | NPgN | GSP | NG FES - Leading the Way | Total installed large & mini CHP capacity (MW)
NG FES - Leading the Way | Gen_BB001 | MW | NPgN | HARM_6 | Total installed large & mini CHP capacity (MW) | Hart Moor | HARTMOOR | 0.347 | 0.347 | 0.347 | 0.347 | 0.347 | 0.347 | 0.347 | 0.347 | 0.347 | 0.347 | 0.347 | 0.308 | 0.252 | 0.168 | 0 | 0 | 0 | 0 | 0 | 0 | 0 | 0 | 0 | 0 | 0 | 0 | 0 | 0 | 0 | 0 | NPgN | GSP | NG FES - Leading the Way | Total installed large & mini CHP capacity (MW)
NG FES - Leading the Way | Gen_BB001 | MW | NPgN | HAWP_6 | Total installed large & mini CHP capacity (MW) | Hawthorn Pit | HAWTHORN PIT GRID | 1.995 | 1.995 | 1.995 | 1.995 | 1.995 | 1.995 | 1.995 | 1.995 | 1.995 | 1.995 | 1.995 | 1.77 | 1.448 | 0.965 | 0 | 0 | 0 | 0 | 0 | 0 | 0 | 0 | 0 | 0 | 0 | 0 | 0 | 0 | 0 | 0 | NPgN | GSP | NG FES - Leading the Way | Total installed large & mini CHP capacity (MW)
NG FES - Leading the Way | Gen_BB001 | MW | NPgN | KNARE_111 | Total installed large & mini CHP capacity (MW) | Knaresborough | KNARESBOROUGH | 0.4 | 0.4 | 0.4 | 0.4 | 0.4 | 0.4 | 0.4 | 0.4 | 0.4 | 0.4 | 0.4 | 0.355 | 0.29 | 0.194 | 0 | 0 | 0 | 0 | 0 | 0 | 0 | 0 | 0 | 0 | 0 | 0 | 0 | 0 | 0 | 0 | NPgN | GSP | NG FES - Leading the Way | Total installed large & mini CHP capacity (MW)
NG FES - Leading the Way | Gen_BB001 | MW | NPgN | LACK_6 | Total installed large & mini CHP capacity (MW) | Lackenby | LACKENBY | 22 | 22 | 22 | 22 | 22 | 22 | 22 | 22 | 22 | 22 | 22 | 19.515 | 15.967 | 10.644 | 0 | 0 | 0 | 0 | 0 | 0 | 0 | 0 | 0 | 0 | 0 | 0 | 0 | 0 | 0 | 0 | NPgN | GSP | NG FES - Leading the Way | Total installed large & mini CHP capacity (MW)
NG FES - Leading the Way | Gen_BB001 | MW | NPgN | NORT_1 | Total installed large & mini CHP capacity (MW) | Norton | NORTON | 10.063 | 10.063 | 10.063 | 10.063 | 10.063 | 10.063 | 10.063 | 10.063 | 10.063 | 10.063 | 10.063 | 8.926 | 7.303 | 4.869 | 0 | 0 | 0 | 0 | 0 | 0 | 0 | 0 | 0 | 0 | 0 | 0 | 0 | 0 | 0 | 0 | NPgN | GSP | NG FES - Leading the Way | Total installed large & mini CHP capacity (MW)
NG FES - Leading the Way | Gen_BB001 | MW | NPgN | OFFE_3 | Total installed large & mini CHP capacity (MW) | Offerton | OFFERTON | 1.7 | 1.7 | 1.7 | 1.7 | 1.7 | 1.7 | 1.7 | 1.7 | 1.7 | 1.7 | 1.7 | 1.508 | 1.233 | 0.822 | 0 | 0 | 0 | 0 | 0 | 0 | 0 | 0 | 0 | 0 | 0 | 0 | 0 | 0 | 0 | 0 | NPgN | GSP | NG FES - Leading the Way | Total installed large & mini CHP capacity (MW)
NG FES - Leading the Way | Gen_BB001 | MW | NPgN | OSBA_1 | Total installed large & mini CHP capacity (MW) | Osbaldwick | OSBALDWICK | 4.417 | 4.417 | 4.417 | 4.417 | 4.417 | 4.417 | 4.417 | 4.417 | 4.417 | 4.417 | 4.417 | 3.918 | 3.205 | 2.137 | 0 | 0 | 0 | 0 | 0 | 0 | 0 | 0 | 0 | 0 | 0 | 0 | 0 | 0 | 0 | 0 | NPgN | GSP | NG FES - Leading the Way | Total installed large & mini CHP capacity (MW)
NG FES - Leading the Way | Gen_BB001 | MW | NPgN | POPP_3 | Total installed large & mini CHP capacity (MW) | Poppleton | POPPLETON | 0 | 0 | 0 | 0 | 0 | 0 | 0 | 0 | 0 | 0 | 0 | 0 | 0 | 0 | 0 | 0 | 0 | 0 | 0 | 0 | 0 | 0 | 0 | 0 | 0 | 0 | 0 | 0 | 0 | 0 | NPgN | GSP | NG FES - Leading the Way | Total installed large & mini CHP capacity (MW)
NG FES - Leading the Way | Gen_BB001 | MW | NPgN | SALH_1 | Total installed large & mini CHP capacity (MW) | Saltholme | SALTHOLME | 102.524 | 102.524 | 102.524 | 102.524 | 102.524 | 102.524 | 102.524 | 102.524 | 102.524 | 102.524 | 102.524 | 90.942 | 74.407 | 49.605 | 0 | 0 | 0 | 0 | 0 | 0 | 0 | 0 | 0 | 0 | 0 | 0 | 0 | 0 | 0 | 0 | NPgN | GSP | NG FES - Leading the Way | Total installed large & mini CHP capacity (MW)
NG FES - Leading the Way | Gen_BB001 | MW | NPgN | SSHI_3 | Total installed large & mini CHP capacity (MW) | South Shields | SOUTH SHIELDS | 0 | 0 | 0 | 0 | 0 | 0 | 0 | 0 | 0 | 0 | 0 | 0 | 0 | 0 | 0 | 0 | 0 | 0 | 0 | 0 | 0 | 0 | 0 | 0 | 0 | 0 | 0 | 0 | 0 | 0 | NPgN | GSP | NG FES - Leading the Way | Total installed large & mini CHP capacity (MW)
NG FES - Leading the Way | Gen_BB001 | MW | NPgN | KIELD01 and SPAD20 | Total installed large & mini CHP capacity (MW) | 0 | SPADEADAM | 0 | 0 | 0 | 0 | 0 | 0 | 0 | 0 | 0 | 0 | 0 | 0 | 0 | 0 | 0 | 0 | 0 | 0 | 0 | 0 | 0 | 0 | 0 | 0 | 0 | 0 | 0 | 0 | 0 | 0 | NPgN | GSP | NG FES - Leading the Way | Total installed large & mini CHP capacity (MW)
NG FES - Leading the Way | Gen_BB001 | MW | NPgN | SPEN_1 | Total installed large & mini CHP capacity (MW) | Spennymoor | SPENNYMOOR | 0.147 | 0.147 | 0.147 | 0.147 | 0.147 | 0.147 | 0.147 | 0.147 | 0.147 | 0.147 | 0.147 | 0.131 | 0.107 | 0.071 | 0 | 0 | 0 | 0 | 0 | 0 | 0 | 0 | 0 | 0 | 0 | 0 | 0 | 0 | 0 | 0 | NPgN | GSP | NG FES - Leading the Way | Total installed large & mini CHP capacity (MW)
NG FES - Leading the Way | Gen_BB001 | MW | NPgN | STEN_1 | Total installed large & mini CHP capacity (MW) | Stella North | STELLA NORTH | 13.6 | 13.6 | 13.6 | 13.6 | 13.6 | 13.6 | 13.6 | 13.6 | 13.6 | 13.6 | 13.6 | 12.064 | 9.87 | 6.58 | 0 | 0 | 0 | 0 | 0 | 0 | 0 | 0 | 0 | 0 | 0 | 0 | 0 | 0 | 0 | 0 | NPgN | GSP | NG FES - Leading the Way | Total installed large & mini CHP capacity (MW)
NG FES - Leading the Way | Gen_BB001 | MW | NPgN | STES_1 | Total installed large & mini CHP capacity (MW) | Stella South | STELLA SOUTH | 0.086 | 0.086 | 0.086 | 0.086 | 0.086 | 0.086 | 0.086 | 0.086 | 0.086 | 0.086 | 0.086 | 0.077 | 0.063 | 0.042 | 0 | 0 | 0 | 0 | 0 | 0 | 0 | 0 | 0 | 0 | 0 | 0 | 0 | 0 | 0 | 0 | NPgN | GSP | NG FES - Leading the Way | Total installed large & mini CHP capacity (MW)
NG FES - Leading the Way | Gen_BB001 | MW | NPgN | TYNE_1 | Total installed large & mini CHP capacity (MW) | Tynemouth 1 | TYNEMOUTH | 7.55 | 7.55 | 7.55 | 7.55 | 7.55 | 7.55 | 7.55 | 7.55 | 7.55 | 7.55 | 7.55 | 6.697 | 5.479 | 3.653 | 0 | 0 | 0 | 0 | 0 | 0 | 0 | 0 | 0 | 0 | 0 | 0 | 0 | 0 | 0 | 0 | NPgN | GSP | NG FES - Leading the Way | Total installed large & mini CHP capacity (MW)
NG FES - Leading the Way | Gen_BB001 | MW | NPgN | WBOL_6 | Total installed large & mini CHP capacity (MW) | West Boldon | WEST BOLDON | 0.45 | 0.45 | 0.45 | 0.45 | 0.45 | 0.45 | 0.45 | 0.45 | 0.45 | 0.45 | 0.45 | 0.399 | 0.327 | 0.218 | 0 | 0 | 0 | 0 | 0 | 0 | 0 | 0 | 0 | 0 | 0 | 0 | 0 | 0 | 0 | 0 | NPgN | GSP | NG FES - Leading the Way | Total installed large & mini CHP capacity (MW)
NG FES - Leading the Way | Gen_BB001 | MW | NPgN | BRAW_1 | Total installed large & mini CHP capacity (MW) | Bradford West | BRADFORD WEST | 8.49 | 8.49 | 8.49 | 8.49 | 8.49 | 8.49 | 8.49 | 8.49 | 8.49 | 8.49 | 8.49 | 7.53 | 6.161 | 4.108 | 0 | 0 | 0 | 0 | 0 | 0 | 0 | 0 | 0 | 0 | 0 | 0 | 0 | 0 | 0 | 0 | NPgY | GSP | NG FES - Leading the Way | Total installed large & mini CHP capacity (MW)
NG FES - Leading the Way | Gen_BB001 | MW | NPgN | CAMB_01 | Total installed large & mini CHP capacity (MW) | Camblesforth | CAMBLESFORTH | 10.08 | 10.08 | 10.08 | 10.08 | 10.08 | 10.08 | 10.08 | 10.08 | 10.08 | 10.08 | 10.08 | 8.942 | 7.316 | 4.877 | 0 | 0 | 0 | 0 | 0 | 0 | 0 | 0 | 0 | 0 | 0 | 0 | 0 | 0 | 0 | 0 | NPgY | GSP | NG FES - Leading the Way | Total installed large & mini CHP capacity (MW)
NG FES - Leading the Way | Gen_BB001 | MW | NPgN | CREB_1 | Total installed large & mini CHP capacity (MW) | Creyke Beck | CREYKE BECK | 33.41 | 33.41 | 33.41 | 33.41 | 33.41 | 33.41 | 33.41 | 33.41 | 33.41 | 33.41 | 33.41 | 29.636 | 24.248 | 16.165 | 0 | 0 | 0 | 0 | 0 | 0 | 0 | 0 | 0 | 0 | 0 | 0 | 0 | 0 | 0 | 0 | NPgY | GSP | NG FES - Leading the Way | Total installed large & mini CHP capacity (MW)
NG FES - Leading the Way | Gen_BB001 | MW | NPgN | DRAX_YEDL | Total installed large & mini CHP capacity (MW) | Drax | DRAX | 8.266 | 8.266 | 8.266 | 8.266 | 8.266 | 8.266 | 8.266 | 8.266 | 8.266 | 8.266 | 8.266 | 7.332 | 5.999 | 3.999 | 0 | 0 | 0 | 0 | 0 | 0 | 0 | 0 | 0 | 0 | 0 | 0 | 0 | 0 | 0 | 0 | NPgY | GSP | NG FES - Leading the Way | Total installed large & mini CHP capacity (MW)
NG FES - Leading the Way | Gen_BB001 | MW | NPgN | ELLA_1 | Total installed large & mini CHP capacity (MW) | Elland | ELLAND | 59.925 | 59.925 | 59.925 | 59.925 | 59.925 | 59.925 | 59.925 | 59.925 | 59.925 | 59.925 | 59.925 | 53.155 | 43.491 | 28.994 | 0 | 0 | 0 | 0 | 0 | 0 | 0 | 0 | 0 | 0 | 0 | 0 | 0 | 0 | 0 | 0 | NPgY | GSP | NG FES - Leading the Way | Total installed large & mini CHP capacity (MW)
NG FES - Leading the Way | Gen_BB001 | MW | NPgN | FERRA2 | Total installed large & mini CHP capacity (MW) | Ferrybridge A | FERRYBRIDGE A | 10.498 | 10.498 | 10.498 | 10.498 | 10.498 | 10.498 | 10.498 | 10.498 | 10.498 | 10.498 | 10.498 | 9.312 | 7.619 | 5.08 | 0 | 0 | 0 | 0 | 0 | 0 | 0 | 0 | 0 | 0 | 0 | 0 | 0 | 0 | 0 | 0 | NPgY | GSP | NG FES - Leading the Way | Total installed large & mini CHP capacity (MW)
NG FES - Leading the Way | Gen_BB001 | MW | NPgN | FERRB9 | Total installed large & mini CHP capacity (MW) | Ferrybridge B (_M) | FERRYBRIDGE B | 49.277 | 49.277 | 49.277 | 49.277 | 49.277 | 49.277 | 49.277 | 49.277 | 49.277 | 49.277 | 49.277 | 43.711 | 35.763 | 23.842 | 0 | 0 | 0 | 0 | 0 | 0 | 0 | 0 | 0 | 0 | 0 | 0 | 0 | 0 | 0 | 0 | NPgY | GSP | NG FES - Leading the Way | Total installed large & mini CHP capacity (MW)
NG FES - Leading the Way | Gen_BB001 | MW | NPgN | GRIW_1 | Total installed large & mini CHP capacity (MW) | Grimsby West | GRIMSBY WEST | 71.205 | 71.205 | 71.205 | 71.205 | 71.205 | 71.205 | 71.205 | 71.205 | 71.205 | 71.205 | 71.205 | 63.161 | 51.677 | 34.452 | 0 | 0 | 0 | 0 | 0 | 0 | 0 | 0 | 0 | 0 | 0 | 0 | 0 | 0 | 0 | 0 | NPgY | GSP | NG FES - Leading the Way | Total installed large & mini CHP capacity (MW)
NG FES - Leading the Way | Gen_BB001 | MW | NPgN | JORD_3 | Total installed large & mini CHP capacity (MW) | Jordanthorpe | JORDANTHORPE | 0 | 0 | 0 | 0 | 0 | 0 | 0 | 0 | 0 | 0 | 0 | 0 | 0 | 0 | 0 | 0 | 0 | 0 | 0 | 0 | 0 | 0 | 0 | 0 | 0 | 0 | 0 | 0 | 0 | 0 | NPgY | GSP | NG FES - Leading the Way | Total installed large & mini CHP capacity (MW)
NG FES - Leading the Way | Gen_BB001 | MW | NPgN | KEAD_YEDL | Total installed large & mini CHP capacity (MW) | Keadby | KEADBY | 23.922 | 23.922 | 23.922 | 23.922 | 23.922 | 23.922 | 23.922 | 23.922 | 23.922 | 23.922 | 23.922 | 23.654 | 23.271 | 22.696 | 21.547 | 21.547 | 21.547 | 21.547 | 21.547 | 21.547 | 21.547 | 21.547 | 21.547 | 21.547 | 21.547 | 21.547 | 21.547 | 21.547 | 21.547 | 21.547 | NPgY | GSP | NG FES - Leading the Way | Total installed large & mini CHP capacity (MW)
NG FES - Leading the Way | Gen_BB001 | MW | NPgN | KIRKB1 | Total installed large & mini CHP capacity (MW) | Kirkstall B | KIRKSTALL B | 15.062 | 15.062 | 15.062 | 15.062 | 15.062 | 15.062 | 15.062 | 15.062 | 15.062 | 15.062 | 15.062 | 15.062 | 15.062 | 15.062 | 15.062 | 15.062 | 15.062 | 15.062 | 15.062 | 15.062 | 15.062 | 15.062 | 15.062 | 15.062 | 15.062 | 15.062 | 15.062 | 15.062 | 15.062 | 15.062 | NPgY | GSP | NG FES - Leading the Way | Total installed large & mini CHP capacity (MW)
NG FES - Leading the Way | Gen_BB001 | MW | NPgN | NEEP_3 | Total installed large & mini CHP capacity (MW) | Neepsend | NEEPSEND | 0 | 0 | 0 | 0 | 0 | 0 | 0 | 0 | 0 | 0 | 0 | 0 | 0 | 0 | 0 | 0 | 0 | 0 | 0 | 0 | 0 | 0 | 0 | 0 | 0 | 0 | 0 | 0 | 0 | 0 | NPgY | GSP | NG FES - Leading the Way | Total installed large & mini CHP capacity (MW)
NG FES - Leading the Way | Gen_BB001 | MW | NPgN | NORL_3 | Total installed large & mini CHP capacity (MW) | Norton Lees | NORTON LEES | 0.236 | 0.236 | 0.236 | 0.236 | 0.236 | 0.236 | 0.236 | 0.236 | 0.236 | 0.236 | 0.236 | 0.236 | 0.236 | 0.236 | 0.236 | 0.236 | 0.236 | 0.236 | 0.236 | 0.236 | 0.236 | 0.236 | 0.236 | 0.236 | 0.236 | 0.236 | 0.236 | 0.236 | 0.236 | 0.236 | NPgY | GSP | NG FES - Leading the Way | Total installed large & mini CHP capacity (MW)
NG FES - Leading the Way | Gen_BB001 | MW | NPgN | PITS_BB_B | Total installed large & mini CHP capacity (MW) | Pitsmoor | PITSMOOR 3/4 | 0.105 | 0.105 | 0.105 | 0.105 | 0.105 | 0.105 | 0.105 | 0.105 | 0.105 | 0.105 | 0.105 | 0.105 | 0.105 | 0.105 | 0.105 | 0.105 | 0.105 | 0.105 | 0.105 | 0.105 | 0.105 | 0.105 | 0.105 | 0.105 | 0.105 | 0.105 | 0.105 | 0.105 | 0.105 | 0.105 | NPgY | GSP | NG FES - Leading the Way | Total installed large & mini CHP capacity (MW)
NG FES - Leading the Way | Gen_BB001 | MW | NPgN | SALT_1 | Total installed large & mini CHP capacity (MW) | Saltend North | SALTEND NORTH | 32.049 | 32.049 | 32.049 | 32.049 | 32.049 | 32.049 | 32.049 | 32.049 | 32.049 | 32.049 | 32.049 | 32.049 | 32.049 | 32.049 | 32.049 | 32.049 | 32.049 | 32.049 | 32.049 | 32.049 | 32.049 | 32.049 | 32.049 | 32.049 | 32.049 | 32.049 | 32.049 | 32.049 | 32.049 | 32.049 | NPgY | GSP | NG FES - Leading the Way | Total installed large & mini CHP capacity (MW)
NG FES - Leading the Way | Gen_BB001 | MW | NPgN | SHEC_3 | Total installed large & mini CHP capacity (MW) | Sheffield City | SHEFFIELD CITY | 0 | 0 | 0 | 0 | 0 | 0 | 0 | 0 | 0 | 0 | 0 | 0 | 0 | 0 | 0 | 0 | 0 | 0 | 0 | 0 | 0 | 0 | 0 | 0 | 0 | 0 | 0 | 0 | 0 | 0 | NPgY | GSP | NG FES - Leading the Way | Total installed large & mini CHP capacity (MW)
NG FES - Leading the Way | Gen_BB001 | MW | NPgN | SKLGB1 | Total installed large & mini CHP capacity (MW) | Skelton Grange | SKELTON GRANGE | 41.065 | 41.065 | 41.065 | 41.065 | 41.065 | 41.065 | 41.065 | 41.065 | 41.065 | 41.065 | 41.065 | 41.065 | 41.065 | 41.065 | 41.065 | 41.065 | 41.065 | 41.065 | 41.065 | 41.065 | 41.065 | 41.065 | 41.065 | 41.065 | 41.065 | 41.065 | 41.065 | 41.065 | 41.065 | 41.065 | NPgY | GSP | NG FES - Leading the Way | Total installed large & mini CHP capacity (MW)
NG FES - Leading the Way | Gen_BB001 | MW | NPgN | TEMP_3 | Total installed large & mini CHP capacity (MW) | Templeborough | TEMPLEBOROUGH 275/33KV | 0 | 0 | 0 | 0 | 0 | 0 | 0 | 0 | 0 | 0 | 0 | 0 | 0 | 0 | 0 | 0 | 0 | 0 | 0 | 0 | 0 | 0 | 0 | 0 | 0 | 0 | 0 | 0 | 0 | 0 | NPgY | GSP | NG FES - Leading the Way | Total installed large & mini CHP capacity (MW)
NG FES - Leading the Way | Gen_BB001 | MW | NPgN | THUR_6 | Total installed large & mini CHP capacity (MW) | Thurcroft | THURCROFT | 30 | 30 | 30 | 30 | 30 | 30 | 30 | 30 | 30 | 30 | 30 | 30 | 30 | 30 | 30 | 30 | 30 | 30 | 30 | 30 | 30 | 30 | 30 | 30 | 30 | 30 | 30 | 30 | 30 | 30 | NPgY | GSP | NG FES - Leading the Way | Total installed large & mini CHP capacity (MW)
NG FES - Leading the Way | Gen_BB001 | MW | NPgN | WMEL_THOM | Total installed large & mini CHP capacity (MW) | Thorpe Marsh | WEST MELTON / THORPE MARSH | 4.618 | 4.618 | 4.618 | 4.618 | 4.618 | 4.618 | 4.618 | 4.618 | 4.618 | 4.618 | 4.618 | 4.618 | 4.618 | 4.618 | 4.618 | 4.618 | 4.618 | 4.618 | 4.618 | 4.618 | 4.618 | 4.618 | 4.618 | 4.618 | 4.618 | 4.618 | 4.618 | 4.618 | 4.618 | 4.618 | NPgY | GSP | NG FES - Leading the Way | Total installed large & mini CHP capacity (MW)
NG FES - Leading the Way | Gen_BB001 | MW | NPgN | WMEL_BB3 | Total installed large & mini CHP capacity (MW) | West Melton | WEST MELTON SECTION 3 | 0.415 | 0.415 | 0.415 | 0.415 | 0.415 | 0.415 | 0.415 | 0.415 | 0.415 | 0.415 | 0.415 | 0.415 | 0.415 | 0.415 | 0.415 | 0.415 | 0.415 | 0.415 | 0.415 | 0.415 | 0.415 | 0.415 | 0.415 | 0.415 | 0.415 | 0.415 | 0.415 | 0.415 | 0.415 | 0.415 | NPgY | GSP | NG FES - Leading the Way | Total installed large & mini CHP capacity (MW)
NG FES - Leading the Way | Gen_BB001 | MW | NPgN | WIBA_3 | Total installed large & mini CHP capacity (MW) | Wincobank | WINCOBANK | 0 | 0 | 0 | 0 | 0 | 0 | 0 | 0 | 0 | 0 | 0 | 0 | 0 | 0 | 0 | 0 | 0 | 0 | 0 | 0 | 0 | 0 | 0 | 0 | 0 | 0 | 0 | 0 | 0 | 0 | NPgY | GSP | NG FES - Leading the Way | Total installed large & mini CHP capacity (MW)
NPg Planning Scenario | Gen_BB001 | MW | NPgN | BLYTB1 | Total installed large & mini CHP capacity (MW) | Blyth 66kV | BLYTH 66kV | 0.1 | 0.128 | 0.128 | 0.128 | 0.128 | 0.128 | 0.128 | 0.128 | 0.128 | 0.128 | 0.128 | 0.114 | 0.093 | 0.062 | 0 | 0 | 0 | 0 | 0 | 0 | 0 | 0 | 0 | 0 | 0 | 0 | 0 | 0 | 0 | 0 | NPgN | GSP | NPg Planning Scenario | Total installed large & mini CHP capacity (MW)
NPg Planning Scenario | Gen_BB001 | MW | NPgN | BLYTH132 | Total installed large & mini CHP capacity (MW) | Blyth 132kV | BLYTH 132kV | 0 | 0 | 0 | 0 | 0 | 0 | 0 | 0 | 0 | 0 | 0 | 0 | 0 | 0 | 0 | 0 | 0 | 0 | 0 | 0 | 0 | 0 | 0 | 0 | 0 | 0 | 0 | 0 | 0 | 0 | NPgN | GSP | NPg Planning Scenario | Total installed large & mini CHP capacity (MW)
NPg Planning Scenario | Gen_BB001 | MW | NPgN | FOUR_1 | Total installed large & mini CHP capacity (MW) | Fourstones | FOURSTONES | 0 | 0 | 0 | 0 | 0 | 0 | 0 | 0 | 0 | 0 | 0 | 0 | 0 | 0 | 0 | 0 | 0 | 0 | 0 | 0 | 0 | 0 | 0 | 0 | 0 | 0 | 0 | 0 | 0 | 0 | NPgN | GSP | NPg Planning Scenario | Total installed large & mini CHP capacity (MW)
NPg Planning Scenario | Gen_BB001 | MW | NPgN | HARM_6 | Total installed large & mini CHP capacity (MW) | Hart Moor | HARTMOOR | 0.347 | 0.347 | 0.347 | 0.347 | 0.347 | 0.347 | 0.347 | 0.347 | 0.347 | 0.347 | 0.347 | 0.308 | 0.252 | 0.168 | 0 | 0 | 0 | 0 | 0 | 0 | 0 | 0 | 0 | 0 | 0 | 0 | 0 | 0 | 0 | 0 | NPgN | GSP | NPg Planning Scenario | Total installed large & mini CHP capacity (MW)
NPg Planning Scenario | Gen_BB001 | MW | NPgN | HAWP_6 | Total installed large & mini CHP capacity (MW) | Hawthorn Pit | HAWTHORN PIT GRID | 1.995 | 1.995 | 1.995 | 1.995 | 1.995 | 1.995 | 1.995 | 1.995 | 1.995 | 1.995 | 1.995 | 1.77 | 1.448 | 0.965 | 0 | 0 | 0 | 0 | 0 | 0 | 0 | 0 | 0 | 0 | 0 | 0 | 0 | 0 | 0 | 0 | NPgN | GSP | NPg Planning Scenario | Total installed large & mini CHP capacity (MW)
NPg Planning Scenario | Gen_BB001 | MW | NPgN | KNARE_111 | Total installed large & mini CHP capacity (MW) | Knaresborough | KNARESBOROUGH | 0.4 | 0.4 | 0.4 | 0.4 | 0.4 | 0.4 | 0.4 | 0.4 | 0.4 | 0.4 | 0.4 | 0.355 | 0.29 | 0.194 | 0 | 0 | 0 | 0 | 0 | 0 | 0 | 0 | 0 | 0 | 0 | 0 | 0 | 0 | 0 | 0 | NPgN | GSP | NPg Planning Scenario | Total installed large & mini CHP capacity (MW)
NPg Planning Scenario | Gen_BB001 | MW | NPgN | LACK_6 | Total installed large & mini CHP capacity (MW) | Lackenby | LACKENBY | 22 | 22 | 22 | 22 | 22 | 22 | 22 | 22 | 22 | 22 | 22 | 19.515 | 15.967 | 10.644 | 0 | 0 | 0 | 0 | 0 | 0 | 0 | 0 | 0 | 0 | 0 | 0 | 0 | 0 | 0 | 0 | NPgN | GSP | NPg Planning Scenario | Total installed large & mini CHP capacity (MW)
NPg Planning Scenario | Gen_BB001 | MW | NPgN | NORT_1 | Total installed large & mini CHP capacity (MW) | Norton | NORTON | 10.063 | 10.063 | 10.063 | 10.063 | 10.063 | 10.063 | 10.063 | 10.063 | 10.063 | 10.063 | 10.063 | 8.926 | 7.303 | 4.869 | 0 | 0 | 0 | 0 | 0 | 0 | 0 | 0 | 0 | 0 | 0 | 0 | 0 | 0 | 0 | 0 | NPgN | GSP | NPg Planning Scenario | Total installed large & mini CHP capacity (MW)
NPg Planning Scenario | Gen_BB001 | MW | NPgN | OFFE_3 | Total installed large & mini CHP capacity (MW) | Offerton | OFFERTON | 1.7 | 1.7 | 1.7 | 1.7 | 1.7 | 1.7 | 1.7 | 1.7 | 1.7 | 1.7 | 1.7 | 1.508 | 1.233 | 0.822 | 0 | 0 | 0 | 0 | 0 | 0 | 0 | 0 | 0 | 0 | 0 | 0 | 0 | 0 | 0 | 0 | NPgN | GSP | NPg Planning Scenario | Total installed large & mini CHP capacity (MW)
NPg Planning Scenario | Gen_BB001 | MW | NPgN | OSBA_1 | Total installed large & mini CHP capacity (MW) | Osbaldwick | OSBALDWICK | 4.417 | 4.417 | 4.417 | 4.417 | 4.417 | 4.417 | 4.417 | 4.417 | 4.417 | 4.417 | 4.417 | 3.918 | 3.205 | 2.137 | 0 | 0 | 0 | 0 | 0 | 0 | 0 | 0 | 0 | 0 | 0 | 0 | 0 | 0 | 0 | 0 | NPgN | GSP | NPg Planning Scenario | Total installed large & mini CHP capacity (MW)
NPg Planning Scenario | Gen_BB001 | MW | NPgN | POPP_3 | Total installed large & mini CHP capacity (MW) | Poppleton | POPPLETON | 0 | 0 | 0 | 0 | 0 | 0 | 0 | 0 | 0 | 0 | 0 | 0 | 0 | 0 | 0 | 0 | 0 | 0 | 0 | 0 | 0 | 0 | 0 | 0 | 0 | 0 | 0 | 0 | 0 | 0 | NPgN | GSP | NPg Planning Scenario | Total installed large & mini CHP capacity (MW)
NPg Planning Scenario | Gen_BB001 | MW | NPgN | SALH_1 | Total installed large & mini CHP capacity (MW) | Saltholme | SALTHOLME | 102.524 | 102.524 | 102.524 | 102.524 | 102.524 | 102.524 | 102.524 | 102.524 | 102.524 | 102.524 | 102.524 | 90.942 | 74.407 | 49.605 | 0 | 0 | 0 | 0 | 0 | 0 | 0 | 0 | 0 | 0 | 0 | 0 | 0 | 0 | 0 | 0 | NPgN | GSP | NPg Planning Scenario | Total installed large & mini CHP capacity (MW)
NPg Planning Scenario | Gen_BB001 | MW | NPgN | SSHI_3 | Total installed large & mini CHP capacity (MW) | South Shields | SOUTH SHIELDS | 0 | 0 | 0 | 0 | 0 | 0 | 0 | 0 | 0 | 0 | 0 | 0 | 0 | 0 | 0 | 0 | 0 | 0 | 0 | 0 | 0 | 0 | 0 | 0 | 0 | 0 | 0 | 0 | 0 | 0 | NPgN | GSP | NPg Planning Scenario | Total installed large & mini CHP capacity (MW)
NPg Planning Scenario | Gen_BB001 | MW | NPgN | KIELD01 and SPAD20 | Total installed large & mini CHP capacity (MW) | 0 | SPADEADAM | 0 | 0 | 0 | 0 | 0 | 0 | 0 | 0 | 0 | 0 | 0 | 0 | 0 | 0 | 0 | 0 | 0 | 0 | 0 | 0 | 0 | 0 | 0 | 0 | 0 | 0 | 0 | 0 | 0 | 0 | NPgN | GSP | NPg Planning Scenario | Total installed large & mini CHP capacity (MW)
NPg Planning Scenario | Gen_BB001 | MW | NPgN | SPEN_1 | Total installed large & mini CHP capacity (MW) | Spennymoor | SPENNYMOOR | 0.147 | 0.147 | 0.147 | 0.147 | 0.147 | 0.147 | 0.147 | 0.147 | 0.147 | 0.147 | 0.147 | 0.131 | 0.107 | 0.071 | 0 | 0 | 0 | 0 | 0 | 0 | 0 | 0 | 0 | 0 | 0 | 0 | 0 | 0 | 0 | 0 | NPgN | GSP | NPg Planning Scenario | Total installed large & mini CHP capacity (MW)
NPg Planning Scenario | Gen_BB001 | MW | NPgN | STEN_1 | Total installed large & mini CHP capacity (MW) | Stella North | STELLA NORTH | 13.6 | 13.6 | 13.6 | 13.6 | 13.6 | 13.6 | 13.6 | 13.6 | 13.6 | 13.6 | 13.6 | 12.064 | 9.87 | 6.58 | 0 | 0 | 0 | 0 | 0 | 0 | 0 | 0 | 0 | 0 | 0 | 0 | 0 | 0 | 0 | 0 | NPgN | GSP | NPg Planning Scenario | Total installed large & mini CHP capacity (MW)
NPg Planning Scenario | Gen_BB001 | MW | NPgN | STES_1 | Total installed large & mini CHP capacity (MW) | Stella South | STELLA SOUTH | 0.086 | 0.086 | 0.086 | 0.086 | 0.086 | 0.086 | 0.086 | 0.086 | 0.086 | 0.086 | 0.086 | 0.077 | 0.063 | 0.042 | 0 | 0 | 0 | 0 | 0 | 0 | 0 | 0 | 0 | 0 | 0 | 0 | 0 | 0 | 0 | 0 | NPgN | GSP | NPg Planning Scenario | Total installed large & mini CHP capacity (MW)
NPg Planning Scenario | Gen_BB001 | MW | NPgN | TYNE_1 | Total installed large & mini CHP capacity (MW) | Tynemouth 1 | TYNEMOUTH | 7.55 | 7.55 | 7.55 | 7.55 | 7.55 | 7.55 | 7.55 | 7.55 | 7.55 | 7.55 | 7.55 | 6.697 | 5.479 | 3.653 | 0 | 0 | 0 | 0 | 0 | 0 | 0 | 0 | 0 | 0 | 0 | 0 | 0 | 0 | 0 | 0 | NPgN | GSP | NPg Planning Scenario | Total installed large & mini CHP capacity (MW)
NPg Planning Scenario | Gen_BB001 | MW | NPgN | WBOL_6 | Total installed large & mini CHP capacity (MW) | West Boldon | WEST BOLDON | 0.45 | 0.45 | 0.45 | 0.45 | 0.45 | 0.45 | 0.45 | 0.45 | 0.45 | 0.45 | 0.45 | 0.399 | 0.327 | 0.218 | 0 | 0 | 0 | 0 | 0 | 0 | 0 | 0 | 0 | 0 | 0 | 0 | 0 | 0 | 0 | 0 | NPgN | GSP | NPg Planning Scenario | Total installed large & mini CHP capacity (MW)
NPg Planning Scenario | Gen_BB001 | MW | NPgN | BRAW_1 | Total installed large & mini CHP capacity (MW) | Bradford West | BRADFORD WEST | 8.49 | 8.49 | 8.49 | 8.49 | 8.49 | 8.49 | 8.49 | 8.49 | 8.49 | 8.49 | 8.49 | 7.53 | 6.161 | 4.108 | 0 | 0 | 0 | 0 | 0 | 0 | 0 | 0 | 0 | 0 | 0 | 0 | 0 | 0 | 0 | 0 | NPgY | GSP | NPg Planning Scenario | Total installed large & mini CHP capacity (MW)
NPg Planning Scenario | Gen_BB001 | MW | NPgN | CAMB_01 | Total installed large & mini CHP capacity (MW) | Camblesforth | CAMBLESFORTH | 10.08 | 10.08 | 10.08 | 10.08 | 10.08 | 10.08 | 10.08 | 10.08 | 10.08 | 10.08 | 10.08 | 8.942 | 7.316 | 4.877 | 0 | 0 | 0 | 0 | 0 | 0 | 0 | 0 | 0 | 0 | 0 | 0 | 0 | 0 | 0 | 0 | NPgY | GSP | NPg Planning Scenario | Total installed large & mini CHP capacity (MW)
NPg Planning Scenario | Gen_BB001 | MW | NPgN | CREB_1 | Total installed large & mini CHP capacity (MW) | Creyke Beck | CREYKE BECK | 33.41 | 33.41 | 33.41 | 33.41 | 33.41 | 33.41 | 33.41 | 33.41 | 33.41 | 33.41 | 33.41 | 29.636 | 24.248 | 16.165 | 0 | 0 | 0 | 0 | 0 | 0 | 0 | 0 | 0 | 0 | 0 | 0 | 0 | 0 | 0 | 0 | NPgY | GSP | NPg Planning Scenario | Total installed large & mini CHP capacity (MW)
NPg Planning Scenario | Gen_BB001 | MW | NPgN | DRAX_YEDL | Total installed large & mini CHP capacity (MW) | Drax | DRAX | 8.266 | 8.266 | 8.266 | 8.266 | 8.266 | 8.266 | 8.266 | 8.266 | 8.266 | 8.266 | 8.266 | 7.332 | 5.999 | 3.999 | 0 | 0 | 0 | 0 | 0 | 0 | 0 | 0 | 0 | 0 | 0 | 0 | 0 | 0 | 0 | 0 | NPgY | GSP | NPg Planning Scenario | Total installed large & mini CHP capacity (MW)
NPg Planning Scenario | Gen_BB001 | MW | NPgN | ELLA_1 | Total installed large & mini CHP capacity (MW) | Elland | ELLAND | 59.925 | 59.925 | 59.925 | 59.925 | 59.925 | 59.925 | 59.925 | 59.925 | 59.925 | 59.925 | 59.925 | 53.155 | 43.491 | 28.994 | 0 | 0 | 0 | 0 | 0 | 0 | 0 | 0 | 0 | 0 | 0 | 0 | 0 | 0 | 0 | 0 | NPgY | GSP | NPg Planning Scenario | Total installed large & mini CHP capacity (MW)
NPg Planning Scenario | Gen_BB001 | MW | NPgN | FERRA2 | Total installed large & mini CHP capacity (MW) | Ferrybridge A | FERRYBRIDGE A | 10.498 | 10.498 | 10.498 | 10.498 | 10.498 | 10.498 | 10.498 | 10.498 | 10.498 | 10.498 | 10.498 | 9.312 | 7.619 | 5.08 | 0 | 0 | 0 | 0 | 0 | 0 | 0 | 0 | 0 | 0 | 0 | 0 | 0 | 0 | 0 | 0 | NPgY | GSP | NPg Planning Scenario | Total installed large & mini CHP capacity (MW)
NPg Planning Scenario | Gen_BB001 | MW | NPgN | FERRB9 | Total installed large & mini CHP capacity (MW) | Ferrybridge B (_M) | FERRYBRIDGE B | 49.277 | 49.277 | 49.277 | 49.277 | 49.277 | 49.277 | 49.277 | 49.277 | 49.277 | 49.277 | 49.277 | 43.711 | 35.763 | 23.842 | 0 | 0 | 0 | 0 | 0 | 0 | 0 | 0 | 0 | 0 | 0 | 0 | 0 | 0 | 0 | 0 | NPgY | GSP | NPg Planning Scenario | Total installed large & mini CHP capacity (MW)
NPg Planning Scenario | Gen_BB001 | MW | NPgN | GRIW_1 | Total installed large & mini CHP capacity (MW) | Grimsby West | GRIMSBY WEST | 71.205 | 71.205 | 71.205 | 71.205 | 71.205 | 71.205 | 71.205 | 71.205 | 71.205 | 71.205 | 71.205 | 63.161 | 51.677 | 34.452 | 0 | 0 | 0 | 0 | 0 | 0 | 0 | 0 | 0 | 0 | 0 | 0 | 0 | 0 | 0 | 0 | NPgY | GSP | NPg Planning Scenario | Total installed large & mini CHP capacity (MW)
NPg Planning Scenario | Gen_BB001 | MW | NPgN | JORD_3 | Total installed large & mini CHP capacity (MW) | Jordanthorpe | JORDANTHORPE | 0 | 0 | 0 | 0 | 0 | 0 | 0 | 0 | 0 | 0 | 0 | 0 | 0 | 0 | 0 | 0 | 0 | 0 | 0 | 0 | 0 | 0 | 0 | 0 | 0 | 0 | 0 | 0 | 0 | 0 | NPgY | GSP | NPg Planning Scenario | Total installed large & mini CHP capacity (MW)
NPg Planning Scenario | Gen_BB001 | MW | NPgN | KEAD_YEDL | Total installed large & mini CHP capacity (MW) | Keadby | KEADBY | 23.922 | 23.922 | 23.922 | 23.922 | 23.922 | 23.922 | 23.922 | 23.922 | 23.922 | 23.922 | 23.922 | 23.654 | 23.271 | 22.696 | 21.547 | 21.547 | 21.547 | 21.547 | 21.547 | 21.547 | 21.547 | 21.547 | 21.547 | 21.547 | 21.547 | 21.547 | 21.547 | 21.547 | 21.547 | 21.547 | NPgY | GSP | NPg Planning Scenario | Total installed large & mini CHP capacity (MW)
NPg Planning Scenario | Gen_BB001 | MW | NPgN | KIRKB1 | Total installed large & mini CHP capacity (MW) | Kirkstall B | KIRKSTALL B | 15.062 | 15.062 | 15.062 | 15.062 | 15.062 | 15.062 | 15.062 | 15.062 | 15.062 | 15.062 | 15.062 | 15.062 | 15.062 | 15.062 | 15.062 | 15.062 | 15.062 | 15.062 | 15.062 | 15.062 | 15.062 | 15.062 | 15.062 | 15.062 | 15.062 | 15.062 | 15.062 | 15.062 | 15.062 | 15.062 | NPgY | GSP | NPg Planning Scenario | Total installed large & mini CHP capacity (MW)
NPg Planning Scenario | Gen_BB001 | MW | NPgN | NEEP_3 | Total installed large & mini CHP capacity (MW) | Neepsend | NEEPSEND | 0 | 0 | 0 | 0 | 0 | 0 | 0 | 0 | 0 | 0 | 0 | 0 | 0 | 0 | 0 | 0 | 0 | 0 | 0 | 0 | 0 | 0 | 0 | 0 | 0 | 0 | 0 | 0 | 0 | 0 | NPgY | GSP | NPg Planning Scenario | Total installed large & mini CHP capacity (MW)
NPg Planning Scenario | Gen_BB001 | MW | NPgN | NORL_3 | Total installed large & mini CHP capacity (MW) | Norton Lees | NORTON LEES | 0.236 | 0.236 | 0.236 | 0.236 | 0.236 | 0.236 | 0.236 | 0.236 | 0.236 | 0.236 | 0.236 | 0.236 | 0.236 | 0.236 | 0.236 | 0.236 | 0.236 | 0.236 | 0.236 | 0.236 | 0.236 | 0.236 | 0.236 | 0.236 | 0.236 | 0.236 | 0.236 | 0.236 | 0.236 | 0.236 | NPgY | GSP | NPg Planning Scenario | Total installed large & mini CHP capacity (MW)
NPg Planning Scenario | Gen_BB001 | MW | NPgN | PITS_BB_B | Total installed large & mini CHP capacity (MW) | Pitsmoor | PITSMOOR 3/4 | 0.105 | 0.105 | 0.105 | 0.105 | 0.105 | 0.105 | 0.105 | 0.105 | 0.105 | 0.105 | 0.105 | 0.105 | 0.105 | 0.105 | 0.105 | 0.105 | 0.105 | 0.105 | 0.105 | 0.105 | 0.105 | 0.105 | 0.105 | 0.105 | 0.105 | 0.105 | 0.105 | 0.105 | 0.105 | 0.105 | NPgY | GSP | NPg Planning Scenario | Total installed large & mini CHP capacity (MW)
NPg Planning Scenario | Gen_BB001 | MW | NPgN | SALT_1 | Total installed large & mini CHP capacity (MW) | Saltend North | SALTEND NORTH | 32.049 | 32.049 | 32.049 | 32.049 | 32.049 | 32.049 | 32.049 | 32.049 | 32.049 | 32.049 | 32.049 | 32.049 | 32.049 | 32.049 | 32.049 | 32.049 | 32.049 | 32.049 | 32.049 | 32.049 | 32.049 | 32.049 | 32.049 | 32.049 | 32.049 | 32.049 | 32.049 | 32.049 | 32.049 | 32.049 | NPgY | GSP | NPg Planning Scenario | Total installed large & mini CHP capacity (MW)
NPg Planning Scenario | Gen_BB001 | MW | NPgN | SHEC_3 | Total installed large & mini CHP capacity (MW) | Sheffield City | SHEFFIELD CITY | 0 | 0 | 0 | 0 | 0 | 0 | 0 | 0 | 0 | 0 | 0 | 0 | 0 | 0 | 0 | 0 | 0 | 0 | 0 | 0 | 0 | 0 | 0 | 0 | 0 | 0 | 0 | 0 | 0 | 0 | NPgY | GSP | NPg Planning Scenario | Total installed large & mini CHP capacity (MW)
NPg Planning Scenario | Gen_BB001 | MW | NPgN | SKLGB1 | Total installed large & mini CHP capacity (MW) | Skelton Grange | SKELTON GRANGE | 41.065 | 41.065 | 41.065 | 41.065 | 41.065 | 41.065 | 41.065 | 41.065 | 41.065 | 41.065 | 41.065 | 41.065 | 41.065 | 41.065 | 41.065 | 41.065 | 41.065 | 41.065 | 41.065 | 41.065 | 41.065 | 41.065 | 41.065 | 41.065 | 41.065 | 41.065 | 41.065 | 41.065 | 41.065 | 41.065 | NPgY | GSP | NPg Planning Scenario | Total installed large & mini CHP capacity (MW)
NPg Planning Scenario | Gen_BB001 | MW | NPgN | TEMP_3 | Total installed large & mini CHP capacity (MW) | Templeborough | TEMPLEBOROUGH 275/33KV | 0 | 0 | 0 | 0 | 0 | 0 | 0 | 0 | 0 | 0 | 0 | 0 | 0 | 0 | 0 | 0 | 0 | 0 | 0 | 0 | 0 | 0 | 0 | 0 | 0 | 0 | 0 | 0 | 0 | 0 | NPgY | GSP | NPg Planning Scenario | Total installed large & mini CHP capacity (MW)
NPg Planning Scenario | Gen_BB001 | MW | NPgN | THUR_6 | Total installed large & mini CHP capacity (MW) | Thurcroft | THURCROFT | 30 | 30 | 30 | 30 | 30 | 30 | 30 | 30 | 30 | 30 | 30 | 30 | 30 | 30 | 30 | 30 | 30 | 30 | 30 | 30 | 30 | 30 | 30 | 30 | 30 | 30 | 30 | 30 | 30 | 30 | NPgY | GSP | NPg Planning Scenario | Total installed large & mini CHP capacity (MW)
NPg Planning Scenario | Gen_BB001 | MW | NPgN | WMEL_THOM | Total installed large & mini CHP capacity (MW) | Thorpe Marsh | WEST MELTON / THORPE MARSH | 4.618 | 4.618 | 4.618 | 4.618 | 4.618 | 4.618 | 4.618 | 4.618 | 4.618 | 4.618 | 4.618 | 4.618 | 4.618 | 4.618 | 4.618 | 4.618 | 4.618 | 4.618 | 4.618 | 4.618 | 4.618 | 4.618 | 4.618 | 4.618 | 4.618 | 4.618 | 4.618 | 4.618 | 4.618 | 4.618 | NPgY | GSP | NPg Planning Scenario | Total installed large & mini CHP capacity (MW)
NPg Planning Scenario | Gen_BB001 | MW | NPgN | WMEL_BB3 | Total installed large & mini CHP capacity (MW) | West Melton | WEST MELTON SECTION 3 | 0.415 | 0.415 | 0.415 | 0.415 | 0.415 | 0.415 | 0.415 | 0.415 | 0.415 | 0.415 | 0.415 | 0.415 | 0.415 | 0.415 | 0.415 | 0.415 | 0.415 | 0.415 | 0.415 | 0.415 | 0.415 | 0.415 | 0.415 | 0.415 | 0.415 | 0.415 | 0.415 | 0.415 | 0.415 | 0.415 | NPgY | GSP | NPg Planning Scenario | Total installed large & mini CHP capacity (MW)
NPg Planning Scenario | Gen_BB001 | MW | NPgN | WIBA_3 | Total installed large & mini CHP capacity (MW) | Wincobank | WINCOBANK | 0 | 0 | 0 | 0 | 0 | 0 | 0 | 0 | 0 | 0 | 0 | 0 | 0 | 0 | 0 | 0 | 0 | 0 | 0 | 0 | 0 | 0 | 0 | 0 | 0 | 0 | 0 | 0 | 0 | 0 | NPgY | GSP | NPg Planning Scenario | Total installed large & mini CHP capacity (MW)
NG FES - System Transformation | Gen_BB001 | MW | NPgN | BLYTB1 | Total installed large & mini CHP capacity (MW) | Blyth 66kV | BLYTH 66kV | 0.1 | 0.128 | 0.128 | 0.128 | 0.128 | 0.128 | 0.128 | 0.128 | 0.128 | 0.128 | 0.128 | 0.128 | 0.128 | 0.128 | 0.128 | 0.128 | 0.127 | 0.119 | 0.111 | 0.102 | 0.093 | 0.082 | 0.071 | 0.059 | 0.045 | 0.034 | 0.022 | 0.017 | 0.011 | 0.004 | NPgN | GSP | NG FES - System Transformation | Total installed large & mini CHP capacity (MW)
NG FES - System Transformation | Gen_BB001 | MW | NPgN | BLYTH132 | Total installed large & mini CHP capacity (MW) | Blyth 132kV | BLYTH 132kV | 0 | 0 | 0 | 0 | 0 | 0 | 0 | 0 | 0 | 0 | 0 | 0 | 0 | 0 | 0 | 0 | 0 | 0 | 0 | 0 | 0 | 0 | 0 | 0 | 0 | 0 | 0 | 0 | 0 | 0 | NPgN | GSP | NG FES - System Transformation | Total installed large & mini CHP capacity (MW)
NG FES - System Transformation | Gen_BB001 | MW | NPgN | FOUR_1 | Total installed large & mini CHP capacity (MW) | Fourstones | FOURSTONES | 0 | 0 | 0 | 0 | 0 | 0 | 0 | 0 | 0 | 0 | 0 | 0 | 0 | 0 | 0 | 0 | 0 | 0 | 0 | 0 | 0 | 0 | 0 | 0 | 0 | 0 | 0 | 0 | 0 | 0 | NPgN | GSP | NG FES - System Transformation | Total installed large & mini CHP capacity (MW)
NG FES - System Transformation | Gen_BB001 | MW | NPgN | HARM_6 | Total installed large & mini CHP capacity (MW) | Hart Moor | HARTMOOR | 0.347 | 0.347 | 0.347 | 0.347 | 0.347 | 0.347 | 0.347 | 0.347 | 0.347 | 0.347 | 0.347 | 0.347 | 0.347 | 0.347 | 0.347 | 0.347 | 0.342 | 0.322 | 0.3 | 0.276 | 0.25 | 0.223 | 0.193 | 0.159 | 0.122 | 0.092 | 0.06 | 0.046 | 0.03 | 0.012 | NPgN | GSP | NG FES - System Transformation | Total installed large & mini CHP capacity (MW)
NG FES - System Transformation | Gen_BB001 | MW | NPgN | HAWP_6 | Total installed large & mini CHP capacity (MW) | Hawthorn Pit | HAWTHORN PIT GRID | 1.995 | 1.995 | 1.995 | 1.995 | 1.995 | 1.995 | 1.995 | 1.995 | 1.995 | 1.995 | 1.995 | 1.995 | 1.995 | 1.995 | 1.995 | 1.995 | 1.969 | 1.854 | 1.728 | 1.589 | 1.44 | 1.282 | 1.108 | 0.915 | 0.699 | 0.532 | 0.345 | 0.264 | 0.175 | 0.066 | NPgN | GSP | NG FES - System Transformation | Total installed large & mini CHP capacity (MW)
NG FES - System Transformation | Gen_BB001 | MW | NPgN | KNARE_111 | Total installed large & mini CHP capacity (MW) | Knaresborough | KNARESBOROUGH | 0.4 | 0.4 | 0.4 | 0.4 | 0.4 | 0.4 | 0.4 | 0.4 | 0.4 | 0.4 | 0.4 | 0.4 | 0.4 | 0.4 | 0.4 | 0.4 | 0.395 | 0.372 | 0.346 | 0.319 | 0.289 | 0.257 | 0.222 | 0.183 | 0.14 | 0.107 | 0.069 | 0.053 | 0.035 | 0.013 | NPgN | GSP | NG FES - System Transformation | Total installed large & mini CHP capacity (MW)
NG FES - System Transformation | Gen_BB001 | MW | NPgN | LACK_6 | Total installed large & mini CHP capacity (MW) | Lackenby | LACKENBY | 22 | 22 | 22 | 22 | 22 | 22 | 22 | 22 | 22 | 22 | 22 | 22 | 22 | 22 | 22 | 22 | 21.715 | 20.45 | 19.055 | 17.527 | 15.885 | 14.14 | 12.222 | 10.089 | 7.709 | 5.863 | 3.804 | 2.913 | 1.927 | 0.73 | NPgN | GSP | NG FES - System Transformation | Total installed large & mini CHP capacity (MW)
NG FES - System Transformation | Gen_BB001 | MW | NPgN | NORT_1 | Total installed large & mini CHP capacity (MW) | Norton | NORTON | 10.063 | 10.063 | 10.063 | 10.063 | 10.063 | 10.063 | 10.063 | 10.063 | 10.063 | 10.063 | 10.063 | 10.063 | 10.063 | 10.063 | 10.063 | 10.063 | 9.933 | 9.354 | 8.716 | 8.017 | 7.266 | 6.468 | 5.59 | 4.615 | 3.526 | 2.682 | 1.74 | 1.333 | 0.881 | 0.334 | NPgN | GSP | NG FES - System Transformation | Total installed large & mini CHP capacity (MW)
NG FES - System Transformation | Gen_BB001 | MW | NPgN | OFFE_3 | Total installed large & mini CHP capacity (MW) | Offerton | OFFERTON | 1.7 | 1.7 | 1.7 | 1.7 | 1.7 | 1.7 | 1.7 | 1.7 | 1.7 | 1.7 | 1.7 | 1.7 | 1.7 | 1.7 | 1.7 | 1.7 | 1.678 | 1.58 | 1.472 | 1.354 | 1.227 | 1.092 | 0.944 | 0.779 | 0.596 | 0.453 | 0.294 | 0.225 | 0.149 | 0.056 | NPgN | GSP | NG FES - System Transformation | Total installed large & mini CHP capacity (MW)
NG FES - System Transformation | Gen_BB001 | MW | NPgN | OSBA_1 | Total installed large & mini CHP capacity (MW) | Osbaldwick | OSBALDWICK | 4.417 | 4.417 | 4.417 | 4.417 | 4.417 | 4.417 | 4.417 | 4.417 | 4.417 | 4.417 | 4.417 | 4.417 | 4.417 | 4.417 | 4.417 | 4.417 | 4.359 | 4.105 | 3.825 | 3.519 | 3.189 | 2.839 | 2.454 | 2.025 | 1.548 | 1.177 | 0.764 | 0.585 | 0.387 | 0.147 | NPgN | GSP | NG FES - System Transformation | Total installed large & mini CHP capacity (MW)
NG FES - System Transformation | Gen_BB001 | MW | NPgN | POPP_3 | Total installed large & mini CHP capacity (MW) | Poppleton | POPPLETON | 0 | 0 | 0 | 0 | 0 | 0 | 0 | 0 | 0 | 0 | 0 | 0 | 0 | 0 | 0 | 0 | 0 | 0 | 0 | 0 | 0 | 0 | 0 | 0 | 0 | 0 | 0 | 0 | 0 | 0 | NPgN | GSP | NG FES - System Transformation | Total installed large & mini CHP capacity (MW)
NG FES - System Transformation | Gen_BB001 | MW | NPgN | SALH_1 | Total installed large & mini CHP capacity (MW) | Saltholme | SALTHOLME | 102.524 | 102.524 | 102.524 | 102.524 | 102.524 | 102.524 | 102.524 | 102.524 | 102.524 | 102.524 | 102.524 | 102.524 | 102.524 | 102.524 | 102.524 | 102.524 | 101.195 | 95.299 | 88.801 | 81.68 | 74.027 | 65.893 | 56.955 | 47.017 | 35.926 | 27.321 | 17.728 | 13.576 | 8.978 | 3.403 | NPgN | GSP | NG FES - System Transformation | Total installed large & mini CHP capacity (MW)
NG FES - System Transformation | Gen_BB001 | MW | NPgN | SSHI_3 | Total installed large & mini CHP capacity (MW) | South Shields | SOUTH SHIELDS | 0 | 0 | 0 | 0 | 0 | 0 | 0 | 0 | 0 | 0 | 0 | 0 | 0 | 0 | 0 | 0 | 0 | 0 | 0 | 0 | 0 | 0 | 0 | 0 | 0 | 0 | 0 | 0 | 0 | 0 | NPgN | GSP | NG FES - System Transformation | Total installed large & mini CHP capacity (MW)
NG FES - System Transformation | Gen_BB001 | MW | NPgN | KIELD01 and SPAD20 | Total installed large & mini CHP capacity (MW) | 0 | SPADEADAM | 0 | 0 | 0 | 0 | 0 | 0 | 0 | 0 | 0 | 0 | 0 | 0 | 0 | 0 | 0 | 0 | 0 | 0 | 0 | 0 | 0 | 0 | 0 | 0 | 0 | 0 | 0 | 0 | 0 | 0 | NPgN | GSP | NG FES - System Transformation | Total installed large & mini CHP capacity (MW)
NG FES - System Transformation | Gen_BB001 | MW | NPgN | SPEN_1 | Total installed large & mini CHP capacity (MW) | Spennymoor | SPENNYMOOR | 0.147 | 0.147 | 0.147 | 0.147 | 0.147 | 0.147 | 0.147 | 0.147 | 0.147 | 0.147 | 0.147 | 0.147 | 0.147 | 0.147 | 0.147 | 0.147 | 0.145 | 0.137 | 0.128 | 0.117 | 0.106 | 0.095 | 0.082 | 0.068 | 0.052 | 0.039 | 0.025 | 0.019 | 0.013 | 0.005 | NPgN | GSP | NG FES - System Transformation | Total installed large & mini CHP capacity (MW)
NG FES - System Transformation | Gen_BB001 | MW | NPgN | STEN_1 | Total installed large & mini CHP capacity (MW) | Stella North | STELLA NORTH | 13.6 | 13.6 | 13.6 | 13.6 | 13.6 | 13.6 | 13.6 | 13.6 | 13.6 | 13.6 | 13.6 | 13.6 | 13.6 | 13.6 | 13.6 | 13.6 | 13.424 | 12.642 | 11.78 | 10.835 | 9.82 | 8.741 | 7.555 | 6.237 | 4.766 | 3.624 | 2.352 | 1.801 | 1.191 | 0.451 | NPgN | GSP | NG FES - System Transformation | Total installed large & mini CHP capacity (MW)
NG FES - System Transformation | Gen_BB001 | MW | NPgN | STES_1 | Total installed large & mini CHP capacity (MW) | Stella South | STELLA SOUTH | 0.086 | 0.086 | 0.086 | 0.086 | 0.086 | 0.086 | 0.086 | 0.086 | 0.086 | 0.086 | 0.086 | 0.086 | 0.086 | 0.086 | 0.086 | 0.086 | 0.085 | 0.08 | 0.075 | 0.069 | 0.062 | 0.056 | 0.048 | 0.04 | 0.03 | 0.023 | 0.015 | 0.011 | 0.008 | 0.003 | NPgN | GSP | NG FES - System Transformation | Total installed large & mini CHP capacity (MW)
NG FES - System Transformation | Gen_BB001 | MW | NPgN | TYNE_1 | Total installed large & mini CHP capacity (MW) | Tynemouth 1 | TYNEMOUTH | 7.55 | 7.55 | 7.55 | 7.55 | 7.55 | 7.55 | 7.55 | 7.55 | 7.55 | 7.55 | 7.55 | 7.55 | 7.55 | 7.55 | 7.55 | 7.55 | 7.452 | 7.018 | 6.539 | 6.015 | 5.451 | 4.852 | 4.194 | 3.462 | 2.646 | 2.012 | 1.305 | 1 | 0.661 | 0.251 | NPgN | GSP | NG FES - System Transformation | Total installed large & mini CHP capacity (MW)
NG FES - System Transformation | Gen_BB001 | MW | NPgN | WBOL_6 | Total installed large & mini CHP capacity (MW) | West Boldon | WEST BOLDON | 0.45 | 0.45 | 0.45 | 0.45 | 0.45 | 0.45 | 0.45 | 0.45 | 0.45 | 0.45 | 0.45 | 0.45 | 0.45 | 0.45 | 0.45 | 0.45 | 0.444 | 0.419 | 0.39 | 0.359 | 0.325 | 0.289 | 0.25 | 0.207 | 0.158 | 0.12 | 0.078 | 0.06 | 0.039 | 0.015 | NPgN | GSP | NG FES - System Transformation | Total installed large & mini CHP capacity (MW)
NG FES - System Transformation | Gen_BB001 | MW | NPgN | BRAW_1 | Total installed large & mini CHP capacity (MW) | Bradford West | BRADFORD WEST | 8.49 | 8.49 | 8.49 | 8.49 | 8.49 | 8.49 | 8.49 | 8.49 | 8.49 | 8.49 | 8.49 | 8.49 | 8.49 | 8.49 | 8.49 | 8.49 | 8.379 | 7.891 | 7.353 | 6.763 | 6.13 | 5.456 | 4.716 | 3.893 | 2.975 | 2.262 | 1.468 | 1.124 | 0.743 | 0.282 | NPgY | GSP | NG FES - System Transformation | Total installed large & mini CHP capacity (MW)
NG FES - System Transformation | Gen_BB001 | MW | NPgN | CAMB_01 | Total installed large & mini CHP capacity (MW) | Camblesforth | CAMBLESFORTH | 10.08 | 10.08 | 10.08 | 10.08 | 10.08 | 10.08 | 10.08 | 10.08 | 10.08 | 10.08 | 10.08 | 10.08 | 10.08 | 10.08 | 10.08 | 10.08 | 9.95 | 9.37 | 8.731 | 8.031 | 7.279 | 6.479 | 5.6 | 4.623 | 3.532 | 2.686 | 1.743 | 1.335 | 0.883 | 0.335 | NPgY | GSP | NG FES - System Transformation | Total installed large & mini CHP capacity (MW)
NG FES - System Transformation | Gen_BB001 | MW | NPgN | CREB_1 | Total installed large & mini CHP capacity (MW) | Creyke Beck | CREYKE BECK | 33.41 | 33.41 | 33.41 | 33.41 | 33.41 | 33.41 | 33.41 | 33.41 | 33.41 | 33.41 | 33.41 | 33.41 | 33.41 | 33.41 | 33.41 | 33.41 | 32.977 | 31.056 | 28.938 | 26.618 | 24.124 | 21.473 | 18.56 | 15.322 | 11.708 | 8.903 | 5.777 | 4.424 | 2.926 | 1.109 | NPgY | GSP | NG FES - System Transformation | Total installed large & mini CHP capacity (MW)
NG FES - System Transformation | Gen_BB001 | MW | NPgN | DRAX_YEDL | Total installed large & mini CHP capacity (MW) | Drax | DRAX | 8.266 | 8.266 | 8.266 | 8.266 | 8.266 | 8.266 | 8.266 | 8.266 | 8.266 | 8.266 | 8.266 | 8.266 | 8.266 | 8.266 | 8.266 | 8.266 | 8.159 | 7.683 | 7.16 | 6.585 | 5.968 | 5.313 | 4.592 | 3.791 | 2.897 | 2.203 | 1.429 | 1.095 | 0.724 | 0.274 | NPgY | GSP | NG FES - System Transformation | Total installed large & mini CHP capacity (MW)
NG FES - System Transformation | Gen_BB001 | MW | NPgN | ELLA_1 | Total installed large & mini CHP capacity (MW) | Elland | ELLAND | 59.925 | 59.925 | 59.925 | 59.925 | 59.925 | 59.925 | 59.925 | 59.925 | 59.925 | 59.925 | 59.925 | 59.925 | 59.925 | 59.925 | 59.925 | 59.925 | 59.148 | 55.702 | 51.904 | 47.742 | 43.269 | 38.514 | 33.29 | 27.481 | 20.999 | 15.969 | 10.362 | 7.935 | 5.248 | 1.989 | NPgY | GSP | NG FES - System Transformation | Total installed large & mini CHP capacity (MW)
NG FES - System Transformation | Gen_BB001 | MW | NPgN | FERRA2 | Total installed large & mini CHP capacity (MW) | Ferrybridge A | FERRYBRIDGE A | 10.498 | 10.498 | 10.498 | 10.498 | 10.498 | 10.498 | 10.498 | 10.498 | 10.498 | 10.498 | 10.498 | 10.498 | 10.498 | 10.498 | 10.498 | 10.498 | 10.362 | 9.759 | 9.093 | 8.364 | 7.58 | 6.747 | 5.832 | 4.815 | 3.679 | 2.798 | 1.815 | 1.39 | 0.919 | 0.349 | NPgY | GSP | NG FES - System Transformation | Total installed large & mini CHP capacity (MW)
NG FES - System Transformation | Gen_BB001 | MW | NPgN | FERRB9 | Total installed large & mini CHP capacity (MW) | Ferrybridge B (_M) | FERRYBRIDGE B | 49.277 | 49.277 | 49.277 | 49.277 | 49.277 | 49.277 | 49.277 | 49.277 | 49.277 | 49.277 | 49.277 | 49.277 | 49.277 | 49.277 | 49.277 | 49.277 | 48.639 | 45.805 | 42.682 | 39.259 | 35.581 | 31.671 | 27.375 | 22.598 | 17.268 | 13.132 | 8.521 | 6.525 | 4.315 | 1.636 | NPgY | GSP | NG FES - System Transformation | Total installed large & mini CHP capacity (MW)
NG FES - System Transformation | Gen_BB001 | MW | NPgN | GRIW_1 | Total installed large & mini CHP capacity (MW) | Grimsby West | GRIMSBY WEST | 71.205 | 71.205 | 71.205 | 71.205 | 71.205 | 71.205 | 71.205 | 71.205 | 71.205 | 71.205 | 71.205 | 71.205 | 71.205 | 71.205 | 71.205 | 71.205 | 70.283 | 66.188 | 61.674 | 56.729 | 51.414 | 45.764 | 39.556 | 32.654 | 24.952 | 18.975 | 12.313 | 9.429 | 6.235 | 2.364 | NPgY | GSP | NG FES - System Transformation | Total installed large & mini CHP capacity (MW)
NG FES - System Transformation | Gen_BB001 | MW | NPgN | JORD_3 | Total installed large & mini CHP capacity (MW) | Jordanthorpe | JORDANTHORPE | 0 | 0 | 0 | 0 | 0 | 0 | 0 | 0 | 0 | 0 | 0 | 0 | 0 | 0 | 0 | 0 | 0 | 0 | 0 | 0 | 0 | 0 | 0 | 0 | 0 | 0 | 0 | 0 | 0 | 0 | NPgY | GSP | NG FES - System Transformation | Total installed large & mini CHP capacity (MW)
NG FES - System Transformation | Gen_BB001 | MW | NPgN | KEAD_YEDL | Total installed large & mini CHP capacity (MW) | Keadby | KEADBY | 23.922 | 23.922 | 23.922 | 23.922 | 23.922 | 23.922 | 23.922 | 23.922 | 23.922 | 23.922 | 23.922 | 23.922 | 23.922 | 23.922 | 23.922 | 23.922 | 23.891 | 23.755 | 23.604 | 23.439 | 23.262 | 23.073 | 22.866 | 22.636 | 22.379 | 22.18 | 21.958 | 21.861 | 21.755 | 21.626 | NPgY | GSP | NG FES - System Transformation | Total installed large & mini CHP capacity (MW)
NG FES - System Transformation | Gen_BB001 | MW | NPgN | KIRKB1 | Total installed large & mini CHP capacity (MW) | Kirkstall B | KIRKSTALL B | 15.062 | 15.062 | 15.062 | 15.062 | 15.062 | 15.062 | 15.062 | 15.062 | 15.062 | 15.062 | 15.062 | 15.062 | 15.062 | 15.062 | 15.062 | 15.062 | 15.062 | 15.062 | 15.062 | 15.062 | 15.062 | 15.062 | 15.062 | 15.062 | 15.062 | 15.062 | 15.062 | 15.062 | 15.062 | 15.062 | NPgY | GSP | NG FES - System Transformation | Total installed large & mini CHP capacity (MW)
NG FES - System Transformation | Gen_BB001 | MW | NPgN | NEEP_3 | Total installed large & mini CHP capacity (MW) | Neepsend | NEEPSEND | 0 | 0 | 0 | 0 | 0 | 0 | 0 | 0 | 0 | 0 | 0 | 0 | 0 | 0 | 0 | 0 | 0 | 0 | 0 | 0 | 0 | 0 | 0 | 0 | 0 | 0 | 0 | 0 | 0 | 0 | NPgY | GSP | NG FES - System Transformation | Total installed large & mini CHP capacity (MW)
NG FES - System Transformation | Gen_BB001 | MW | NPgN | NORL_3 | Total installed large & mini CHP capacity (MW) | Norton Lees | NORTON LEES | 0.236 | 0.236 | 0.236 | 0.236 | 0.236 | 0.236 | 0.236 | 0.236 | 0.236 | 0.236 | 0.236 | 0.236 | 0.236 | 0.236 | 0.236 | 0.236 | 0.236 | 0.236 | 0.236 | 0.236 | 0.236 | 0.236 | 0.236 | 0.236 | 0.236 | 0.236 | 0.236 | 0.236 | 0.236 | 0.236 | NPgY | GSP | NG FES - System Transformation | Total installed large & mini CHP capacity (MW)
NG FES - System Transformation | Gen_BB001 | MW | NPgN | PITS_BB_B | Total installed large & mini CHP capacity (MW) | Pitsmoor | PITSMOOR 3/4 | 0.105 | 0.105 | 0.105 | 0.105 | 0.105 | 0.105 | 0.105 | 0.105 | 0.105 | 0.105 | 0.105 | 0.105 | 0.105 | 0.105 | 0.105 | 0.105 | 0.105 | 0.105 | 0.105 | 0.105 | 0.105 | 0.105 | 0.105 | 0.105 | 0.105 | 0.105 | 0.105 | 0.105 | 0.105 | 0.105 | NPgY | GSP | NG FES - System Transformation | Total installed large & mini CHP capacity (MW)
NG FES - System Transformation | Gen_BB001 | MW | NPgN | SALT_1 | Total installed large & mini CHP capacity (MW) | Saltend North | SALTEND NORTH | 32.049 | 32.049 | 32.049 | 32.049 | 32.049 | 32.049 | 32.049 | 32.049 | 32.049 | 32.049 | 32.049 | 32.049 | 32.049 | 32.049 | 32.049 | 32.049 | 32.049 | 32.049 | 32.049 | 32.049 | 32.049 | 32.049 | 32.049 | 32.049 | 32.049 | 32.049 | 32.049 | 32.049 | 32.049 | 32.049 | NPgY | GSP | NG FES - System Transformation | Total installed large & mini CHP capacity (MW)
NG FES - System Transformation | Gen_BB001 | MW | NPgN | SHEC_3 | Total installed large & mini CHP capacity (MW) | Sheffield City | SHEFFIELD CITY | 0 | 0 | 0 | 0 | 0 | 0 | 0 | 0 | 0 | 0 | 0 | 0 | 0 | 0 | 0 | 0 | 0 | 0 | 0 | 0 | 0 | 0 | 0 | 0 | 0 | 0 | 0 | 0 | 0 | 0 | NPgY | GSP | NG FES - System Transformation | Total installed large & mini CHP capacity (MW)
NG FES - System Transformation | Gen_BB001 | MW | NPgN | SKLGB1 | Total installed large & mini CHP capacity (MW) | Skelton Grange | SKELTON GRANGE | 41.065 | 41.065 | 41.065 | 41.065 | 41.065 | 41.065 | 41.065 | 41.065 | 41.065 | 41.065 | 41.065 | 41.065 | 41.065 | 41.065 | 41.065 | 41.065 | 41.065 | 41.065 | 41.065 | 41.065 | 41.065 | 41.065 | 41.065 | 41.065 | 41.065 | 41.065 | 41.065 | 41.065 | 41.065 | 41.065 | NPgY | GSP | NG FES - System Transformation | Total installed large & mini CHP capacity (MW)
NG FES - System Transformation | Gen_BB001 | MW | NPgN | TEMP_3 | Total installed large & mini CHP capacity (MW) | Templeborough | TEMPLEBOROUGH 275/33KV | 0 | 0 | 0 | 0 | 0 | 0 | 0 | 0 | 0 | 0 | 0 | 0 | 0 | 0 | 0 | 0 | 0 | 0 | 0 | 0 | 0 | 0 | 0 | 0 | 0 | 0 | 0 | 0 | 0 | 0 | NPgY | GSP | NG FES - System Transformation | Total installed large & mini CHP capacity (MW)
NG FES - System Transformation | Gen_BB001 | MW | NPgN | THUR_6 | Total installed large & mini CHP capacity (MW) | Thurcroft | THURCROFT | 30 | 30 | 30 | 30 | 30 | 30 | 30 | 30 | 30 | 30 | 30 | 30 | 30 | 30 | 30 | 30 | 30 | 30 | 30 | 30 | 30 | 30 | 30 | 30 | 30 | 30 | 30 | 30 | 30 | 30 | NPgY | GSP | NG FES - System Transformation | Total installed large & mini CHP capacity (MW)
NG FES - System Transformation | Gen_BB001 | MW | NPgN | WMEL_THOM | Total installed large & mini CHP capacity (MW) | Thorpe Marsh | WEST MELTON / THORPE MARSH | 4.618 | 4.618 | 4.618 | 4.618 | 4.618 | 4.618 | 4.618 | 4.618 | 4.618 | 4.618 | 4.618 | 4.618 | 4.618 | 4.618 | 4.618 | 4.618 | 4.618 | 4.618 | 4.618 | 4.618 | 4.618 | 4.618 | 4.618 | 4.618 | 4.618 | 4.618 | 4.618 | 4.618 | 4.618 | 4.618 | NPgY | GSP | NG FES - System Transformation | Total installed large & mini CHP capacity (MW)
NG FES - System Transformation | Gen_BB001 | MW | NPgN | WMEL_BB3 | Total installed large & mini CHP capacity (MW) | West Melton | WEST MELTON SECTION 3 | 0.415 | 0.415 | 0.415 | 0.415 | 0.415 | 0.415 | 0.415 | 0.415 | 0.415 | 0.415 | 0.415 | 0.415 | 0.415 | 0.415 | 0.415 | 0.415 | 0.415 | 0.415 | 0.415 | 0.415 | 0.415 | 0.415 | 0.415 | 0.415 | 0.415 | 0.415 | 0.415 | 0.415 | 0.415 | 0.415 | NPgY | GSP | NG FES - System Transformation | Total installed large & mini CHP capacity (MW)
NG FES - System Transformation | Gen_BB001 | MW | NPgN | WIBA_3 | Total installed large & mini CHP capacity (MW) | Wincobank | WINCOBANK | 0 | 0 | 0 | 0 | 0 | 0 | 0 | 0 | 0 | 0 | 0 | 0 | 0 | 0 | 0 | 0 | 0 | 0 | 0 | 0 | 0 | 0 | 0 | 0 | 0 | 0 | 0 | 0 | 0 | 0 | NPgY | GSP | NG FES - System Transformation | Total installed large & mini CHP capacity (MW)
NG FES - Consumer Transformation | Gen_BB006 | MW | NPgN | BLYTB1 | Total installed other non-renewable capacity (MW) | Blyth 66kV | BLYTH 66kV | 0 | 2.604 | 5.454 | 8.566 | 11.075 | 13.199 | 15.207 | 17.047 | 18.674 | 19.003 | 18.779 | 18.089 | 15.812 | 12.161 | 7.898 | 3.652 | 0.252 | 0 | 0 | 0 | 0 | 0 | 0 | 0 | 0 | 0 | 0 | 0 | 0 | 0 | NPgN | GSP | NG FES - Consumer Transformation | Total installed other non-renewable capacity (MW)
NG FES - Consumer Transformation | Gen_BB006 | MW | NPgN | BLYTH132 | Total installed other non-renewable capacity (MW) | Blyth 132kV | BLYTH 132kV | 0 | 4.604 | 9.643 | 15.146 | 19.582 | 23.338 | 26.887 | 30.142 | 33.018 | 33.6 | 33.204 | 31.984 | 27.957 | 21.503 | 13.964 | 6.457 | 0.446 | 0 | 0 | 0 | 0 | 0 | 0 | 0 | 0 | 0 | 0 | 0 | 0 | 0 | NPgN | GSP | NG FES - Consumer Transformation | Total installed other non-renewable capacity (MW)
NG FES - Consumer Transformation | Gen_BB006 | MW | NPgN | FOUR_1 | Total installed other non-renewable capacity (MW) | Fourstones | FOURSTONES | 0 | 0.238 | 0.499 | 0.783 | 1.013 | 1.207 | 1.391 | 1.559 | 1.708 | 1.738 | 1.717 | 1.654 | 1.446 | 1.112 | 0.722 | 0.334 | 0.023 | 0 | 0 | 0 | 0 | 0 | 0 | 0 | 0 | 0 | 0 | 0 | 0 | 0 | NPgN | GSP | NG FES - Consumer Transformation | Total installed other non-renewable capacity (MW)
NG FES - Consumer Transformation | Gen_BB006 | MW | NPgN | HARM_6 | Total installed other non-renewable capacity (MW) | Hart Moor | HARTMOOR | 51.794 | 53.081 | 54.489 | 56.028 | 57.268 | 58.317 | 59.309 | 60.219 | 61.023 | 61.186 | 61.075 | 60.734 | 59.608 | 57.804 | 55.697 | 53.599 | 51.919 | 48.923 | 42.684 | 36.624 | 30.98 | 25.802 | 20.913 | 16.399 | 12.293 | 8.732 | 5.772 | 3.464 | 1.826 | 0 | NPgN | GSP | NG FES - Consumer Transformation | Total installed other non-renewable capacity (MW)
NG FES - Consumer Transformation | Gen_BB006 | MW | NPgN | HAWP_6 | Total installed other non-renewable capacity (MW) | Hawthorn Pit | HAWTHORN PIT GRID | 2.85 | 4.195 | 5.666 | 7.274 | 8.569 | 9.666 | 10.703 | 11.653 | 12.493 | 12.663 | 12.548 | 12.191 | 11.015 | 9.13 | 6.928 | 4.736 | 2.98 | 2.692 | 2.349 | 2.015 | 1.705 | 1.42 | 1.151 | 0.902 | 0.676 | 0.48 | 0.318 | 0.191 | 0.1 | 0 | NPgN | GSP | NG FES - Consumer Transformation | Total installed other non-renewable capacity (MW)
NG FES - Consumer Transformation | Gen_BB006 | MW | NPgN | KNARE_111 | Total installed other non-renewable capacity (MW) | Knaresborough | KNARESBOROUGH | 27 | 32.352 | 38.21 | 44.607 | 49.764 | 54.13 | 58.256 | 62.04 | 65.382 | 66.059 | 65.6 | 64.181 | 59.5 | 51.997 | 43.233 | 34.506 | 27.518 | 25.503 | 22.251 | 19.092 | 16.15 | 13.45 | 10.902 | 8.549 | 6.408 | 4.552 | 3.009 | 1.806 | 0.952 | 0 | NPgN | GSP | NG FES - Consumer Transformation | Total installed other non-renewable capacity (MW)
NG FES - Consumer Transformation | Gen_BB006 | MW | NPgN | LACK_6 | Total installed other non-renewable capacity (MW) | Lackenby | LACKENBY | 18.001 | 19.389 | 20.908 | 22.567 | 23.905 | 25.037 | 26.108 | 27.089 | 27.956 | 28.132 | 28.012 | 27.644 | 26.43 | 24.484 | 22.211 | 19.947 | 18.135 | 17.003 | 14.835 | 12.728 | 10.767 | 8.967 | 7.268 | 5.699 | 4.272 | 3.035 | 2.006 | 1.204 | 0.635 | 0 | NPgN | GSP | NG FES - Consumer Transformation | Total installed other non-renewable capacity (MW)
NG FES - Consumer Transformation | Gen_BB006 | MW | NPgN | NORT_1 | Total installed other non-renewable capacity (MW) | Norton | NORTON | 23.32 | 34.346 | 46.414 | 59.593 | 70.218 | 79.213 | 87.713 | 95.509 | 102.395 | 103.79 | 102.843 | 99.92 | 90.275 | 74.818 | 56.764 | 38.784 | 24.388 | 22.027 | 19.218 | 16.49 | 13.948 | 11.617 | 9.416 | 7.383 | 5.535 | 3.931 | 2.599 | 1.56 | 0.822 | 0 | NPgN | GSP | NG FES - Consumer Transformation | Total installed other non-renewable capacity (MW)
NG FES - Consumer Transformation | Gen_BB006 | MW | NPgN | OFFE_3 | Total installed other non-renewable capacity (MW) | Offerton | OFFERTON | 0 | 0.095 | 0.2 | 0.314 | 0.406 | 0.484 | 0.557 | 0.625 | 0.684 | 0.696 | 0.688 | 0.663 | 0.579 | 0.446 | 0.289 | 0.134 | 0.009 | 0 | 0 | 0 | 0 | 0 | 0 | 0 | 0 | 0 | 0 | 0 | 0 | 0 | NPgN | GSP | NG FES - Consumer Transformation | Total installed other non-renewable capacity (MW)
NG FES - Consumer Transformation | Gen_BB006 | MW | NPgN | OSBA_1 | Total installed other non-renewable capacity (MW) | Osbaldwick | OSBALDWICK | 51.72 | 64.825 | 79.168 | 94.833 | 107.461 | 118.152 | 128.255 | 137.52 | 145.705 | 147.363 | 146.237 | 142.763 | 131.3 | 112.928 | 91.47 | 70.099 | 52.99 | 48.853 | 42.623 | 36.572 | 30.936 | 25.765 | 20.883 | 16.375 | 12.276 | 8.719 | 5.763 | 3.459 | 1.824 | 0 | NPgN | GSP | NG FES - Consumer Transformation | Total installed other non-renewable capacity (MW)
NG FES - Consumer Transformation | Gen_BB006 | MW | NPgN | POPP_3 | Total installed other non-renewable capacity (MW) | Poppleton | POPPLETON | 2.85 | 3.252 | 3.692 | 4.173 | 4.561 | 4.889 | 5.199 | 5.483 | 5.735 | 5.785 | 5.751 | 5.644 | 5.292 | 4.729 | 4.07 | 3.414 | 2.889 | 2.692 | 2.349 | 2.015 | 1.705 | 1.42 | 1.151 | 0.902 | 0.676 | 0.48 | 0.318 | 0.191 | 0.1 | 0 | NPgN | GSP | NG FES - Consumer Transformation | Total installed other non-renewable capacity (MW)
NG FES - Consumer Transformation | Gen_BB006 | MW | NPgN | SALH_1 | Total installed other non-renewable capacity (MW) | Saltholme | SALTHOLME | 156.405 | 156.505 | 156.615 | 156.735 | 156.832 | 156.913 | 156.991 | 157.062 | 157.124 | 157.137 | 157.128 | 157.102 | 157.014 | 156.873 | 156.709 | 156.546 | 156.415 | 147.736 | 128.896 | 110.595 | 93.551 | 77.915 | 63.152 | 49.521 | 37.123 | 26.368 | 17.429 | 10.462 | 5.515 | 0 | NPgN | GSP | NG FES - Consumer Transformation | Total installed other non-renewable capacity (MW)
NG FES - Consumer Transformation | Gen_BB006 | MW | NPgN | SSHI_3 | Total installed other non-renewable capacity (MW) | South Shields | SOUTH SHIELDS | 35.152 | 35.153 | 35.153 | 35.154 | 35.155 | 35.155 | 35.156 | 35.156 | 35.157 | 35.157 | 35.157 | 35.156 | 35.156 | 35.155 | 35.154 | 35.153 | 35.152 | 33.203 | 28.969 | 24.856 | 21.026 | 17.511 | 14.193 | 11.13 | 8.343 | 5.926 | 3.917 | 2.351 | 1.24 | 0 | NPgN | GSP | NG FES - Consumer Transformation | Total installed other non-renewable capacity (MW)
NG FES - Consumer Transformation | Gen_BB006 | MW | NPgN | KIELD01 and SPAD20 | Total installed other non-renewable capacity (MW) | 0 | SPADEADAM | 0 | 0.187 | 0.391 | 0.614 | 0.794 | 0.946 | 1.09 | 1.222 | 1.338 | 1.362 | 1.346 | 1.296 | 1.133 | 0.871 | 0.566 | 0.262 | 0.018 | 0 | 0 | 0 | 0 | 0 | 0 | 0 | 0 | 0 | 0 | 0 | 0 | 0 | NPgN | GSP | NG FES - Consumer Transformation | Total installed other non-renewable capacity (MW)
NG FES - Consumer Transformation | Gen_BB006 | MW | NPgN | SPEN_1 | Total installed other non-renewable capacity (MW) | Spennymoor | SPENNYMOOR | 5.88 | 14.635 | 24.218 | 34.685 | 43.122 | 50.264 | 57.015 | 63.205 | 68.674 | 69.781 | 69.029 | 66.708 | 59.049 | 46.774 | 32.437 | 18.159 | 6.728 | 5.554 | 4.845 | 4.157 | 3.517 | 2.929 | 2.374 | 1.862 | 1.396 | 0.991 | 0.655 | 0.393 | 0.207 | 0 | NPgN | GSP | NG FES - Consumer Transformation | Total installed other non-renewable capacity (MW)
NG FES - Consumer Transformation | Gen_BB006 | MW | NPgN | STEN_1 | Total installed other non-renewable capacity (MW) | Stella North | STELLA NORTH | 7.436 | 8.042 | 8.705 | 9.43 | 10.014 | 10.508 | 10.975 | 11.404 | 11.782 | 11.859 | 11.807 | 11.646 | 11.116 | 10.266 | 9.274 | 8.286 | 7.494 | 7.024 | 6.128 | 5.258 | 4.448 | 3.704 | 3.002 | 2.354 | 1.765 | 1.254 | 0.829 | 0.497 | 0.262 | 0 | NPgN | GSP | NG FES - Consumer Transformation | Total installed other non-renewable capacity (MW)
NG FES - Consumer Transformation | Gen_BB006 | MW | NPgN | STES_1 | Total installed other non-renewable capacity (MW) | Stella South | STELLA SOUTH | 4.08 | 8.356 | 13.037 | 18.148 | 22.269 | 25.757 | 29.053 | 32.077 | 34.747 | 35.288 | 34.921 | 33.788 | 30.047 | 24.052 | 17.051 | 10.077 | 4.495 | 3.854 | 3.363 | 2.885 | 2.441 | 2.033 | 1.647 | 1.292 | 0.968 | 0.688 | 0.455 | 0.273 | 0.144 | 0 | NPgN | GSP | NG FES - Consumer Transformation | Total installed other non-renewable capacity (MW)
NG FES - Consumer Transformation | Gen_BB006 | MW | NPgN | TYNE_1 | Total installed other non-renewable capacity (MW) | Tynemouth 1 | TYNEMOUTH | 29.764 | 29.929 | 30.109 | 30.305 | 30.464 | 30.598 | 30.724 | 30.841 | 30.943 | 30.964 | 30.95 | 30.906 | 30.762 | 30.532 | 30.263 | 29.995 | 29.78 | 28.115 | 24.529 | 21.047 | 17.803 | 14.827 | 12.018 | 9.424 | 7.065 | 5.018 | 3.317 | 1.991 | 1.05 | 0 | NPgN | GSP | NG FES - Consumer Transformation | Total installed other non-renewable capacity (MW)
NG FES - Consumer Transformation | Gen_BB006 | MW | NPgN | WBOL_6 | Total installed other non-renewable capacity (MW) | West Boldon | WEST BOLDON | 7.155 | 7.667 | 8.227 | 8.839 | 9.333 | 9.75 | 10.145 | 10.507 | 10.826 | 10.891 | 10.847 | 10.711 | 10.264 | 9.546 | 8.708 | 7.873 | 7.205 | 6.759 | 5.897 | 5.06 | 4.28 | 3.565 | 2.889 | 2.266 | 1.698 | 1.206 | 0.797 | 0.479 | 0.252 | 0 | NPgN | GSP | NG FES - Consumer Transformation | Total installed other non-renewable capacity (MW)
NG FES - Consumer Transformation | Gen_BB006 | MW | NPgN | BRAW_1 | Total installed other non-renewable capacity (MW) | Bradford West | BRADFORD WEST | 12.219 | 13.678 | 15.275 | 17.019 | 18.425 | 19.616 | 20.741 | 21.772 | 22.683 | 22.868 | 22.743 | 22.356 | 21.08 | 19.034 | 16.645 | 14.265 | 12.36 | 11.542 | 10.07 | 8.64 | 7.309 | 6.087 | 4.934 | 3.869 | 2.9 | 2.06 | 1.362 | 0.817 | 0.431 | 0 | NPgY | GSP | NG FES - Consumer Transformation | Total installed other non-renewable capacity (MW)
NG FES - Consumer Transformation | Gen_BB006 | MW | NPgN | CAMB_01 | Total installed other non-renewable capacity (MW) | Camblesforth | CAMBLESFORTH | 3 | 3.251 | 3.525 | 3.824 | 4.065 | 4.27 | 4.463 | 4.64 | 4.796 | 4.828 | 4.807 | 4.74 | 4.521 | 4.17 | 3.76 | 3.351 | 3.024 | 2.834 | 2.472 | 2.121 | 1.794 | 1.495 | 1.211 | 0.95 | 0.712 | 0.506 | 0.334 | 0.201 | 0.106 | 0 | NPgY | GSP | NG FES - Consumer Transformation | Total installed other non-renewable capacity (MW)
NG FES - Consumer Transformation | Gen_BB006 | MW | NPgN | CREB_1 | Total installed other non-renewable capacity (MW) | Creyke Beck | CREYKE BECK | 101.378 | 111.98 | 123.584 | 136.256 | 146.472 | 155.121 | 163.294 | 170.79 | 177.411 | 178.752 | 177.842 | 175.031 | 165.758 | 150.895 | 133.535 | 116.247 | 102.405 | 95.759 | 83.547 | 71.685 | 60.638 | 50.503 | 40.934 | 32.098 | 24.062 | 17.091 | 11.297 | 6.781 | 3.575 | 0 | NPgY | GSP | NG FES - Consumer Transformation | Total installed other non-renewable capacity (MW)
NG FES - Consumer Transformation | Gen_BB006 | MW | NPgN | DRAX_YEDL | Total installed other non-renewable capacity (MW) | Drax | DRAX | 69.049 | 70.323 | 71.717 | 73.239 | 74.466 | 75.504 | 76.486 | 77.387 | 78.182 | 78.343 | 78.233 | 77.896 | 76.782 | 74.997 | 72.912 | 70.835 | 69.173 | 65.222 | 56.905 | 48.825 | 41.301 | 34.398 | 27.88 | 21.862 | 16.389 | 11.641 | 7.695 | 4.619 | 2.435 | 0 | NPgY | GSP | NG FES - Consumer Transformation | Total installed other non-renewable capacity (MW)
NG FES - Consumer Transformation | Gen_BB006 | MW | NPgN | ELLA_1 | Total installed other non-renewable capacity (MW) | Elland | ELLAND | 0 | 1.442 | 3.021 | 4.745 | 6.135 | 7.311 | 8.423 | 9.443 | 10.343 | 10.526 | 10.402 | 10.02 | 8.758 | 6.736 | 4.375 | 2.023 | 0.14 | 0 | 0 | 0 | 0 | 0 | 0 | 0 | 0 | 0 | 0 | 0 | 0 | 0 | NPgY | GSP | NG FES - Consumer Transformation | Total installed other non-renewable capacity (MW)
NG FES - Consumer Transformation | Gen_BB006 | MW | NPgN | FERRA2 | Total installed other non-renewable capacity (MW) | Ferrybridge A | FERRYBRIDGE A | 5.499 | 7.584 | 9.867 | 12.361 | 14.371 | 16.072 | 17.68 | 19.155 | 20.457 | 20.721 | 20.542 | 19.989 | 18.165 | 15.241 | 11.825 | 8.424 | 5.701 | 5.194 | 4.531 | 3.888 | 3.289 | 2.739 | 2.22 | 1.741 | 1.305 | 0.927 | 0.613 | 0.368 | 0.194 | 0 | NPgY | GSP | NG FES - Consumer Transformation | Total installed other non-renewable capacity (MW)
NG FES - Consumer Transformation | Gen_BB006 | MW | NPgN | FERRB9 | Total installed other non-renewable capacity (MW) | Ferrybridge B (_M) | FERRYBRIDGE B | 97.896 | 103.241 | 109.092 | 115.482 | 120.633 | 124.994 | 129.115 | 132.895 | 136.233 | 136.91 | 136.45 | 135.033 | 130.357 | 122.863 | 114.11 | 105.393 | 98.414 | 92.469 | 80.677 | 69.223 | 58.555 | 48.768 | 39.527 | 30.996 | 23.236 | 16.504 | 10.909 | 6.548 | 3.452 | 0 | NPgY | GSP | NG FES - Consumer Transformation | Total installed other non-renewable capacity (MW)
NG FES - Consumer Transformation | Gen_BB006 | MW | NPgN | GRIW_1 | Total installed other non-renewable capacity (MW) | Grimsby West | GRIMSBY WEST | 48 | 51.431 | 55.187 | 59.288 | 62.595 | 65.394 | 68.04 | 70.466 | 72.609 | 73.043 | 72.748 | 71.838 | 68.837 | 64.026 | 58.408 | 52.812 | 48.332 | 45.339 | 39.557 | 33.941 | 28.71 | 23.912 | 19.381 | 15.198 | 11.393 | 8.092 | 5.349 | 3.211 | 1.693 | 0 | NPgY | GSP | NG FES - Consumer Transformation | Total installed other non-renewable capacity (MW)
NG FES - Consumer Transformation | Gen_BB006 | MW | NPgN | JORD_3 | Total installed other non-renewable capacity (MW) | Jordanthorpe | JORDANTHORPE | 0 | 0.162 | 0.34 | 0.534 | 0.691 | 0.823 | 0.948 | 1.063 | 1.164 | 1.185 | 1.171 | 1.128 | 0.986 | 0.758 | 0.492 | 0.228 | 0.016 | 0 | 0 | 0 | 0 | 0 | 0 | 0 | 0 | 0 | 0 | 0 | 0 | 0 | NPgY | GSP | NG FES - Consumer Transformation | Total installed other non-renewable capacity (MW)
NG FES - Consumer Transformation | Gen_BB006 | MW | NPgN | KEAD_YEDL | Total installed other non-renewable capacity (MW) | Keadby | KEADBY | 171.596 | 189.276 | 208.628 | 229.762 | 246.8 | 261.223 | 274.854 | 287.354 | 298.397 | 300.633 | 299.114 | 294.428 | 278.962 | 254.175 | 225.225 | 196.393 | 173.309 | 171.507 | 171.315 | 171.128 | 170.955 | 170.795 | 170.645 | 170.506 | 170.379 | 170.27 | 170.178 | 170.107 | 170.057 | 170.001 | NPgY | GSP | NG FES - Consumer Transformation | Total installed other non-renewable capacity (MW)
NG FES - Consumer Transformation | Gen_BB006 | MW | NPgN | KIRKB1 | Total installed other non-renewable capacity (MW) | Kirkstall B | KIRKSTALL B | 5.313 | 5.915 | 6.574 | 7.294 | 7.874 | 8.366 | 8.83 | 9.256 | 9.632 | 9.708 | 9.656 | 9.496 | 8.97 | 8.126 | 7.14 | 6.158 | 5.372 | 5.313 | 5.313 | 5.313 | 5.313 | 5.313 | 5.313 | 5.313 | 5.313 | 5.313 | 5.313 | 5.313 | 5.313 | 5.313 | NPgY | GSP | NG FES - Consumer Transformation | Total installed other non-renewable capacity (MW)
NG FES - Consumer Transformation | Gen_BB006 | MW | NPgN | NEEP_3 | Total installed other non-renewable capacity (MW) | Neepsend | NEEPSEND | 0 | 0.056 | 0.118 | 0.185 | 0.239 | 0.285 | 0.328 | 0.368 | 0.403 | 0.41 | 0.405 | 0.39 | 0.341 | 0.262 | 0.17 | 0.079 | 0.005 | 0 | 0 | 0 | 0 | 0 | 0 | 0 | 0 | 0 | 0 | 0 | 0 | 0 | NPgY | GSP | NG FES - Consumer Transformation | Total installed other non-renewable capacity (MW)
NG FES - Consumer Transformation | Gen_BB006 | MW | NPgN | NORL_3 | Total installed other non-renewable capacity (MW) | Norton Lees | NORTON LEES | 0 | 0 | 0 | 0 | 0.001 | 0.001 | 0.001 | 0.001 | 0.001 | 0.001 | 0.001 | 0.001 | 0.001 | 0.001 | 0 | 0 | 0 | 0 | 0 | 0 | 0 | 0 | 0 | 0 | 0 | 0 | 0 | 0 | 0 | 0 | NPgY | GSP | NG FES - Consumer Transformation | Total installed other non-renewable capacity (MW)
NG FES - Consumer Transformation | Gen_BB006 | MW | NPgN | PITS_BB_B | Total installed other non-renewable capacity (MW) | Pitsmoor | PITSMOOR 3/4 | 0 | 0 | 0.001 | 0.002 | 0.002 | 0.003 | 0.003 | 0.003 | 0.004 | 0.004 | 0.004 | 0.003 | 0.003 | 0.002 | 0.002 | 0.001 | 0 | 0 | 0 | 0 | 0 | 0 | 0 | 0 | 0 | 0 | 0 | 0 | 0 | 0 | NPgY | GSP | NG FES - Consumer Transformation | Total installed other non-renewable capacity (MW)
NG FES - Consumer Transformation | Gen_BB006 | MW | NPgN | SALT_1 | Total installed other non-renewable capacity (MW) | Saltend North | SALTEND NORTH | 0 | 0.007 | 0.014 | 0.022 | 0.028 | 0.033 | 0.038 | 0.043 | 0.047 | 0.048 | 0.047 | 0.046 | 0.04 | 0.031 | 0.02 | 0.009 | 0.001 | 0 | 0 | 0 | 0 | 0 | 0 | 0 | 0 | 0 | 0 | 0 | 0 | 0 | NPgY | GSP | NG FES - Consumer Transformation | Total installed other non-renewable capacity (MW)
NG FES - Consumer Transformation | Gen_BB006 | MW | NPgN | SHEC_3 | Total installed other non-renewable capacity (MW) | Sheffield City | SHEFFIELD CITY | 0 | 0.012 | 0.024 | 0.038 | 0.049 | 0.059 | 0.068 | 0.076 | 0.083 | 0.085 | 0.084 | 0.081 | 0.071 | 0.054 | 0.035 | 0.016 | 0.001 | 0 | 0 | 0 | 0 | 0 | 0 | 0 | 0 | 0 | 0 | 0 | 0 | 0 | NPgY | GSP | NG FES - Consumer Transformation | Total installed other non-renewable capacity (MW)
NG FES - Consumer Transformation | Gen_BB006 | MW | NPgN | SKLGB1 | Total installed other non-renewable capacity (MW) | Skelton Grange | SKELTON GRANGE | 10.647 | 12.21 | 13.92 | 15.788 | 17.294 | 18.569 | 19.774 | 20.879 | 21.855 | 22.053 | 21.919 | 21.505 | 20.137 | 17.946 | 15.387 | 12.839 | 10.798 | 10.647 | 10.647 | 10.647 | 10.647 | 10.647 | 10.647 | 10.647 | 10.647 | 10.647 | 10.647 | 10.647 | 10.647 | 10.647 | NPgY | GSP | NG FES - Consumer Transformation | Total installed other non-renewable capacity (MW)
NG FES - Consumer Transformation | Gen_BB006 | MW | NPgN | TEMP_3 | Total installed other non-renewable capacity (MW) | Templeborough | TEMPLEBOROUGH 275/33KV | 0 | 0.043 | 0.09 | 0.141 | 0.182 | 0.217 | 0.25 | 0.281 | 0.307 | 0.313 | 0.309 | 0.298 | 0.26 | 0.2 | 0.13 | 0.06 | 0.004 | 0 | 0 | 0 | 0 | 0 | 0 | 0 | 0 | 0 | 0 | 0 | 0 | 0 | NPgY | GSP | NG FES - Consumer Transformation | Total installed other non-renewable capacity (MW)
NG FES - Consumer Transformation | Gen_BB006 | MW | NPgN | THUR_6 | Total installed other non-renewable capacity (MW) | Thurcroft | THURCROFT | 36 | 40.46 | 45.341 | 50.672 | 54.97 | 58.608 | 62.046 | 65.199 | 67.984 | 68.548 | 68.165 | 66.983 | 63.082 | 56.83 | 49.527 | 42.255 | 36.432 | 36 | 36 | 36 | 36 | 36 | 36 | 36 | 36 | 36 | 36 | 36 | 36 | 36 | NPgY | GSP | NG FES - Consumer Transformation | Total installed other non-renewable capacity (MW)
NG FES - Consumer Transformation | Gen_BB006 | MW | NPgN | WMEL_THOM | Total installed other non-renewable capacity (MW) | Thorpe Marsh | WEST MELTON / THORPE MARSH | 37.877 | 41.947 | 46.4 | 51.265 | 55.186 | 58.505 | 61.642 | 64.519 | 67.061 | 67.576 | 67.226 | 66.147 | 62.588 | 56.883 | 50.22 | 43.585 | 38.272 | 37.877 | 37.877 | 37.877 | 37.877 | 37.877 | 37.877 | 37.877 | 37.877 | 37.877 | 37.877 | 37.877 | 37.877 | 37.877 | NPgY | GSP | NG FES - Consumer Transformation | Total installed other non-renewable capacity (MW)
NG FES - Consumer Transformation | Gen_BB006 | MW | NPgN | WMEL_BB3 | Total installed other non-renewable capacity (MW) | West Melton | WEST MELTON SECTION 3 | 17.268 | 21.624 | 26.391 | 31.598 | 35.795 | 39.348 | 42.706 | 45.786 | 48.506 | 49.057 | 48.683 | 47.528 | 43.718 | 37.612 | 30.48 | 23.377 | 17.69 | 17.268 | 17.268 | 17.268 | 17.268 | 17.268 | 17.268 | 17.268 | 17.268 | 17.268 | 17.268 | 17.268 | 17.268 | 17.268 | NPgY | GSP | NG FES - Consumer Transformation | Total installed other non-renewable capacity (MW)
NG FES - Consumer Transformation | Gen_BB006 | MW | NPgN | WIBA_3 | Total installed other non-renewable capacity (MW) | Wincobank | WINCOBANK | 0 | 0.152 | 0.318 | 0.499 | 0.646 | 0.77 | 0.887 | 0.994 | 1.089 | 1.108 | 1.095 | 1.055 | 0.922 | 0.709 | 0.461 | 0.213 | 0.015 | 0 | 0 | 0 | 0 | 0 | 0 | 0 | 0 | 0 | 0 | 0 | 0 | 0 | NPgY | GSP | NG FES - Consumer Transformation | Total installed other non-renewable capacity (MW)
NG FES - Falling Short | Gen_BB006 | MW | NPgN | BLYTB1 | Total installed other non-renewable capacity (MW) | Blyth 66kV | BLYTH 66kV | 0 | 3.375 | 7.063 | 11.09 | 14.337 | 17.766 | 21.09 | 24.381 | 27.57 | 30.477 | 33.013 | 35.02 | 35.651 | 35.786 | 35.331 | 34.355 | 33.829 | 33.476 | 32.948 | 32.433 | 31.586 | 30.692 | 29.658 | 28.895 | 27.916 | 27.079 | 26.329 | 25.413 | 24.755 | 24.391 | NPgN | GSP | NG FES - Falling Short | Total installed other non-renewable capacity (MW)
NG FES - Falling Short | Gen_BB006 | MW | NPgN | BLYTH132 | Total installed other non-renewable capacity (MW) | Blyth 132kV | BLYTH 132kV | 0 | 5.967 | 12.488 | 19.609 | 25.35 | 31.413 | 37.29 | 43.109 | 48.747 | 53.887 | 58.372 | 61.921 | 63.036 | 63.274 | 62.47 | 60.745 | 59.814 | 59.19 | 58.256 | 57.346 | 55.848 | 54.268 | 52.439 | 51.089 | 49.359 | 47.88 | 46.554 | 44.933 | 43.771 | 43.127 | NPgN | GSP | NG FES - Falling Short | Total installed other non-renewable capacity (MW)
NG FES - Falling Short | Gen_BB006 | MW | NPgN | FOUR_1 | Total installed other non-renewable capacity (MW) | Fourstones | FOURSTONES | 0 | 0.309 | 0.646 | 1.014 | 1.311 | 1.625 | 1.929 | 2.229 | 2.521 | 2.787 | 3.019 | 3.202 | 3.26 | 3.272 | 3.231 | 3.142 | 3.093 | 3.061 | 3.013 | 2.966 | 2.888 | 2.807 | 2.712 | 2.642 | 2.553 | 2.476 | 2.408 | 2.324 | 2.264 | 2.23 | NPgN | GSP | NG FES - Falling Short | Total installed other non-renewable capacity (MW)
NG FES - Falling Short | Gen_BB006 | MW | NPgN | HARM_6 | Total installed other non-renewable capacity (MW) | Hart Moor | HARTMOOR | 51.794 | 53.462 | 55.284 | 57.275 | 58.88 | 60.574 | 62.217 | 63.844 | 65.42 | 66.856 | 68.11 | 69.102 | 69.414 | 69.48 | 69.256 | 68.773 | 68.513 | 68.339 | 68.078 | 67.823 | 67.405 | 66.963 | 66.452 | 66.074 | 65.591 | 65.177 | 64.807 | 64.354 | 64.029 | 63.849 | NPgN | GSP | NG FES - Falling Short | Total installed other non-renewable capacity (MW)
NG FES - Falling Short | Gen_BB006 | MW | NPgN | HAWP_6 | Total installed other non-renewable capacity (MW) | Hawthorn Pit | HAWTHORN PIT GRID | 2.85 | 4.593 | 6.497 | 8.577 | 10.254 | 12.024 | 13.741 | 15.441 | 17.087 | 18.588 | 19.898 | 20.935 | 21.261 | 21.33 | 21.095 | 20.591 | 20.32 | 20.137 | 19.864 | 19.599 | 19.161 | 18.7 | 18.166 | 17.771 | 17.266 | 16.834 | 16.447 | 15.973 | 15.634 | 15.446 | NPgN | GSP | NG FES - Falling Short | Total installed other non-renewable capacity (MW)
NG FES - Falling Short | Gen_BB006 | MW | NPgN | KNARE_111 | Total installed other non-renewable capacity (MW) | Knaresborough | KNARESBOROUGH | 27 | 33.937 | 41.517 | 49.795 | 56.47 | 63.517 | 70.349 | 77.114 | 83.668 | 89.643 | 94.857 | 98.982 | 100.279 | 100.555 | 99.62 | 97.615 | 96.533 | 95.808 | 94.722 | 93.664 | 91.923 | 90.086 | 87.96 | 86.391 | 84.379 | 82.66 | 81.118 | 79.234 | 77.883 | 77.135 | NPgN | GSP | NG FES - Falling Short | Total installed other non-renewable capacity (MW)
NG FES - Falling Short | Gen_BB006 | MW | NPgN | LACK_6 | Total installed other non-renewable capacity (MW) | Lackenby | LACKENBY | 18.001 | 19.8 | 21.766 | 23.913 | 25.644 | 27.472 | 29.244 | 30.999 | 32.699 | 34.249 | 35.601 | 36.671 | 37.007 | 37.079 | 36.836 | 36.316 | 36.036 | 35.848 | 35.566 | 35.291 | 34.84 | 34.364 | 33.812 | 33.405 | 32.883 | 32.437 | 32.037 | 31.549 | 31.198 | 31.004 | NPgN | GSP | NG FES - Falling Short | Total installed other non-renewable capacity (MW)
NG FES - Falling Short | Gen_BB006 | MW | NPgN | NORT_1 | Total installed other non-renewable capacity (MW) | Norton | NORTON | 23.32 | 37.611 | 53.227 | 70.283 | 84.033 | 98.551 | 112.628 | 126.564 | 140.066 | 152.376 | 163.117 | 171.617 | 174.288 | 174.858 | 172.932 | 168.801 | 166.572 | 165.078 | 162.841 | 160.66 | 157.074 | 153.29 | 148.909 | 145.677 | 141.532 | 137.991 | 134.814 | 130.932 | 128.149 | 126.607 | NPgN | GSP | NG FES - Falling Short | Total installed other non-renewable capacity (MW)
NG FES - Falling Short | Gen_BB006 | MW | NPgN | OFFE_3 | Total installed other non-renewable capacity (MW) | Offerton | OFFERTON | 0 | 0.124 | 0.259 | 0.406 | 0.525 | 0.651 | 0.773 | 0.893 | 1.01 | 1.116 | 1.209 | 1.283 | 1.306 | 1.311 | 1.294 | 1.259 | 1.239 | 1.226 | 1.207 | 1.188 | 1.157 | 1.124 | 1.087 | 1.059 | 1.023 | 0.992 | 0.965 | 0.931 | 0.907 | 0.894 | NPgN | GSP | NG FES - Falling Short | Total installed other non-renewable capacity (MW)
NG FES - Falling Short | Gen_BB006 | MW | NPgN | OSBA_1 | Total installed other non-renewable capacity (MW) | Osbaldwick | OSBALDWICK | 51.72 | 68.706 | 87.266 | 107.538 | 123.88 | 141.136 | 157.867 | 174.431 | 190.479 | 205.109 | 217.876 | 227.979 | 231.153 | 231.83 | 229.541 | 224.631 | 221.982 | 220.206 | 217.547 | 214.956 | 210.693 | 206.196 | 200.989 | 197.147 | 192.221 | 188.012 | 184.236 | 179.623 | 176.315 | 174.481 | NPgN | GSP | NG FES - Falling Short | Total installed other non-renewable capacity (MW)
NG FES - Falling Short | Gen_BB006 | MW | NPgN | POPP_3 | Total installed other non-renewable capacity (MW) | Poppleton | POPPLETON | 2.85 | 3.371 | 3.941 | 4.563 | 5.065 | 5.594 | 6.108 | 6.616 | 7.109 | 7.558 | 7.95 | 8.26 | 8.357 | 8.378 | 8.308 | 8.157 | 8.076 | 8.021 | 7.94 | 7.86 | 7.729 | 7.591 | 7.431 | 7.313 | 7.162 | 7.033 | 6.917 | 6.776 | 6.674 | 6.618 | NPgN | GSP | NG FES - Falling Short | Total installed other non-renewable capacity (MW)
NG FES - Falling Short | Gen_BB006 | MW | NPgN | SALH_1 | Total installed other non-renewable capacity (MW) | Saltholme | SALTHOLME | 156.405 | 156.535 | 156.677 | 156.832 | 156.957 | 157.089 | 157.217 | 157.344 | 157.467 | 157.579 | 157.676 | 157.754 | 157.778 | 157.783 | 157.766 | 157.728 | 157.708 | 157.694 | 157.674 | 157.654 | 157.621 | 157.587 | 157.547 | 157.518 | 157.48 | 157.448 | 157.419 | 157.384 | 157.358 | 157.344 | NPgN | GSP | NG FES - Falling Short | Total installed other non-renewable capacity (MW)
NG FES - Falling Short | Gen_BB006 | MW | NPgN | SSHI_3 | Total installed other non-renewable capacity (MW) | South Shields | SOUTH SHIELDS | 35.152 | 35.153 | 35.154 | 35.155 | 35.155 | 35.156 | 35.157 | 35.158 | 35.159 | 35.16 | 35.16 | 35.161 | 35.161 | 35.161 | 35.161 | 35.161 | 35.16 | 35.16 | 35.16 | 35.16 | 35.16 | 35.16 | 35.159 | 35.159 | 35.159 | 35.159 | 35.158 | 35.158 | 35.158 | 35.158 | NPgN | GSP | NG FES - Falling Short | Total installed other non-renewable capacity (MW)
NG FES - Falling Short | Gen_BB006 | MW | NPgN | KIELD01 and SPAD20 | Total installed other non-renewable capacity (MW) | 0 | SPADEADAM | 0 | 0.242 | 0.506 | 0.795 | 1.027 | 1.273 | 1.511 | 1.747 | 1.976 | 2.184 | 2.366 | 2.51 | 2.555 | 2.564 | 2.532 | 2.462 | 2.424 | 2.399 | 2.361 | 2.324 | 2.263 | 2.199 | 2.125 | 2.071 | 2 | 1.94 | 1.887 | 1.821 | 1.774 | 1.748 | NPgN | GSP | NG FES - Falling Short | Total installed other non-renewable capacity (MW)
NG FES - Falling Short | Gen_BB006 | MW | NPgN | SPEN_1 | Total installed other non-renewable capacity (MW) | Spennymoor | SPENNYMOOR | 5.88 | 17.229 | 29.629 | 43.173 | 54.092 | 65.621 | 76.8 | 87.866 | 98.589 | 108.364 | 116.893 | 123.643 | 125.764 | 126.216 | 124.687 | 121.407 | 119.637 | 118.45 | 116.673 | 114.942 | 112.094 | 109.089 | 105.61 | 103.043 | 99.753 | 96.94 | 94.417 | 91.335 | 89.125 | 87.9 | NPgN | GSP | NG FES - Falling Short | Total installed other non-renewable capacity (MW)
NG FES - Falling Short | Gen_BB006 | MW | NPgN | STEN_1 | Total installed other non-renewable capacity (MW) | Stella North | STELLA NORTH | 7.436 | 8.221 | 9.08 | 10.017 | 10.773 | 11.571 | 12.345 | 13.111 | 13.853 | 14.53 | 15.12 | 15.587 | 15.734 | 15.766 | 15.66 | 15.433 | 15.31 | 15.228 | 15.105 | 14.985 | 14.788 | 14.58 | 14.339 | 14.161 | 13.934 | 13.739 | 13.564 | 13.351 | 13.198 | 13.113 | NPgN | GSP | NG FES - Falling Short | Total installed other non-renewable capacity (MW)
NG FES - Falling Short | Gen_BB006 | MW | NPgN | STES_1 | Total installed other non-renewable capacity (MW) | Stella South | STELLA SOUTH | 4.08 | 9.623 | 15.679 | 22.294 | 27.626 | 33.257 | 38.716 | 44.121 | 49.357 | 54.131 | 58.297 | 61.593 | 62.629 | 62.85 | 62.103 | 60.501 | 59.637 | 59.057 | 58.19 | 57.344 | 55.953 | 54.486 | 52.787 | 51.533 | 49.926 | 48.552 | 47.32 | 45.815 | 44.736 | 44.137 | NPgN | GSP | NG FES - Falling Short | Total installed other non-renewable capacity (MW)
NG FES - Falling Short | Gen_BB006 | MW | NPgN | TYNE_1 | Total installed other non-renewable capacity (MW) | Tynemouth 1 | TYNEMOUTH | 29.764 | 29.977 | 30.21 | 30.464 | 30.669 | 30.886 | 31.096 | 31.303 | 31.505 | 31.688 | 31.848 | 31.975 | 32.015 | 32.023 | 31.995 | 31.933 | 31.9 | 31.878 | 31.844 | 31.812 | 31.758 | 31.702 | 31.636 | 31.588 | 31.527 | 31.474 | 31.426 | 31.369 | 31.327 | 31.304 | NPgN | GSP | NG FES - Falling Short | Total installed other non-renewable capacity (MW)
NG FES - Falling Short | Gen_BB006 | MW | NPgN | WBOL_6 | Total installed other non-renewable capacity (MW) | West Boldon | WEST BOLDON | 7.155 | 7.819 | 8.544 | 9.336 | 9.974 | 10.648 | 11.301 | 11.948 | 12.575 | 13.146 | 13.645 | 14.04 | 14.164 | 14.19 | 14.101 | 13.909 | 13.805 | 13.736 | 13.632 | 13.531 | 13.365 | 13.189 | 12.986 | 12.835 | 12.643 | 12.479 | 12.331 | 12.151 | 12.022 | 11.95 | NPgN | GSP | NG FES - Falling Short | Total installed other non-renewable capacity (MW)
NG FES - Falling Short | Gen_BB006 | MW | NPgN | BRAW_1 | Total installed other non-renewable capacity (MW) | Bradford West | BRADFORD WEST | 12.219 | 14.14 | 16.239 | 18.531 | 20.379 | 22.331 | 24.223 | 26.096 | 27.911 | 29.565 | 31.009 | 32.152 | 32.511 | 32.587 | 32.328 | 31.773 | 31.473 | 31.273 | 30.972 | 30.679 | 30.197 | 29.688 | 29.099 | 28.665 | 28.108 | 27.632 | 27.205 | 26.683 | 26.309 | 26.102 | NPgY | GSP | NG FES - Falling Short | Total installed other non-renewable capacity (MW)
NG FES - Falling Short | Gen_BB006 | MW | NPgN | CAMB_01 | Total installed other non-renewable capacity (MW) | Camblesforth | CAMBLESFORTH | 3 | 3.33 | 3.69 | 4.084 | 4.401 | 4.736 | 5.061 | 5.382 | 5.694 | 5.978 | 6.225 | 6.422 | 6.483 | 6.496 | 6.452 | 6.357 | 6.305 | 6.271 | 6.219 | 6.169 | 6.086 | 5.999 | 5.898 | 5.823 | 5.727 | 5.646 | 5.572 | 5.483 | 5.419 | 5.383 | NPgY | GSP | NG FES - Falling Short | Total installed other non-renewable capacity (MW)
NG FES - Falling Short | Gen_BB006 | MW | NPgN | CREB_1 | Total installed other non-renewable capacity (MW) | Creyke Beck | CREYKE BECK | 101.378 | 115.335 | 130.585 | 147.242 | 160.67 | 174.849 | 188.596 | 202.206 | 215.392 | 227.413 | 237.903 | 246.204 | 248.813 | 249.369 | 247.488 | 243.454 | 241.277 | 239.818 | 237.633 | 235.504 | 232.001 | 228.306 | 224.027 | 220.871 | 216.824 | 213.365 | 210.262 | 206.472 | 203.754 | 202.247 | NPgY | GSP | NG FES - Falling Short | Total installed other non-renewable capacity (MW)
NG FES - Falling Short | Gen_BB006 | MW | NPgN | DRAX_YEDL | Total installed other non-renewable capacity (MW) | Drax | DRAX | 69.049 | 70.726 | 72.557 | 74.558 | 76.171 | 77.874 | 79.525 | 81.16 | 82.744 | 84.188 | 85.447 | 86.445 | 86.758 | 86.825 | 86.599 | 86.114 | 85.853 | 85.677 | 85.415 | 85.159 | 84.739 | 84.295 | 83.781 | 83.402 | 82.916 | 82.5 | 82.128 | 81.672 | 81.346 | 81.165 | NPgY | GSP | NG FES - Falling Short | Total installed other non-renewable capacity (MW)
NG FES - Falling Short | Gen_BB006 | MW | NPgN | ELLA_1 | Total installed other non-renewable capacity (MW) | Elland | ELLAND | 0 | 1.899 | 3.973 | 6.239 | 8.066 | 9.995 | 11.865 | 13.716 | 15.51 | 17.146 | 18.573 | 19.702 | 20.057 | 20.132 | 19.877 | 19.328 | 19.032 | 18.833 | 18.536 | 18.246 | 17.77 | 17.267 | 16.685 | 16.256 | 15.705 | 15.234 | 14.812 | 14.297 | 13.927 | 13.722 | NPgY | GSP | NG FES - Falling Short | Total installed other non-renewable capacity (MW)
NG FES - Falling Short | Gen_BB006 | MW | NPgN | FERRA2 | Total installed other non-renewable capacity (MW) | Ferrybridge A | FERRYBRIDGE A | 5.499 | 8.245 | 11.245 | 14.522 | 17.164 | 19.953 | 22.658 | 25.335 | 27.93 | 30.295 | 32.359 | 33.992 | 34.505 | 34.614 | 34.244 | 33.451 | 33.022 | 32.735 | 32.305 | 31.887 | 31.198 | 30.47 | 29.629 | 29.008 | 28.211 | 27.531 | 26.921 | 26.175 | 25.64 | 25.344 | NPgY | GSP | NG FES - Falling Short | Total installed other non-renewable capacity (MW)
NG FES - Falling Short | Gen_BB006 | MW | NPgN | FERRB9 | Total installed other non-renewable capacity (MW) | Ferrybridge B (_M) | FERRYBRIDGE B | 97.896 | 104.933 | 112.622 | 121.021 | 127.792 | 134.941 | 141.873 | 148.735 | 155.384 | 161.446 | 166.735 | 170.921 | 172.236 | 172.516 | 171.568 | 169.534 | 168.436 | 167.7 | 166.599 | 165.525 | 163.759 | 161.896 | 159.738 | 158.147 | 156.106 | 154.362 | 152.798 | 150.886 | 149.516 | 148.756 | NPgY | GSP | NG FES - Falling Short | Total installed other non-renewable capacity (MW)
NG FES - Falling Short | Gen_BB006 | MW | NPgN | GRIW_1 | Total installed other non-renewable capacity (MW) | Grimsby West | GRIMSBY WEST | 48 | 52.517 | 57.453 | 62.844 | 67.19 | 71.779 | 76.229 | 80.634 | 84.902 | 88.793 | 92.188 | 94.875 | 95.719 | 95.899 | 95.29 | 93.984 | 93.28 | 92.808 | 92.1 | 91.411 | 90.278 | 89.081 | 87.697 | 86.675 | 85.365 | 84.246 | 83.241 | 82.015 | 81.135 | 80.647 | NPgY | GSP | NG FES - Falling Short | Total installed other non-renewable capacity (MW)
NG FES - Falling Short | Gen_BB006 | MW | NPgN | JORD_3 | Total installed other non-renewable capacity (MW) | Jordanthorpe | JORDANTHORPE | 0 | 0.214 | 0.447 | 0.702 | 0.908 | 1.125 | 1.336 | 1.544 | 1.746 | 1.93 | 2.091 | 2.218 | 2.258 | 2.266 | 2.237 | 2.176 | 2.142 | 2.12 | 2.086 | 2.054 | 2 | 1.944 | 1.878 | 1.83 | 1.768 | 1.715 | 1.667 | 1.609 | 1.568 | 1.545 | NPgY | GSP | NG FES - Falling Short | Total installed other non-renewable capacity (MW)
NG FES - Falling Short | Gen_BB006 | MW | NPgN | KEAD_YEDL | Total installed other non-renewable capacity (MW) | Keadby | KEADBY | 171.596 | 194.872 | 220.304 | 248.083 | 270.477 | 294.123 | 317.049 | 339.746 | 361.737 | 381.786 | 399.28 | 413.123 | 417.473 | 418.401 | 415.264 | 408.536 | 404.906 | 402.473 | 398.829 | 395.278 | 389.437 | 383.274 | 376.139 | 370.874 | 364.125 | 358.356 | 353.183 | 346.861 | 342.328 | 339.816 | NPgY | GSP | NG FES - Falling Short | Total installed other non-renewable capacity (MW)
NG FES - Falling Short | Gen_BB006 | MW | NPgN | KIRKB1 | Total installed other non-renewable capacity (MW) | Kirkstall B | KIRKSTALL B | 5.313 | 6.106 | 6.972 | 7.918 | 8.681 | 9.486 | 10.267 | 11.04 | 11.789 | 12.471 | 13.067 | 13.539 | 13.687 | 13.718 | 13.612 | 13.382 | 13.259 | 13.176 | 13.052 | 12.931 | 12.732 | 12.522 | 12.279 | 12.1 | 11.87 | 11.674 | 11.497 | 11.282 | 11.128 | 11.042 | NPgY | GSP | NG FES - Falling Short | Total installed other non-renewable capacity (MW)
NG FES - Falling Short | Gen_BB006 | MW | NPgN | NEEP_3 | Total installed other non-renewable capacity (MW) | Neepsend | NEEPSEND | 0 | 0.074 | 0.155 | 0.243 | 0.314 | 0.389 | 0.462 | 0.534 | 0.604 | 0.668 | 0.723 | 0.767 | 0.781 | 0.784 | 0.774 | 0.753 | 0.741 | 0.733 | 0.722 | 0.711 | 0.692 | 0.672 | 0.65 | 0.633 | 0.612 | 0.593 | 0.577 | 0.557 | 0.542 | 0.534 | NPgY | GSP | NG FES - Falling Short | Total installed other non-renewable capacity (MW)
NG FES - Falling Short | Gen_BB006 | MW | NPgN | NORL_3 | Total installed other non-renewable capacity (MW) | Norton Lees | NORTON LEES | 0 | 0 | 0 | 0.001 | 0.001 | 0.001 | 0.001 | 0.001 | 0.001 | 0.001 | 0.002 | 0.002 | 0.002 | 0.002 | 0.002 | 0.002 | 0.002 | 0.002 | 0.002 | 0.002 | 0.001 | 0.001 | 0.001 | 0.001 | 0.001 | 0.001 | 0.001 | 0.001 | 0.001 | 0.001 | NPgY | GSP | NG FES - Falling Short | Total installed other non-renewable capacity (MW)
NG FES - Falling Short | Gen_BB006 | MW | NPgN | PITS_BB_B | Total installed other non-renewable capacity (MW) | Pitsmoor | PITSMOOR 3/4 | 0 | 0.001 | 0.001 | 0.002 | 0.003 | 0.003 | 0.004 | 0.005 | 0.005 | 0.006 | 0.006 | 0.007 | 0.007 | 0.007 | 0.007 | 0.007 | 0.007 | 0.006 | 0.006 | 0.006 | 0.006 | 0.006 | 0.006 | 0.006 | 0.005 | 0.005 | 0.005 | 0.005 | 0.005 | 0.005 | NPgY | GSP | NG FES - Falling Short | Total installed other non-renewable capacity (MW)
NG FES - Falling Short | Gen_BB006 | MW | NPgN | SALT_1 | Total installed other non-renewable capacity (MW) | Saltend North | SALTEND NORTH | 0 | 0.009 | 0.018 | 0.028 | 0.037 | 0.046 | 0.054 | 0.063 | 0.071 | 0.078 | 0.085 | 0.09 | 0.091 | 0.092 | 0.091 | 0.088 | 0.087 | 0.086 | 0.085 | 0.083 | 0.081 | 0.079 | 0.076 | 0.074 | 0.072 | 0.069 | 0.068 | 0.065 | 0.064 | 0.063 | NPgY | GSP | NG FES - Falling Short | Total installed other non-renewable capacity (MW)
NG FES - Falling Short | Gen_BB006 | MW | NPgN | SHEC_3 | Total installed other non-renewable capacity (MW) | Sheffield City | SHEFFIELD CITY | 0 | 0.015 | 0.032 | 0.05 | 0.065 | 0.08 | 0.096 | 0.11 | 0.125 | 0.138 | 0.15 | 0.159 | 0.161 | 0.162 | 0.16 | 0.156 | 0.153 | 0.152 | 0.149 | 0.147 | 0.143 | 0.139 | 0.134 | 0.131 | 0.126 | 0.123 | 0.119 | 0.115 | 0.112 | 0.11 | NPgY | GSP | NG FES - Falling Short | Total installed other non-renewable capacity (MW)
NG FES - Falling Short | Gen_BB006 | MW | NPgN | SKLGB1 | Total installed other non-renewable capacity (MW) | Skelton Grange | SKELTON GRANGE | 10.647 | 12.704 | 14.952 | 17.408 | 19.387 | 21.478 | 23.504 | 25.511 | 27.455 | 29.227 | 30.773 | 31.997 | 32.381 | 32.463 | 32.186 | 31.591 | 31.27 | 31.055 | 30.733 | 30.419 | 29.903 | 29.358 | 28.728 | 28.262 | 27.666 | 27.156 | 26.698 | 26.139 | 25.739 | 25.517 | NPgY | GSP | NG FES - Falling Short | Total installed other non-renewable capacity (MW)
NG FES - Falling Short | Gen_BB006 | MW | NPgN | TEMP_3 | Total installed other non-renewable capacity (MW) | Templeborough | TEMPLEBOROUGH 275/33KV | 0 | 0.056 | 0.118 | 0.185 | 0.24 | 0.297 | 0.353 | 0.408 | 0.461 | 0.51 | 0.552 | 0.585 | 0.596 | 0.598 | 0.591 | 0.574 | 0.566 | 0.56 | 0.551 | 0.542 | 0.528 | 0.513 | 0.496 | 0.483 | 0.467 | 0.453 | 0.44 | 0.425 | 0.414 | 0.408 | NPgY | GSP | NG FES - Falling Short | Total installed other non-renewable capacity (MW)
NG FES - Falling Short | Gen_BB006 | MW | NPgN | THUR_6 | Total installed other non-renewable capacity (MW) | Thurcroft | THURCROFT | 36 | 41.871 | 48.286 | 55.293 | 60.942 | 66.906 | 72.689 | 78.414 | 83.961 | 89.018 | 93.431 | 96.923 | 98.02 | 98.254 | 97.463 | 95.766 | 94.85 | 94.236 | 93.317 | 92.421 | 90.948 | 89.394 | 87.594 | 86.266 | 84.563 | 83.108 | 81.803 | 80.209 | 79.066 | 78.432 | NPgY | GSP | NG FES - Falling Short | Total installed other non-renewable capacity (MW)
NG FES - Falling Short | Gen_BB006 | MW | NPgN | WMEL_THOM | Total installed other non-renewable capacity (MW) | Thorpe Marsh | WEST MELTON / THORPE MARSH | 37.877 | 43.235 | 49.088 | 55.481 | 60.635 | 66.077 | 71.354 | 76.577 | 81.639 | 86.253 | 90.279 | 93.465 | 94.466 | 94.68 | 93.958 | 92.409 | 91.574 | 91.014 | 90.175 | 89.358 | 88.014 | 86.595 | 84.953 | 83.742 | 82.188 | 80.86 | 79.67 | 78.215 | 77.172 | 76.593 | NPgY | GSP | NG FES - Falling Short | Total installed other non-renewable capacity (MW)
NG FES - Falling Short | Gen_BB006 | MW | NPgN | WMEL_BB3 | Total installed other non-renewable capacity (MW) | West Melton | WEST MELTON SECTION 3 | 17.268 | 23.002 | 29.267 | 36.111 | 41.628 | 47.453 | 53.101 | 58.692 | 64.11 | 69.049 | 73.359 | 76.769 | 77.841 | 78.069 | 77.297 | 75.639 | 74.745 | 74.145 | 73.248 | 72.373 | 70.934 | 69.416 | 67.658 | 66.361 | 64.698 | 63.277 | 62.003 | 60.445 | 59.329 | 58.71 | NPgY | GSP | NG FES - Falling Short | Total installed other non-renewable capacity (MW)
NG FES - Falling Short | Gen_BB006 | MW | NPgN | WIBA_3 | Total installed other non-renewable capacity (MW) | Wincobank | WINCOBANK | 0 | 0.2 | 0.418 | 0.657 | 0.849 | 1.052 | 1.249 | 1.444 | 1.633 | 1.805 | 1.955 | 2.074 | 2.111 | 2.119 | 2.092 | 2.035 | 2.003 | 1.983 | 1.951 | 1.921 | 1.871 | 1.818 | 1.756 | 1.711 | 1.653 | 1.604 | 1.559 | 1.505 | 1.466 | 1.445 | NPgY | GSP | NG FES - Falling Short | Total installed other non-renewable capacity (MW)
NG FES - Leading the Way | Gen_BB006 | MW | NPgN | BLYTB1 | Total installed other non-renewable capacity (MW) | Blyth 66kV | BLYTH 66kV | 0 | 2.142 | 4.488 | 7.051 | 9.118 | 10.102 | 10.613 | 11.135 | 11.667 | 11.407 | 10.562 | 8.237 | 3.04 | 0 | 0 | 0 | 0 | 0 | 0 | 0 | 0 | 0 | 0 | 0 | 0 | 0 | 0 | 0 | 0 | 0 | NPgN | GSP | NG FES - Leading the Way | Total installed other non-renewable capacity (MW)
NG FES - Leading the Way | Gen_BB006 | MW | NPgN | BLYTH132 | Total installed other non-renewable capacity (MW) | Blyth 132kV | BLYTH 132kV | 0 | 3.787 | 7.936 | 12.468 | 16.121 | 17.861 | 18.765 | 19.688 | 20.629 | 20.169 | 18.674 | 14.564 | 5.376 | 0 | 0 | 0 | 0 | 0 | 0 | 0 | 0 | 0 | 0 | 0 | 0 | 0 | 0 | 0 | 0 | 0 | NPgN | GSP | NG FES - Leading the Way | Total installed other non-renewable capacity (MW)
NG FES - Leading the Way | Gen_BB006 | MW | NPgN | FOUR_1 | Total installed other non-renewable capacity (MW) | Fourstones | FOURSTONES | 0 | 0.196 | 0.41 | 0.645 | 0.834 | 0.924 | 0.97 | 1.018 | 1.067 | 1.043 | 0.966 | 0.753 | 0.278 | 0 | 0 | 0 | 0 | 0 | 0 | 0 | 0 | 0 | 0 | 0 | 0 | 0 | 0 | 0 | 0 | 0 | NPgN | GSP | NG FES - Leading the Way | Total installed other non-renewable capacity (MW)
NG FES - Leading the Way | Gen_BB006 | MW | NPgN | HARM_6 | Total installed other non-renewable capacity (MW) | Hart Moor | HARTMOOR | 51.794 | 52.853 | 54.012 | 55.279 | 56.3 | 56.786 | 57.039 | 57.297 | 57.56 | 57.432 | 57.014 | 55.865 | 52.244 | 31.462 | 0 | 0 | 0 | 0 | 0 | 0 | 0 | 0 | 0 | 0 | 0 | 0 | 0 | 0 | 0 | 0 | NPgN | GSP | NG FES - Leading the Way | Total installed other non-renewable capacity (MW)
NG FES - Leading the Way | Gen_BB006 | MW | NPgN | HAWP_6 | Total installed other non-renewable capacity (MW) | Hawthorn Pit | HAWTHORN PIT GRID | 2.85 | 3.956 | 5.168 | 6.491 | 7.558 | 8.066 | 8.331 | 8.6 | 8.875 | 8.741 | 8.304 | 7.104 | 4.362 | 1.731 | 0 | 0 | 0 | 0 | 0 | 0 | 0 | 0 | 0 | 0 | 0 | 0 | 0 | 0 | 0 | 0 | NPgN | GSP | NG FES - Leading the Way | Total installed other non-renewable capacity (MW)
NG FES - Leading the Way | Gen_BB006 | MW | NPgN | KNARE_111 | Total installed other non-renewable capacity (MW) | Knaresborough | KNARESBOROUGH | 27 | 31.402 | 36.225 | 41.494 | 45.741 | 47.763 | 48.814 | 49.887 | 50.981 | 50.447 | 48.708 | 43.931 | 32.7 | 16.401 | 0 | 0 | 0 | 0 | 0 | 0 | 0 | 0 | 0 | 0 | 0 | 0 | 0 | 0 | 0 | 0 | NPgN | GSP | NG FES - Leading the Way | Total installed other non-renewable capacity (MW)
NG FES - Leading the Way | Gen_BB006 | MW | NPgN | LACK_6 | Total installed other non-renewable capacity (MW) | Lackenby | LACKENBY | 18.001 | 19.142 | 20.393 | 21.76 | 22.861 | 23.386 | 23.659 | 23.937 | 24.221 | 24.082 | 23.631 | 22.392 | 19.255 | 10.934 | 0 | 0 | 0 | 0 | 0 | 0 | 0 | 0 | 0 | 0 | 0 | 0 | 0 | 0 | 0 | 0 | NPgN | GSP | NG FES - Leading the Way | Total installed other non-renewable capacity (MW)
NG FES - Leading the Way | Gen_BB006 | MW | NPgN | NORT_1 | Total installed other non-renewable capacity (MW) | Norton | NORTON | 23.32 | 32.389 | 42.326 | 53.18 | 61.929 | 66.095 | 68.262 | 70.471 | 72.725 | 71.625 | 68.043 | 58.2 | 35.72 | 14.165 | 0 | 0 | 0 | 0 | 0 | 0 | 0 | 0 | 0 | 0 | 0 | 0 | 0 | 0 | 0 | 0 | NPgN | GSP | NG FES - Leading the Way | Total installed other non-renewable capacity (MW)
NG FES - Leading the Way | Gen_BB006 | MW | NPgN | OFFE_3 | Total installed other non-renewable capacity (MW) | Offerton | OFFERTON | 0 | 0.078 | 0.164 | 0.258 | 0.334 | 0.37 | 0.389 | 0.408 | 0.427 | 0.418 | 0.387 | 0.302 | 0.111 | 0 | 0 | 0 | 0 | 0 | 0 | 0 | 0 | 0 | 0 | 0 | 0 | 0 | 0 | 0 | 0 | 0 | NPgN | GSP | NG FES - Leading the Way | Total installed other non-renewable capacity (MW)
NG FES - Leading the Way | Gen_BB006 | MW | NPgN | OSBA_1 | Total installed other non-renewable capacity (MW) | Osbaldwick | OSBALDWICK | 51.72 | 62.499 | 74.31 | 87.21 | 97.609 | 102.561 | 105.136 | 107.762 | 110.441 | 109.133 | 104.876 | 93.177 | 65.97 | 31.417 | 0 | 0 | 0 | 0 | 0 | 0 | 0 | 0 | 0 | 0 | 0 | 0 | 0 | 0 | 0 | 0 | NPgN | GSP | NG FES - Leading the Way | Total installed other non-renewable capacity (MW)
NG FES - Leading the Way | Gen_BB006 | MW | NPgN | POPP_3 | Total installed other non-renewable capacity (MW) | Poppleton | POPPLETON | 2.85 | 3.181 | 3.543 | 3.939 | 4.258 | 4.41 | 4.489 | 4.57 | 4.652 | 4.612 | 4.481 | 4.122 | 3.262 | 1.731 | 0 | 0 | 0 | 0 | 0 | 0 | 0 | 0 | 0 | 0 | 0 | 0 | 0 | 0 | 0 | 0 | NPgN | GSP | NG FES - Leading the Way | Total installed other non-renewable capacity (MW)
NG FES - Leading the Way | Gen_BB006 | MW | NPgN | SALH_1 | Total installed other non-renewable capacity (MW) | Saltholme | SALTHOLME | 156.405 | 156.488 | 156.578 | 156.677 | 156.756 | 156.794 | 156.814 | 156.834 | 156.854 | 156.844 | 156.812 | 156.722 | 153.342 | 95.007 | 0 | 0 | 0 | 0 | 0 | 0 | 0 | 0 | 0 | 0 | 0 | 0 | 0 | 0 | 0 | 0 | NPgN | GSP | NG FES - Leading the Way | Total installed other non-renewable capacity (MW)
NG FES - Leading the Way | Gen_BB006 | MW | NPgN | SSHI_3 | Total installed other non-renewable capacity (MW) | South Shields | SOUTH SHIELDS | 35.152 | 35.152 | 35.153 | 35.154 | 35.154 | 35.154 | 35.155 | 35.155 | 35.155 | 35.155 | 35.155 | 35.154 | 34.438 | 21.353 | 0 | 0 | 0 | 0 | 0 | 0 | 0 | 0 | 0 | 0 | 0 | 0 | 0 | 0 | 0 | 0 | NPgN | GSP | NG FES - Leading the Way | Total installed other non-renewable capacity (MW)
NG FES - Leading the Way | Gen_BB006 | MW | NPgN | KIELD01 and SPAD20 | Total installed other non-renewable capacity (MW) | 0 | SPADEADAM | 0 | 0.153 | 0.322 | 0.505 | 0.653 | 0.724 | 0.761 | 0.798 | 0.836 | 0.817 | 0.757 | 0.59 | 0.218 | 0 | 0 | 0 | 0 | 0 | 0 | 0 | 0 | 0 | 0 | 0 | 0 | 0 | 0 | 0 | 0 | 0 | NPgN | GSP | NG FES - Leading the Way | Total installed other non-renewable capacity (MW)
NG FES - Leading the Way | Gen_BB006 | MW | NPgN | SPEN_1 | Total installed other non-renewable capacity (MW) | Spennymoor | SPENNYMOOR | 5.88 | 13.082 | 20.972 | 29.592 | 36.54 | 39.848 | 41.568 | 43.323 | 45.113 | 44.239 | 41.395 | 33.578 | 15.984 | 3.571 | 0 | 0 | 0 | 0 | 0 | 0 | 0 | 0 | 0 | 0 | 0 | 0 | 0 | 0 | 0 | 0 | NPgN | GSP | NG FES - Leading the Way | Total installed other non-renewable capacity (MW)
NG FES - Leading the Way | Gen_BB006 | MW | NPgN | STEN_1 | Total installed other non-renewable capacity (MW) | Stella North | STELLA NORTH | 7.436 | 7.934 | 8.48 | 9.077 | 9.558 | 9.787 | 9.906 | 10.028 | 10.151 | 10.091 | 9.894 | 9.353 | 7.992 | 4.517 | 0 | 0 | 0 | 0 | 0 | 0 | 0 | 0 | 0 | 0 | 0 | 0 | 0 | 0 | 0 | 0 | NPgN | GSP | NG FES - Leading the Way | Total installed other non-renewable capacity (MW)
NG FES - Leading the Way | Gen_BB006 | MW | NPgN | STES_1 | Total installed other non-renewable capacity (MW) | Stella South | STELLA SOUTH | 4.08 | 7.598 | 11.451 | 15.661 | 19.054 | 20.67 | 21.51 | 22.367 | 23.241 | 22.814 | 21.425 | 17.608 | 8.99 | 2.479 | 0 | 0 | 0 | 0 | 0 | 0 | 0 | 0 | 0 | 0 | 0 | 0 | 0 | 0 | 0 | 0 | NPgN | GSP | NG FES - Leading the Way | Total installed other non-renewable capacity (MW)
NG FES - Leading the Way | Gen_BB006 | MW | NPgN | TYNE_1 | Total installed other non-renewable capacity (MW) | Tynemouth 1 | TYNEMOUTH | 29.764 | 29.9 | 30.048 | 30.21 | 30.34 | 30.402 | 30.434 | 30.467 | 30.501 | 30.484 | 30.431 | 30.284 | 29.351 | 18.08 | 0 | 0 | 0 | 0 | 0 | 0 | 0 | 0 | 0 | 0 | 0 | 0 | 0 | 0 | 0 | 0 | NPgN | GSP | NG FES - Leading the Way | Total installed other non-renewable capacity (MW)
NG FES - Leading the Way | Gen_BB006 | MW | NPgN | WBOL_6 | Total installed other non-renewable capacity (MW) | West Boldon | WEST BOLDON | 7.155 | 7.576 | 8.038 | 8.542 | 8.948 | 9.141 | 9.242 | 9.344 | 9.449 | 9.398 | 9.232 | 8.775 | 7.608 | 4.346 | 0 | 0 | 0 | 0 | 0 | 0 | 0 | 0 | 0 | 0 | 0 | 0 | 0 | 0 | 0 | 0 | NPgN | GSP | NG FES - Leading the Way | Total installed other non-renewable capacity (MW)
NG FES - Leading the Way | Gen_BB006 | MW | NPgN | BRAW_1 | Total installed other non-renewable capacity (MW) | Bradford West | BRADFORD WEST | 12.219 | 13.438 | 14.774 | 16.232 | 17.408 | 17.968 | 18.26 | 18.557 | 18.86 | 18.712 | 18.23 | 16.907 | 13.701 | 7.422 | 0 | 0 | 0 | 0 | 0 | 0 | 0 | 0 | 0 | 0 | 0 | 0 | 0 | 0 | 0 | 0 | NPgY | GSP | NG FES - Leading the Way | Total installed other non-renewable capacity (MW)
NG FES - Leading the Way | Gen_BB006 | MW | NPgN | CAMB_01 | Total installed other non-renewable capacity (MW) | Camblesforth | CAMBLESFORTH | 3 | 3.209 | 3.439 | 3.689 | 3.891 | 3.987 | 4.037 | 4.088 | 4.14 | 4.115 | 4.032 | 3.805 | 3.236 | 1.822 | 0 | 0 | 0 | 0 | 0 | 0 | 0 | 0 | 0 | 0 | 0 | 0 | 0 | 0 | 0 | 0 | NPgY | GSP | NG FES - Leading the Way | Total installed other non-renewable capacity (MW)
NG FES - Leading the Way | Gen_BB006 | MW | NPgN | CREB_1 | Total installed other non-renewable capacity (MW) | Creyke Beck | CREYKE BECK | 101.378 | 110.235 | 119.939 | 130.539 | 139.084 | 143.153 | 145.268 | 147.426 | 149.627 | 148.552 | 145.055 | 135.442 | 111.89 | 61.581 | 0 | 0 | 0 | 0 | 0 | 0 | 0 | 0 | 0 | 0 | 0 | 0 | 0 | 0 | 0 | 0 | NPgY | GSP | NG FES - Leading the Way | Total installed other non-renewable capacity (MW)
NG FES - Leading the Way | Gen_BB006 | MW | NPgN | DRAX_YEDL | Total installed other non-renewable capacity (MW) | Drax | DRAX | 69.049 | 70.113 | 71.279 | 72.552 | 73.578 | 74.067 | 74.321 | 74.58 | 74.845 | 74.716 | 74.295 | 73.141 | 69.156 | 41.943 | 0 | 0 | 0 | 0 | 0 | 0 | 0 | 0 | 0 | 0 | 0 | 0 | 0 | 0 | 0 | 0 | NPgY | GSP | NG FES - Leading the Way | Total installed other non-renewable capacity (MW)
NG FES - Leading the Way | Gen_BB006 | MW | NPgN | ELLA_1 | Total installed other non-renewable capacity (MW) | Elland | ELLAND | 0 | 1.205 | 2.525 | 3.967 | 5.129 | 5.683 | 5.971 | 6.264 | 6.564 | 6.417 | 5.942 | 4.634 | 1.71 | 0 | 0 | 0 | 0 | 0 | 0 | 0 | 0 | 0 | 0 | 0 | 0 | 0 | 0 | 0 | 0 | 0 | NPgY | GSP | NG FES - Leading the Way | Total installed other non-renewable capacity (MW)
NG FES - Leading the Way | Gen_BB006 | MW | NPgN | FERRA2 | Total installed other non-renewable capacity (MW) | Ferrybridge A | FERRYBRIDGE A | 5.499 | 7.241 | 9.15 | 11.236 | 12.917 | 13.717 | 14.134 | 14.558 | 14.991 | 14.78 | 14.092 | 12.2 | 7.86 | 3.34 | 0 | 0 | 0 | 0 | 0 | 0 | 0 | 0 | 0 | 0 | 0 | 0 | 0 | 0 | 0 | 0 | NPgY | GSP | NG FES - Leading the Way | Total installed other non-renewable capacity (MW)
NG FES - Leading the Way | Gen_BB006 | MW | NPgN | FERRB9 | Total installed other non-renewable capacity (MW) | Ferrybridge B (_M) | FERRYBRIDGE B | 97.896 | 102.362 | 107.255 | 112.599 | 116.908 | 118.959 | 120.026 | 121.114 | 122.224 | 121.682 | 119.919 | 115.071 | 102.245 | 59.466 | 0 | 0 | 0 | 0 | 0 | 0 | 0 | 0 | 0 | 0 | 0 | 0 | 0 | 0 | 0 | 0 | NPgY | GSP | NG FES - Leading the Way | Total installed other non-renewable capacity (MW)
NG FES - Leading the Way | Gen_BB006 | MW | NPgN | GRIW_1 | Total installed other non-renewable capacity (MW) | Grimsby West | GRIMSBY WEST | 48 | 50.866 | 54.007 | 57.438 | 60.204 | 61.521 | 62.205 | 62.904 | 63.616 | 63.268 | 62.136 | 59.025 | 51.093 | 29.157 | 0 | 0 | 0 | 0 | 0 | 0 | 0 | 0 | 0 | 0 | 0 | 0 | 0 | 0 | 0 | 0 | NPgY | GSP | NG FES - Leading the Way | Total installed other non-renewable capacity (MW)
NG FES - Leading the Way | Gen_BB006 | MW | NPgN | JORD_3 | Total installed other non-renewable capacity (MW) | Jordanthorpe | JORDANTHORPE | 0 | 0.136 | 0.284 | 0.447 | 0.577 | 0.64 | 0.672 | 0.705 | 0.739 | 0.722 | 0.669 | 0.522 | 0.193 | 0 | 0 | 0 | 0 | 0 | 0 | 0 | 0 | 0 | 0 | 0 | 0 | 0 | 0 | 0 | 0 | 0 | NPgY | GSP | NG FES - Leading the Way | Total installed other non-renewable capacity (MW)
NG FES - Leading the Way | Gen_BB006 | MW | NPgN | KEAD_YEDL | Total installed other non-renewable capacity (MW) | Keadby | KEADBY | 171.596 | 186.367 | 202.551 | 220.228 | 234.478 | 241.263 | 244.791 | 248.39 | 252.061 | 250.268 | 244.436 | 228.404 | 192.532 | 170.969 | 170.001 | 170.001 | 170.001 | 170.001 | 170.001 | 170.001 | 170.001 | 170.001 | 170.001 | 170.001 | 170.001 | 170.001 | 170.001 | 170.001 | 170.001 | 170.001 | NPgY | GSP | NG FES - Leading the Way | Total installed other non-renewable capacity (MW)
NG FES - Leading the Way | Gen_BB006 | MW | NPgN | KIRKB1 | Total installed other non-renewable capacity (MW) | Kirkstall B | KIRKSTALL B | 5.313 | 5.816 | 6.368 | 6.97 | 7.455 | 7.686 | 7.806 | 7.929 | 8.054 | 7.993 | 7.794 | 7.248 | 6.027 | 5.313 | 5.313 | 5.313 | 5.313 | 5.313 | 5.313 | 5.313 | 5.313 | 5.313 | 5.313 | 5.313 | 5.313 | 5.313 | 5.313 | 5.313 | 5.313 | 5.313 | NPgY | GSP | NG FES - Leading the Way | Total installed other non-renewable capacity (MW)
NG FES - Leading the Way | Gen_BB006 | MW | NPgN | NEEP_3 | Total installed other non-renewable capacity (MW) | Neepsend | NEEPSEND | 0 | 0.047 | 0.098 | 0.154 | 0.2 | 0.221 | 0.233 | 0.244 | 0.256 | 0.25 | 0.231 | 0.18 | 0.067 | 0 | 0 | 0 | 0 | 0 | 0 | 0 | 0 | 0 | 0 | 0 | 0 | 0 | 0 | 0 | 0 | 0 | NPgY | GSP | NG FES - Leading the Way | Total installed other non-renewable capacity (MW)
NG FES - Leading the Way | Gen_BB006 | MW | NPgN | NORL_3 | Total installed other non-renewable capacity (MW) | Norton Lees | NORTON LEES | 0 | 0 | 0 | 0 | 0 | 0 | 0 | 0.001 | 0.001 | 0.001 | 0 | 0 | 0 | 0 | 0 | 0 | 0 | 0 | 0 | 0 | 0 | 0 | 0 | 0 | 0 | 0 | 0 | 0 | 0 | 0 | NPgY | GSP | NG FES - Leading the Way | Total installed other non-renewable capacity (MW)
NG FES - Leading the Way | Gen_BB006 | MW | NPgN | PITS_BB_B | Total installed other non-renewable capacity (MW) | Pitsmoor | PITSMOOR 3/4 | 0 | 0 | 0.001 | 0.001 | 0.002 | 0.002 | 0.002 | 0.002 | 0.002 | 0.002 | 0.002 | 0.002 | 0.001 | 0 | 0 | 0 | 0 | 0 | 0 | 0 | 0 | 0 | 0 | 0 | 0 | 0 | 0 | 0 | 0 | 0 | NPgY | GSP | NG FES - Leading the Way | Total installed other non-renewable capacity (MW)
NG FES - Leading the Way | Gen_BB006 | MW | NPgN | SALT_1 | Total installed other non-renewable capacity (MW) | Saltend North | SALTEND NORTH | 0 | 0.005 | 0.012 | 0.018 | 0.023 | 0.026 | 0.027 | 0.029 | 0.03 | 0.029 | 0.027 | 0.021 | 0.008 | 0 | 0 | 0 | 0 | 0 | 0 | 0 | 0 | 0 | 0 | 0 | 0 | 0 | 0 | 0 | 0 | 0 | NPgY | GSP | NG FES - Leading the Way | Total installed other non-renewable capacity (MW)
NG FES - Leading the Way | Gen_BB006 | MW | NPgN | SHEC_3 | Total installed other non-renewable capacity (MW) | Sheffield City | SHEFFIELD CITY | 0 | 0.01 | 0.02 | 0.032 | 0.041 | 0.046 | 0.048 | 0.05 | 0.053 | 0.052 | 0.048 | 0.037 | 0.014 | 0 | 0 | 0 | 0 | 0 | 0 | 0 | 0 | 0 | 0 | 0 | 0 | 0 | 0 | 0 | 0 | 0 | NPgY | GSP | NG FES - Leading the Way | Total installed other non-renewable capacity (MW)
NG FES - Leading the Way | Gen_BB006 | MW | NPgN | SKLGB1 | Total installed other non-renewable capacity (MW) | Skelton Grange | SKELTON GRANGE | 10.647 | 11.952 | 13.383 | 14.946 | 16.205 | 16.805 | 17.117 | 17.435 | 17.759 | 17.601 | 17.085 | 15.668 | 12.5 | 10.647 | 10.647 | 10.647 | 10.647 | 10.647 | 10.647 | 10.647 | 10.647 | 10.647 | 10.647 | 10.647 | 10.647 | 10.647 | 10.647 | 10.647 | 10.647 | 10.647 | NPgY | GSP | NG FES - Leading the Way | Total installed other non-renewable capacity (MW)
NG FES - Leading the Way | Gen_BB006 | MW | NPgN | TEMP_3 | Total installed other non-renewable capacity (MW) | Templeborough | TEMPLEBOROUGH 275/33KV | 0 | 0.036 | 0.075 | 0.118 | 0.152 | 0.169 | 0.177 | 0.186 | 0.195 | 0.191 | 0.177 | 0.138 | 0.051 | 0 | 0 | 0 | 0 | 0 | 0 | 0 | 0 | 0 | 0 | 0 | 0 | 0 | 0 | 0 | 0 | 0 | NPgY | GSP | NG FES - Leading the Way | Total installed other non-renewable capacity (MW)
NG FES - Leading the Way | Gen_BB006 | MW | NPgN | THUR_6 | Total installed other non-renewable capacity (MW) | Thurcroft | THURCROFT | 36 | 39.726 | 43.808 | 48.267 | 51.862 | 53.573 | 54.463 | 55.371 | 56.297 | 55.845 | 54.373 | 50.33 | 41.289 | 36 | 36 | 36 | 36 | 36 | 36 | 36 | 36 | 36 | 36 | 36 | 36 | 36 | 36 | 36 | 36 | 36 | NPgY | GSP | NG FES - Leading the Way | Total installed other non-renewable capacity (MW)
NG FES - Leading the Way | Gen_BB006 | MW | NPgN | WMEL_THOM | Total installed other non-renewable capacity (MW) | Thorpe Marsh | WEST MELTON / THORPE MARSH | 37.877 | 41.277 | 45.002 | 49.07 | 52.35 | 53.911 | 54.723 | 55.552 | 56.397 | 55.984 | 54.642 | 50.952 | 42.703 | 37.877 | 37.877 | 37.877 | 37.877 | 37.877 | 37.877 | 37.877 | 37.877 | 37.877 | 37.877 | 37.877 | 37.877 | 37.877 | 37.877 | 37.877 | 37.877 | 37.877 | NPgY | GSP | NG FES - Leading the Way | Total installed other non-renewable capacity (MW)
NG FES - Leading the Way | Gen_BB006 | MW | NPgN | WMEL_BB3 | Total installed other non-renewable capacity (MW) | West Melton | WEST MELTON SECTION 3 | 17.268 | 20.907 | 24.894 | 29.249 | 32.759 | 34.431 | 35.3 | 36.186 | 37.091 | 36.649 | 35.212 | 31.263 | 22.434 | 17.268 | 17.268 | 17.268 | 17.268 | 17.268 | 17.268 | 17.268 | 17.268 | 17.268 | 17.268 | 17.268 | 17.268 | 17.268 | 17.268 | 17.268 | 17.268 | 17.268 | NPgY | GSP | NG FES - Leading the Way | Total installed other non-renewable capacity (MW)
NG FES - Leading the Way | Gen_BB006 | MW | NPgN | WIBA_3 | Total installed other non-renewable capacity (MW) | Wincobank | WINCOBANK | 0 | 0.127 | 0.266 | 0.418 | 0.54 | 0.598 | 0.629 | 0.659 | 0.691 | 0.676 | 0.625 | 0.488 | 0.18 | 0 | 0 | 0 | 0 | 0 | 0 | 0 | 0 | 0 | 0 | 0 | 0 | 0 | 0 | 0 | 0 | 0 | NPgY | GSP | NG FES - Leading the Way | Total installed other non-renewable capacity (MW)
NPg Planning Scenario | Gen_BB006 | MW | NPgN | BLYTB1 | Total installed other non-renewable capacity (MW) | Blyth 66kV | BLYTH 66kV | 0 | 2.142 | 4.488 | 7.051 | 9.118 | 10.102 | 10.613 | 11.135 | 11.667 | 11.407 | 10.562 | 8.237 | 3.04 | 0 | 0 | 0 | 0 | 0 | 0 | 0 | 0 | 0 | 0 | 0 | 0 | 0 | 0 | 0 | 0 | 0 | NPgN | GSP | NPg Planning Scenario | Total installed other non-renewable capacity (MW)
NPg Planning Scenario | Gen_BB006 | MW | NPgN | BLYTH132 | Total installed other non-renewable capacity (MW) | Blyth 132kV | BLYTH 132kV | 0 | 3.787 | 7.936 | 12.468 | 16.121 | 17.861 | 18.765 | 19.688 | 20.629 | 20.169 | 18.674 | 14.564 | 5.376 | 0 | 0 | 0 | 0 | 0 | 0 | 0 | 0 | 0 | 0 | 0 | 0 | 0 | 0 | 0 | 0 | 0 | NPgN | GSP | NPg Planning Scenario | Total installed other non-renewable capacity (MW)
NPg Planning Scenario | Gen_BB006 | MW | NPgN | FOUR_1 | Total installed other non-renewable capacity (MW) | Fourstones | FOURSTONES | 0 | 0.196 | 0.41 | 0.645 | 0.834 | 0.924 | 0.97 | 1.018 | 1.067 | 1.043 | 0.966 | 0.753 | 0.278 | 0 | 0 | 0 | 0 | 0 | 0 | 0 | 0 | 0 | 0 | 0 | 0 | 0 | 0 | 0 | 0 | 0 | NPgN | GSP | NPg Planning Scenario | Total installed other non-renewable capacity (MW)
NPg Planning Scenario | Gen_BB006 | MW | NPgN | HARM_6 | Total installed other non-renewable capacity (MW) | Hart Moor | HARTMOOR | 51.794 | 52.853 | 54.012 | 55.279 | 56.3 | 56.786 | 57.039 | 57.297 | 57.56 | 57.432 | 57.014 | 55.865 | 52.244 | 31.462 | 0 | 0 | 0 | 0 | 0 | 0 | 0 | 0 | 0 | 0 | 0 | 0 | 0 | 0 | 0 | 0 | NPgN | GSP | NPg Planning Scenario | Total installed other non-renewable capacity (MW)
NPg Planning Scenario | Gen_BB006 | MW | NPgN | HAWP_6 | Total installed other non-renewable capacity (MW) | Hawthorn Pit | HAWTHORN PIT GRID | 2.85 | 3.956 | 5.168 | 6.491 | 7.558 | 8.066 | 8.331 | 8.6 | 8.875 | 8.741 | 8.304 | 7.104 | 4.362 | 1.731 | 0 | 0 | 0 | 0 | 0 | 0 | 0 | 0 | 0 | 0 | 0 | 0 | 0 | 0 | 0 | 0 | NPgN | GSP | NPg Planning Scenario | Total installed other non-renewable capacity (MW)
NPg Planning Scenario | Gen_BB006 | MW | NPgN | KNARE_111 | Total installed other non-renewable capacity (MW) | Knaresborough | KNARESBOROUGH | 27 | 31.402 | 36.225 | 41.494 | 45.741 | 47.763 | 48.814 | 49.887 | 50.981 | 50.447 | 48.708 | 43.931 | 32.7 | 16.401 | 0 | 0 | 0 | 0 | 0 | 0 | 0 | 0 | 0 | 0 | 0 | 0 | 0 | 0 | 0 | 0 | NPgN | GSP | NPg Planning Scenario | Total installed other non-renewable capacity (MW)
NPg Planning Scenario | Gen_BB006 | MW | NPgN | LACK_6 | Total installed other non-renewable capacity (MW) | Lackenby | LACKENBY | 18.001 | 19.142 | 20.393 | 21.76 | 22.861 | 23.386 | 23.659 | 23.937 | 24.221 | 24.082 | 23.631 | 22.392 | 19.255 | 10.934 | 0 | 0 | 0 | 0 | 0 | 0 | 0 | 0 | 0 | 0 | 0 | 0 | 0 | 0 | 0 | 0 | NPgN | GSP | NPg Planning Scenario | Total installed other non-renewable capacity (MW)
NPg Planning Scenario | Gen_BB006 | MW | NPgN | NORT_1 | Total installed other non-renewable capacity (MW) | Norton | NORTON | 23.32 | 32.389 | 42.326 | 53.18 | 61.929 | 66.095 | 68.262 | 70.471 | 72.725 | 71.625 | 68.043 | 58.2 | 35.72 | 14.165 | 0 | 0 | 0 | 0 | 0 | 0 | 0 | 0 | 0 | 0 | 0 | 0 | 0 | 0 | 0 | 0 | NPgN | GSP | NPg Planning Scenario | Total installed other non-renewable capacity (MW)
NPg Planning Scenario | Gen_BB006 | MW | NPgN | OFFE_3 | Total installed other non-renewable capacity (MW) | Offerton | OFFERTON | 0 | 0.078 | 0.164 | 0.258 | 0.334 | 0.37 | 0.389 | 0.408 | 0.427 | 0.418 | 0.387 | 0.302 | 0.111 | 0 | 0 | 0 | 0 | 0 | 0 | 0 | 0 | 0 | 0 | 0 | 0 | 0 | 0 | 0 | 0 | 0 | NPgN | GSP | NPg Planning Scenario | Total installed other non-renewable capacity (MW)
NPg Planning Scenario | Gen_BB006 | MW | NPgN | OSBA_1 | Total installed other non-renewable capacity (MW) | Osbaldwick | OSBALDWICK | 51.72 | 62.499 | 74.31 | 87.21 | 97.609 | 102.561 | 105.136 | 107.762 | 110.441 | 109.133 | 104.876 | 93.177 | 65.97 | 31.417 | 0 | 0 | 0 | 0 | 0 | 0 | 0 | 0 | 0 | 0 | 0 | 0 | 0 | 0 | 0 | 0 | NPgN | GSP | NPg Planning Scenario | Total installed other non-renewable capacity (MW)
NPg Planning Scenario | Gen_BB006 | MW | NPgN | POPP_3 | Total installed other non-renewable capacity (MW) | Poppleton | POPPLETON | 2.85 | 3.181 | 3.543 | 3.939 | 4.258 | 4.41 | 4.489 | 4.57 | 4.652 | 4.612 | 4.481 | 4.122 | 3.262 | 1.731 | 0 | 0 | 0 | 0 | 0 | 0 | 0 | 0 | 0 | 0 | 0 | 0 | 0 | 0 | 0 | 0 | NPgN | GSP | NPg Planning Scenario | Total installed other non-renewable capacity (MW)
NPg Planning Scenario | Gen_BB006 | MW | NPgN | SALH_1 | Total installed other non-renewable capacity (MW) | Saltholme | SALTHOLME | 156.405 | 156.488 | 156.578 | 156.677 | 156.756 | 156.794 | 156.814 | 156.834 | 156.854 | 156.844 | 156.812 | 156.722 | 153.342 | 95.007 | 0 | 0 | 0 | 0 | 0 | 0 | 0 | 0 | 0 | 0 | 0 | 0 | 0 | 0 | 0 | 0 | NPgN | GSP | NPg Planning Scenario | Total installed other non-renewable capacity (MW)
NPg Planning Scenario | Gen_BB006 | MW | NPgN | SSHI_3 | Total installed other non-renewable capacity (MW) | South Shields | SOUTH SHIELDS | 35.152 | 35.152 | 35.153 | 35.154 | 35.154 | 35.154 | 35.155 | 35.155 | 35.155 | 35.155 | 35.155 | 35.154 | 34.438 | 21.353 | 0 | 0 | 0 | 0 | 0 | 0 | 0 | 0 | 0 | 0 | 0 | 0 | 0 | 0 | 0 | 0 | NPgN | GSP | NPg Planning Scenario | Total installed other non-renewable capacity (MW)
NPg Planning Scenario | Gen_BB006 | MW | NPgN | KIELD01 and SPAD20 | Total installed other non-renewable capacity (MW) | 0 | SPADEADAM | 0 | 0.153 | 0.322 | 0.505 | 0.653 | 0.724 | 0.761 | 0.798 | 0.836 | 0.817 | 0.757 | 0.59 | 0.218 | 0 | 0 | 0 | 0 | 0 | 0 | 0 | 0 | 0 | 0 | 0 | 0 | 0 | 0 | 0 | 0 | 0 | NPgN | GSP | NPg Planning Scenario | Total installed other non-renewable capacity (MW)
NPg Planning Scenario | Gen_BB006 | MW | NPgN | SPEN_1 | Total installed other non-renewable capacity (MW) | Spennymoor | SPENNYMOOR | 5.88 | 13.082 | 20.972 | 29.592 | 36.54 | 39.848 | 41.568 | 43.323 | 45.113 | 44.239 | 41.395 | 33.578 | 15.984 | 3.571 | 0 | 0 | 0 | 0 | 0 | 0 | 0 | 0 | 0 | 0 | 0 | 0 | 0 | 0 | 0 | 0 | NPgN | GSP | NPg Planning Scenario | Total installed other non-renewable capacity (MW)
NPg Planning Scenario | Gen_BB006 | MW | NPgN | STEN_1 | Total installed other non-renewable capacity (MW) | Stella North | STELLA NORTH | 7.436 | 7.934 | 8.48 | 9.077 | 9.558 | 9.787 | 9.906 | 10.028 | 10.151 | 10.091 | 9.894 | 9.353 | 7.992 | 4.517 | 0 | 0 | 0 | 0 | 0 | 0 | 0 | 0 | 0 | 0 | 0 | 0 | 0 | 0 | 0 | 0 | NPgN | GSP | NPg Planning Scenario | Total installed other non-renewable capacity (MW)
NPg Planning Scenario | Gen_BB006 | MW | NPgN | STES_1 | Total installed other non-renewable capacity (MW) | Stella South | STELLA SOUTH | 4.08 | 7.598 | 11.451 | 15.661 | 19.054 | 20.67 | 21.51 | 22.367 | 23.241 | 22.814 | 21.425 | 17.608 | 8.99 | 2.479 | 0 | 0 | 0 | 0 | 0 | 0 | 0 | 0 | 0 | 0 | 0 | 0 | 0 | 0 | 0 | 0 | NPgN | GSP | NPg Planning Scenario | Total installed other non-renewable capacity (MW)
NPg Planning Scenario | Gen_BB006 | MW | NPgN | TYNE_1 | Total installed other non-renewable capacity (MW) | Tynemouth 1 | TYNEMOUTH | 29.764 | 29.9 | 30.048 | 30.21 | 30.34 | 30.402 | 30.434 | 30.467 | 30.501 | 30.484 | 30.431 | 30.284 | 29.351 | 18.08 | 0 | 0 | 0 | 0 | 0 | 0 | 0 | 0 | 0 | 0 | 0 | 0 | 0 | 0 | 0 | 0 | NPgN | GSP | NPg Planning Scenario | Total installed other non-renewable capacity (MW)
NPg Planning Scenario | Gen_BB006 | MW | NPgN | WBOL_6 | Total installed other non-renewable capacity (MW) | West Boldon | WEST BOLDON | 7.155 | 7.576 | 8.038 | 8.542 | 8.948 | 9.141 | 9.242 | 9.344 | 9.449 | 9.398 | 9.232 | 8.775 | 7.608 | 4.346 | 0 | 0 | 0 | 0 | 0 | 0 | 0 | 0 | 0 | 0 | 0 | 0 | 0 | 0 | 0 | 0 | NPgN | GSP | NPg Planning Scenario | Total installed other non-renewable capacity (MW)
NPg Planning Scenario | Gen_BB006 | MW | NPgN | BRAW_1 | Total installed other non-renewable capacity (MW) | Bradford West | BRADFORD WEST | 12.219 | 13.438 | 14.774 | 16.232 | 17.408 | 17.968 | 18.26 | 18.557 | 18.86 | 18.712 | 18.23 | 16.907 | 13.701 | 7.422 | 0 | 0 | 0 | 0 | 0 | 0 | 0 | 0 | 0 | 0 | 0 | 0 | 0 | 0 | 0 | 0 | NPgY | GSP | NPg Planning Scenario | Total installed other non-renewable capacity (MW)
NPg Planning Scenario | Gen_BB006 | MW | NPgN | CAMB_01 | Total installed other non-renewable capacity (MW) | Camblesforth | CAMBLESFORTH | 3 | 3.209 | 3.439 | 3.689 | 3.891 | 3.987 | 4.037 | 4.088 | 4.14 | 4.115 | 4.032 | 3.805 | 3.236 | 1.822 | 0 | 0 | 0 | 0 | 0 | 0 | 0 | 0 | 0 | 0 | 0 | 0 | 0 | 0 | 0 | 0 | NPgY | GSP | NPg Planning Scenario | Total installed other non-renewable capacity (MW)
NPg Planning Scenario | Gen_BB006 | MW | NPgN | CREB_1 | Total installed other non-renewable capacity (MW) | Creyke Beck | CREYKE BECK | 101.378 | 110.235 | 119.939 | 130.539 | 139.084 | 143.153 | 145.268 | 147.426 | 149.627 | 148.552 | 145.055 | 135.442 | 111.89 | 61.581 | 0 | 0 | 0 | 0 | 0 | 0 | 0 | 0 | 0 | 0 | 0 | 0 | 0 | 0 | 0 | 0 | NPgY | GSP | NPg Planning Scenario | Total installed other non-renewable capacity (MW)
NPg Planning Scenario | Gen_BB006 | MW | NPgN | DRAX_YEDL | Total installed other non-renewable capacity (MW) | Drax | DRAX | 69.049 | 70.113 | 71.279 | 72.552 | 73.578 | 74.067 | 74.321 | 74.58 | 74.845 | 74.716 | 74.295 | 73.141 | 69.156 | 41.943 | 0 | 0 | 0 | 0 | 0 | 0 | 0 | 0 | 0 | 0 | 0 | 0 | 0 | 0 | 0 | 0 | NPgY | GSP | NPg Planning Scenario | Total installed other non-renewable capacity (MW)
NPg Planning Scenario | Gen_BB006 | MW | NPgN | ELLA_1 | Total installed other non-renewable capacity (MW) | Elland | ELLAND | 0 | 1.205 | 2.525 | 3.967 | 5.129 | 5.683 | 5.971 | 6.264 | 6.564 | 6.417 | 5.942 | 4.634 | 1.71 | 0 | 0 | 0 | 0 | 0 | 0 | 0 | 0 | 0 | 0 | 0 | 0 | 0 | 0 | 0 | 0 | 0 | NPgY | GSP | NPg Planning Scenario | Total installed other non-renewable capacity (MW)
NPg Planning Scenario | Gen_BB006 | MW | NPgN | FERRA2 | Total installed other non-renewable capacity (MW) | Ferrybridge A | FERRYBRIDGE A | 5.499 | 7.241 | 9.15 | 11.236 | 12.917 | 13.717 | 14.134 | 14.558 | 14.991 | 14.78 | 14.092 | 12.2 | 7.86 | 3.34 | 0 | 0 | 0 | 0 | 0 | 0 | 0 | 0 | 0 | 0 | 0 | 0 | 0 | 0 | 0 | 0 | NPgY | GSP | NPg Planning Scenario | Total installed other non-renewable capacity (MW)
NPg Planning Scenario | Gen_BB006 | MW | NPgN | FERRB9 | Total installed other non-renewable capacity (MW) | Ferrybridge B (_M) | FERRYBRIDGE B | 97.896 | 102.362 | 107.255 | 112.599 | 116.908 | 118.959 | 120.026 | 121.114 | 122.224 | 121.682 | 119.919 | 115.071 | 102.245 | 59.466 | 0 | 0 | 0 | 0 | 0 | 0 | 0 | 0 | 0 | 0 | 0 | 0 | 0 | 0 | 0 | 0 | NPgY | GSP | NPg Planning Scenario | Total installed other non-renewable capacity (MW)
NPg Planning Scenario | Gen_BB006 | MW | NPgN | GRIW_1 | Total installed other non-renewable capacity (MW) | Grimsby West | GRIMSBY WEST | 48 | 50.866 | 54.007 | 57.438 | 60.204 | 61.521 | 62.205 | 62.904 | 63.616 | 63.268 | 62.136 | 59.025 | 51.093 | 29.157 | 0 | 0 | 0 | 0 | 0 | 0 | 0 | 0 | 0 | 0 | 0 | 0 | 0 | 0 | 0 | 0 | NPgY | GSP | NPg Planning Scenario | Total installed other non-renewable capacity (MW)
NPg Planning Scenario | Gen_BB006 | MW | NPgN | JORD_3 | Total installed other non-renewable capacity (MW) | Jordanthorpe | JORDANTHORPE | 0 | 0.136 | 0.284 | 0.447 | 0.577 | 0.64 | 0.672 | 0.705 | 0.739 | 0.722 | 0.669 | 0.522 | 0.193 | 0 | 0 | 0 | 0 | 0 | 0 | 0 | 0 | 0 | 0 | 0 | 0 | 0 | 0 | 0 | 0 | 0 | NPgY | GSP | NPg Planning Scenario | Total installed other non-renewable capacity (MW)
NPg Planning Scenario | Gen_BB006 | MW | NPgN | KEAD_YEDL | Total installed other non-renewable capacity (MW) | Keadby | KEADBY | 171.596 | 186.367 | 202.551 | 220.228 | 234.478 | 241.263 | 244.791 | 248.39 | 252.061 | 250.268 | 244.436 | 228.404 | 192.532 | 170.969 | 170.001 | 170.001 | 170.001 | 170.001 | 170.001 | 170.001 | 170.001 | 170.001 | 170.001 | 170.001 | 170.001 | 170.001 | 170.001 | 170.001 | 170.001 | 170.001 | NPgY | GSP | NPg Planning Scenario | Total installed other non-renewable capacity (MW)
NPg Planning Scenario | Gen_BB006 | MW | NPgN | KIRKB1 | Total installed other non-renewable capacity (MW) | Kirkstall B | KIRKSTALL B | 5.313 | 5.816 | 6.368 | 6.97 | 7.455 | 7.686 | 7.806 | 7.929 | 8.054 | 7.993 | 7.794 | 7.248 | 6.027 | 5.313 | 5.313 | 5.313 | 5.313 | 5.313 | 5.313 | 5.313 | 5.313 | 5.313 | 5.313 | 5.313 | 5.313 | 5.313 | 5.313 | 5.313 | 5.313 | 5.313 | NPgY | GSP | NPg Planning Scenario | Total installed other non-renewable capacity (MW)
NPg Planning Scenario | Gen_BB006 | MW | NPgN | NEEP_3 | Total installed other non-renewable capacity (MW) | Neepsend | NEEPSEND | 0 | 0.047 | 0.098 | 0.154 | 0.2 | 0.221 | 0.233 | 0.244 | 0.256 | 0.25 | 0.231 | 0.18 | 0.067 | 0 | 0 | 0 | 0 | 0 | 0 | 0 | 0 | 0 | 0 | 0 | 0 | 0 | 0 | 0 | 0 | 0 | NPgY | GSP | NPg Planning Scenario | Total installed other non-renewable capacity (MW)
NPg Planning Scenario | Gen_BB006 | MW | NPgN | NORL_3 | Total installed other non-renewable capacity (MW) | Norton Lees | NORTON LEES | 0 | 0 | 0 | 0 | 0 | 0 | 0 | 0.001 | 0.001 | 0.001 | 0 | 0 | 0 | 0 | 0 | 0 | 0 | 0 | 0 | 0 | 0 | 0 | 0 | 0 | 0 | 0 | 0 | 0 | 0 | 0 | NPgY | GSP | NPg Planning Scenario | Total installed other non-renewable capacity (MW)
NPg Planning Scenario | Gen_BB006 | MW | NPgN | PITS_BB_B | Total installed other non-renewable capacity (MW) | Pitsmoor | PITSMOOR 3/4 | 0 | 0 | 0.001 | 0.001 | 0.002 | 0.002 | 0.002 | 0.002 | 0.002 | 0.002 | 0.002 | 0.002 | 0.001 | 0 | 0 | 0 | 0 | 0 | 0 | 0 | 0 | 0 | 0 | 0 | 0 | 0 | 0 | 0 | 0 | 0 | NPgY | GSP | NPg Planning Scenario | Total installed other non-renewable capacity (MW)
NPg Planning Scenario | Gen_BB006 | MW | NPgN | SALT_1 | Total installed other non-renewable capacity (MW) | Saltend North | SALTEND NORTH | 0 | 0.005 | 0.012 | 0.018 | 0.023 | 0.026 | 0.027 | 0.029 | 0.03 | 0.029 | 0.027 | 0.021 | 0.008 | 0 | 0 | 0 | 0 | 0 | 0 | 0 | 0 | 0 | 0 | 0 | 0 | 0 | 0 | 0 | 0 | 0 | NPgY | GSP | NPg Planning Scenario | Total installed other non-renewable capacity (MW)
NPg Planning Scenario | Gen_BB006 | MW | NPgN | SHEC_3 | Total installed other non-renewable capacity (MW) | Sheffield City | SHEFFIELD CITY | 0 | 0.01 | 0.02 | 0.032 | 0.041 | 0.046 | 0.048 | 0.05 | 0.053 | 0.052 | 0.048 | 0.037 | 0.014 | 0 | 0 | 0 | 0 | 0 | 0 | 0 | 0 | 0 | 0 | 0 | 0 | 0 | 0 | 0 | 0 | 0 | NPgY | GSP | NPg Planning Scenario | Total installed other non-renewable capacity (MW)
NPg Planning Scenario | Gen_BB006 | MW | NPgN | SKLGB1 | Total installed other non-renewable capacity (MW) | Skelton Grange | SKELTON GRANGE | 10.647 | 11.952 | 13.383 | 14.946 | 16.205 | 16.805 | 17.117 | 17.435 | 17.759 | 17.601 | 17.085 | 15.668 | 12.5 | 10.647 | 10.647 | 10.647 | 10.647 | 10.647 | 10.647 | 10.647 | 10.647 | 10.647 | 10.647 | 10.647 | 10.647 | 10.647 | 10.647 | 10.647 | 10.647 | 10.647 | NPgY | GSP | NPg Planning Scenario | Total installed other non-renewable capacity (MW)
NPg Planning Scenario | Gen_BB006 | MW | NPgN | TEMP_3 | Total installed other non-renewable capacity (MW) | Templeborough | TEMPLEBOROUGH 275/33KV | 0 | 0.036 | 0.075 | 0.118 | 0.152 | 0.169 | 0.177 | 0.186 | 0.195 | 0.191 | 0.177 | 0.138 | 0.051 | 0 | 0 | 0 | 0 | 0 | 0 | 0 | 0 | 0 | 0 | 0 | 0 | 0 | 0 | 0 | 0 | 0 | NPgY | GSP | NPg Planning Scenario | Total installed other non-renewable capacity (MW)
NPg Planning Scenario | Gen_BB006 | MW | NPgN | THUR_6 | Total installed other non-renewable capacity (MW) | Thurcroft | THURCROFT | 36 | 39.726 | 43.808 | 48.267 | 51.862 | 53.573 | 54.463 | 55.371 | 56.297 | 55.845 | 54.373 | 50.33 | 41.289 | 36 | 36 | 36 | 36 | 36 | 36 | 36 | 36 | 36 | 36 | 36 | 36 | 36 | 36 | 36 | 36 | 36 | NPgY | GSP | NPg Planning Scenario | Total installed other non-renewable capacity (MW)
NPg Planning Scenario | Gen_BB006 | MW | NPgN | WMEL_THOM | Total installed other non-renewable capacity (MW) | Thorpe Marsh | WEST MELTON / THORPE MARSH | 37.877 | 41.277 | 45.002 | 49.07 | 52.35 | 53.911 | 54.723 | 55.552 | 56.397 | 55.984 | 54.642 | 50.952 | 42.703 | 37.877 | 37.877 | 37.877 | 37.877 | 37.877 | 37.877 | 37.877 | 37.877 | 37.877 | 37.877 | 37.877 | 37.877 | 37.877 | 37.877 | 37.877 | 37.877 | 37.877 | NPgY | GSP | NPg Planning Scenario | Total installed other non-renewable capacity (MW)
NPg Planning Scenario | Gen_BB006 | MW | NPgN | WMEL_BB3 | Total installed other non-renewable capacity (MW) | West Melton | WEST MELTON SECTION 3 | 17.268 | 20.907 | 24.894 | 29.249 | 32.759 | 34.431 | 35.3 | 36.186 | 37.091 | 36.649 | 35.212 | 31.263 | 22.434 | 17.268 | 17.268 | 17.268 | 17.268 | 17.268 | 17.268 | 17.268 | 17.268 | 17.268 | 17.268 | 17.268 | 17.268 | 17.268 | 17.268 | 17.268 | 17.268 | 17.268 | NPgY | GSP | NPg Planning Scenario | Total installed other non-renewable capacity (MW)
NPg Planning Scenario | Gen_BB006 | MW | NPgN | WIBA_3 | Total installed other non-renewable capacity (MW) | Wincobank | WINCOBANK | 0 | 0.127 | 0.266 | 0.418 | 0.54 | 0.598 | 0.629 | 0.659 | 0.691 | 0.676 | 0.625 | 0.488 | 0.18 | 0 | 0 | 0 | 0 | 0 | 0 | 0 | 0 | 0 | 0 | 0 | 0 | 0 | 0 | 0 | 0 | 0 | NPgY | GSP | NPg Planning Scenario | Total installed other non-renewable capacity (MW)
NG FES - System Transformation | Gen_BB006 | MW | NPgN | BLYTB1 | Total installed other non-renewable capacity (MW) | Blyth 66kV | BLYTH 66kV | 0 | 2.604 | 5.454 | 8.566 | 11.075 | 13.199 | 15.207 | 17.047 | 18.674 | 19.003 | 18.779 | 18.089 | 15.812 | 12.161 | 7.898 | 3.652 | 0.252 | 0 | 0 | 0 | 0 | 0 | 0 | 0 | 0 | 0 | 0 | 0 | 0 | 0 | NPgN | GSP | NG FES - System Transformation | Total installed other non-renewable capacity (MW)
NG FES - System Transformation | Gen_BB006 | MW | NPgN | BLYTH132 | Total installed other non-renewable capacity (MW) | Blyth 132kV | BLYTH 132kV | 0 | 4.604 | 9.643 | 15.146 | 19.582 | 23.338 | 26.887 | 30.142 | 33.018 | 33.6 | 33.204 | 31.984 | 27.957 | 21.503 | 13.964 | 6.457 | 0.446 | 0 | 0 | 0 | 0 | 0 | 0 | 0 | 0 | 0 | 0 | 0 | 0 | 0 | NPgN | GSP | NG FES - System Transformation | Total installed other non-renewable capacity (MW)
NG FES - System Transformation | Gen_BB006 | MW | NPgN | FOUR_1 | Total installed other non-renewable capacity (MW) | Fourstones | FOURSTONES | 0 | 0.238 | 0.499 | 0.783 | 1.013 | 1.207 | 1.391 | 1.559 | 1.708 | 1.738 | 1.717 | 1.654 | 1.446 | 1.112 | 0.722 | 0.334 | 0.023 | 0 | 0 | 0 | 0 | 0 | 0 | 0 | 0 | 0 | 0 | 0 | 0 | 0 | NPgN | GSP | NG FES - System Transformation | Total installed other non-renewable capacity (MW)
NG FES - System Transformation | Gen_BB006 | MW | NPgN | HARM_6 | Total installed other non-renewable capacity (MW) | Hart Moor | HARTMOOR | 51.794 | 53.081 | 54.489 | 56.028 | 57.268 | 58.317 | 59.309 | 60.219 | 61.023 | 61.186 | 61.075 | 60.734 | 59.608 | 57.804 | 55.697 | 53.599 | 51.919 | 49.59 | 43.266 | 37.123 | 31.402 | 26.154 | 21.198 | 16.623 | 12.461 | 8.851 | 5.85 | 3.512 | 1.851 | 0 | NPgN | GSP | NG FES - System Transformation | Total installed other non-renewable capacity (MW)
NG FES - System Transformation | Gen_BB006 | MW | NPgN | HAWP_6 | Total installed other non-renewable capacity (MW) | Hawthorn Pit | HAWTHORN PIT GRID | 2.85 | 4.195 | 5.666 | 7.274 | 8.569 | 9.666 | 10.703 | 11.653 | 12.493 | 12.663 | 12.548 | 12.191 | 11.015 | 9.13 | 6.928 | 4.736 | 2.98 | 2.729 | 2.381 | 2.043 | 1.728 | 1.439 | 1.166 | 0.915 | 0.686 | 0.487 | 0.322 | 0.193 | 0.102 | 0 | NPgN | GSP | NG FES - System Transformation | Total installed other non-renewable capacity (MW)
NG FES - System Transformation | Gen_BB006 | MW | NPgN | KNARE_111 | Total installed other non-renewable capacity (MW) | Knaresborough | KNARESBOROUGH | 27 | 32.352 | 38.21 | 44.607 | 49.764 | 54.13 | 58.256 | 62.04 | 65.382 | 66.059 | 65.6 | 64.181 | 59.5 | 51.997 | 43.233 | 34.506 | 27.518 | 25.851 | 22.554 | 19.352 | 16.37 | 13.634 | 11.05 | 8.665 | 6.496 | 4.614 | 3.05 | 1.831 | 0.965 | 0 | NPgN | GSP | NG FES - System Transformation | Total installed other non-renewable capacity (MW)
NG FES - System Transformation | Gen_BB006 | MW | NPgN | LACK_6 | Total installed other non-renewable capacity (MW) | Lackenby | LACKENBY | 18.001 | 19.389 | 20.908 | 22.567 | 23.905 | 25.037 | 26.108 | 27.089 | 27.956 | 28.132 | 28.012 | 27.644 | 26.43 | 24.484 | 22.211 | 19.947 | 18.135 | 17.235 | 15.037 | 12.902 | 10.914 | 9.089 | 7.367 | 5.777 | 4.331 | 3.076 | 2.033 | 1.22 | 0.643 | 0 | NPgN | GSP | NG FES - System Transformation | Total installed other non-renewable capacity (MW)
NG FES - System Transformation | Gen_BB006 | MW | NPgN | NORT_1 | Total installed other non-renewable capacity (MW) | Norton | NORTON | 23.32 | 34.346 | 46.414 | 59.593 | 70.218 | 79.213 | 87.713 | 95.509 | 102.395 | 103.79 | 102.843 | 99.92 | 90.275 | 74.818 | 56.764 | 38.784 | 24.388 | 22.327 | 19.48 | 16.714 | 14.138 | 11.775 | 9.544 | 7.484 | 5.61 | 3.985 | 2.634 | 1.581 | 0.834 | 0 | NPgN | GSP | NG FES - System Transformation | Total installed other non-renewable capacity (MW)
NG FES - System Transformation | Gen_BB006 | MW | NPgN | OFFE_3 | Total installed other non-renewable capacity (MW) | Offerton | OFFERTON | 0 | 0.095 | 0.2 | 0.314 | 0.406 | 0.484 | 0.557 | 0.625 | 0.684 | 0.696 | 0.688 | 0.663 | 0.579 | 0.446 | 0.289 | 0.134 | 0.009 | 0 | 0 | 0 | 0 | 0 | 0 | 0 | 0 | 0 | 0 | 0 | 0 | 0 | NPgN | GSP | NG FES - System Transformation | Total installed other non-renewable capacity (MW)
NG FES - System Transformation | Gen_BB006 | MW | NPgN | OSBA_1 | Total installed other non-renewable capacity (MW) | Osbaldwick | OSBALDWICK | 51.72 | 64.825 | 79.168 | 94.833 | 107.461 | 118.152 | 128.255 | 137.52 | 145.705 | 147.363 | 146.237 | 142.763 | 131.3 | 112.928 | 91.47 | 70.099 | 52.99 | 49.519 | 43.204 | 37.07 | 31.357 | 26.116 | 21.168 | 16.599 | 12.443 | 8.838 | 5.842 | 3.507 | 1.849 | 0 | NPgN | GSP | NG FES - System Transformation | Total installed other non-renewable capacity (MW)
NG FES - System Transformation | Gen_BB006 | MW | NPgN | POPP_3 | Total installed other non-renewable capacity (MW) | Poppleton | POPPLETON | 2.85 | 3.252 | 3.692 | 4.173 | 4.561 | 4.889 | 5.199 | 5.483 | 5.735 | 5.785 | 5.751 | 5.644 | 5.292 | 4.729 | 4.07 | 3.414 | 2.889 | 2.729 | 2.381 | 2.043 | 1.728 | 1.439 | 1.166 | 0.915 | 0.686 | 0.487 | 0.322 | 0.193 | 0.102 | 0 | NPgN | GSP | NG FES - System Transformation | Total installed other non-renewable capacity (MW)
NG FES - System Transformation | Gen_BB006 | MW | NPgN | SALH_1 | Total installed other non-renewable capacity (MW) | Saltholme | SALTHOLME | 156.405 | 156.505 | 156.615 | 156.735 | 156.832 | 156.913 | 156.991 | 157.062 | 157.124 | 157.137 | 157.128 | 157.102 | 157.014 | 156.873 | 156.709 | 156.546 | 156.415 | 149.75 | 130.653 | 112.103 | 94.827 | 78.977 | 64.013 | 50.196 | 37.629 | 26.727 | 17.667 | 10.604 | 5.59 | 0 | NPgN | GSP | NG FES - System Transformation | Total installed other non-renewable capacity (MW)
NG FES - System Transformation | Gen_BB006 | MW | NPgN | SSHI_3 | Total installed other non-renewable capacity (MW) | South Shields | SOUTH SHIELDS | 35.152 | 35.153 | 35.153 | 35.154 | 35.155 | 35.155 | 35.156 | 35.156 | 35.157 | 35.157 | 35.157 | 35.156 | 35.156 | 35.155 | 35.154 | 35.153 | 35.152 | 33.656 | 29.364 | 25.195 | 21.312 | 17.75 | 14.387 | 11.281 | 8.457 | 6.007 | 3.971 | 2.383 | 1.256 | 0 | NPgN | GSP | NG FES - System Transformation | Total installed other non-renewable capacity (MW)
NG FES - System Transformation | Gen_BB006 | MW | NPgN | KIELD01 and SPAD20 | Total installed other non-renewable capacity (MW) | 0 | SPADEADAM | 0 | 0.187 | 0.391 | 0.614 | 0.794 | 0.946 | 1.09 | 1.222 | 1.338 | 1.362 | 1.346 | 1.296 | 1.133 | 0.871 | 0.566 | 0.262 | 0.018 | 0 | 0 | 0 | 0 | 0 | 0 | 0 | 0 | 0 | 0 | 0 | 0 | 0 | NPgN | GSP | NG FES - System Transformation | Total installed other non-renewable capacity (MW)
NG FES - System Transformation | Gen_BB006 | MW | NPgN | SPEN_1 | Total installed other non-renewable capacity (MW) | Spennymoor | SPENNYMOOR | 5.88 | 14.635 | 24.218 | 34.685 | 43.122 | 50.264 | 57.015 | 63.205 | 68.674 | 69.781 | 69.029 | 66.708 | 59.049 | 46.774 | 32.437 | 18.159 | 6.728 | 5.629 | 4.911 | 4.214 | 3.565 | 2.969 | 2.406 | 1.887 | 1.415 | 1.005 | 0.664 | 0.399 | 0.21 | 0 | NPgN | GSP | NG FES - System Transformation | Total installed other non-renewable capacity (MW)
NG FES - System Transformation | Gen_BB006 | MW | NPgN | STEN_1 | Total installed other non-renewable capacity (MW) | Stella North | STELLA NORTH | 7.436 | 8.042 | 8.705 | 9.43 | 10.014 | 10.508 | 10.975 | 11.404 | 11.782 | 11.859 | 11.807 | 11.646 | 11.116 | 10.266 | 9.274 | 8.286 | 7.494 | 7.119 | 6.211 | 5.33 | 4.508 | 3.755 | 3.043 | 2.386 | 1.789 | 1.271 | 0.84 | 0.504 | 0.266 | 0 | NPgN | GSP | NG FES - System Transformation | Total installed other non-renewable capacity (MW)
NG FES - System Transformation | Gen_BB006 | MW | NPgN | STES_1 | Total installed other non-renewable capacity (MW) | Stella South | STELLA SOUTH | 4.08 | 8.356 | 13.037 | 18.148 | 22.269 | 25.757 | 29.053 | 32.077 | 34.747 | 35.288 | 34.921 | 33.788 | 30.047 | 24.052 | 17.051 | 10.077 | 4.495 | 3.907 | 3.408 | 2.925 | 2.474 | 2.06 | 1.67 | 1.309 | 0.982 | 0.697 | 0.461 | 0.277 | 0.146 | 0 | NPgN | GSP | NG FES - System Transformation | Total installed other non-renewable capacity (MW)
NG FES - System Transformation | Gen_BB006 | MW | NPgN | TYNE_1 | Total installed other non-renewable capacity (MW) | Tynemouth 1 | TYNEMOUTH | 29.764 | 29.929 | 30.109 | 30.305 | 30.464 | 30.598 | 30.724 | 30.841 | 30.943 | 30.964 | 30.95 | 30.906 | 30.762 | 30.532 | 30.263 | 29.995 | 29.78 | 28.498 | 24.864 | 21.334 | 18.046 | 15.03 | 12.182 | 9.552 | 7.161 | 5.086 | 3.362 | 2.018 | 1.064 | 0 | NPgN | GSP | NG FES - System Transformation | Total installed other non-renewable capacity (MW)
NG FES - System Transformation | Gen_BB006 | MW | NPgN | WBOL_6 | Total installed other non-renewable capacity (MW) | West Boldon | WEST BOLDON | 7.155 | 7.667 | 8.227 | 8.839 | 9.333 | 9.75 | 10.145 | 10.507 | 10.826 | 10.891 | 10.847 | 10.711 | 10.264 | 9.546 | 8.708 | 7.873 | 7.205 | 6.851 | 5.977 | 5.129 | 4.338 | 3.613 | 2.929 | 2.296 | 1.721 | 1.223 | 0.808 | 0.485 | 0.256 | 0 | NPgN | GSP | NG FES - System Transformation | Total installed other non-renewable capacity (MW)
NG FES - System Transformation | Gen_BB006 | MW | NPgN | BRAW_1 | Total installed other non-renewable capacity (MW) | Bradford West | BRADFORD WEST | 12.219 | 13.701 | 15.323 | 17.094 | 18.523 | 19.732 | 20.874 | 21.922 | 22.847 | 23.035 | 22.908 | 22.515 | 21.218 | 19.141 | 16.714 | 14.297 | 12.362 | 11.699 | 10.207 | 8.758 | 7.408 | 6.17 | 5.001 | 3.921 | 2.94 | 2.088 | 1.38 | 0.828 | 0.437 | 0 | NPgY | GSP | NG FES - System Transformation | Total installed other non-renewable capacity (MW)
NG FES - System Transformation | Gen_BB006 | MW | NPgN | CAMB_01 | Total installed other non-renewable capacity (MW) | Camblesforth | CAMBLESFORTH | 3 | 3.254 | 3.533 | 3.837 | 4.082 | 4.29 | 4.486 | 4.666 | 4.824 | 4.857 | 4.835 | 4.767 | 4.545 | 4.188 | 3.772 | 3.357 | 3.025 | 2.872 | 2.506 | 2.15 | 1.819 | 1.515 | 1.228 | 0.963 | 0.722 | 0.513 | 0.339 | 0.203 | 0.107 | 0 | NPgY | GSP | NG FES - System Transformation | Total installed other non-renewable capacity (MW)
NG FES - System Transformation | Gen_BB006 | MW | NPgN | CREB_1 | Total installed other non-renewable capacity (MW) | Creyke Beck | CREYKE BECK | 101.378 | 112.146 | 123.931 | 136.803 | 147.179 | 155.963 | 164.264 | 171.878 | 178.603 | 179.965 | 179.039 | 176.185 | 166.766 | 151.671 | 134.039 | 116.48 | 102.421 | 97.065 | 84.686 | 72.663 | 61.465 | 51.191 | 41.492 | 32.536 | 24.39 | 17.324 | 11.451 | 6.873 | 3.624 | 0 | NPgY | GSP | NG FES - System Transformation | Total installed other non-renewable capacity (MW)
NG FES - System Transformation | Gen_BB006 | MW | NPgN | DRAX_YEDL | Total installed other non-renewable capacity (MW) | Drax | DRAX | 69.049 | 70.343 | 71.758 | 73.304 | 74.551 | 75.606 | 76.603 | 77.517 | 78.325 | 78.488 | 78.377 | 78.035 | 76.903 | 75.09 | 72.972 | 70.863 | 69.175 | 66.111 | 57.681 | 49.491 | 41.864 | 34.867 | 28.26 | 22.16 | 16.612 | 11.8 | 7.799 | 4.682 | 2.468 | 0 | NPgY | GSP | NG FES - System Transformation | Total installed other non-renewable capacity (MW)
NG FES - System Transformation | Gen_BB006 | MW | NPgN | ELLA_1 | Total installed other non-renewable capacity (MW) | Elland | ELLAND | 0 | 1.465 | 3.068 | 4.819 | 6.231 | 7.426 | 8.555 | 9.591 | 10.505 | 10.691 | 10.565 | 10.177 | 8.895 | 6.842 | 4.443 | 2.054 | 0.142 | 0 | 0 | 0 | 0 | 0 | 0 | 0 | 0 | 0 | 0 | 0 | 0 | 0 | NPgY | GSP | NG FES - System Transformation | Total installed other non-renewable capacity (MW)
NG FES - System Transformation | Gen_BB006 | MW | NPgN | FERRA2 | Total installed other non-renewable capacity (MW) | Ferrybridge A | FERRYBRIDGE A | 5.499 | 7.617 | 9.936 | 12.468 | 14.509 | 16.238 | 17.871 | 19.369 | 20.692 | 20.96 | 20.778 | 20.216 | 18.363 | 15.393 | 11.924 | 8.47 | 5.704 | 5.265 | 4.593 | 3.941 | 3.334 | 2.777 | 2.25 | 1.765 | 1.323 | 0.94 | 0.621 | 0.373 | 0.197 | 0 | NPgY | GSP | NG FES - System Transformation | Total installed other non-renewable capacity (MW)
NG FES - System Transformation | Gen_BB006 | MW | NPgN | FERRB9 | Total installed other non-renewable capacity (MW) | Ferrybridge B (_M) | FERRYBRIDGE B | 97.896 | 103.325 | 109.268 | 115.758 | 120.99 | 125.419 | 129.604 | 133.443 | 136.834 | 137.521 | 137.054 | 135.615 | 130.866 | 123.254 | 114.364 | 105.51 | 98.422 | 93.73 | 81.777 | 70.167 | 59.353 | 49.433 | 40.066 | 31.418 | 23.552 | 16.729 | 11.058 | 6.637 | 3.499 | 0 | NPgY | GSP | NG FES - System Transformation | Total installed other non-renewable capacity (MW)
NG FES - System Transformation | Gen_BB006 | MW | NPgN | GRIW_1 | Total installed other non-renewable capacity (MW) | Grimsby West | GRIMSBY WEST | 48 | 51.485 | 55.299 | 59.465 | 62.824 | 65.667 | 68.354 | 70.818 | 72.994 | 73.435 | 73.136 | 72.212 | 69.163 | 64.278 | 58.571 | 52.888 | 48.337 | 45.957 | 40.097 | 34.404 | 29.102 | 24.238 | 19.645 | 15.405 | 11.548 | 8.202 | 5.422 | 3.254 | 1.716 | 0 | NPgY | GSP | NG FES - System Transformation | Total installed other non-renewable capacity (MW)
NG FES - System Transformation | Gen_BB006 | MW | NPgN | JORD_3 | Total installed other non-renewable capacity (MW) | Jordanthorpe | JORDANTHORPE | 0 | 0.165 | 0.345 | 0.542 | 0.701 | 0.836 | 0.963 | 1.08 | 1.183 | 1.203 | 1.189 | 1.145 | 1.001 | 0.77 | 0.5 | 0.231 | 0.016 | 0 | 0 | 0 | 0 | 0 | 0 | 0 | 0 | 0 | 0 | 0 | 0 | 0 | NPgY | GSP | NG FES - System Transformation | Total installed other non-renewable capacity (MW)
NG FES - System Transformation | Gen_BB006 | MW | NPgN | KEAD_YEDL | Total installed other non-renewable capacity (MW) | Keadby | KEADBY | 171.596 | 189.553 | 209.208 | 230.674 | 247.978 | 262.627 | 276.471 | 289.168 | 300.383 | 302.655 | 301.112 | 296.352 | 280.644 | 255.469 | 226.065 | 196.781 | 173.336 | 171.528 | 171.333 | 171.144 | 170.968 | 170.806 | 170.653 | 170.513 | 170.384 | 170.273 | 170.181 | 170.109 | 170.058 | 170.001 | NPgY | GSP | NG FES - System Transformation | Total installed other non-renewable capacity (MW)
NG FES - System Transformation | Gen_BB006 | MW | NPgN | KIRKB1 | Total installed other non-renewable capacity (MW) | Kirkstall B | KIRKSTALL B | 5.313 | 5.925 | 6.594 | 7.325 | 7.915 | 8.413 | 8.885 | 9.317 | 9.699 | 9.777 | 9.724 | 9.562 | 9.027 | 8.17 | 7.168 | 6.171 | 5.373 | 5.313 | 5.313 | 5.313 | 5.313 | 5.313 | 5.313 | 5.313 | 5.313 | 5.313 | 5.313 | 5.313 | 5.313 | 5.313 | NPgY | GSP | NG FES - System Transformation | Total installed other non-renewable capacity (MW)
NG FES - System Transformation | Gen_BB006 | MW | NPgN | NEEP_3 | Total installed other non-renewable capacity (MW) | Neepsend | NEEPSEND | 0 | 0.057 | 0.119 | 0.188 | 0.243 | 0.289 | 0.333 | 0.374 | 0.409 | 0.416 | 0.411 | 0.396 | 0.346 | 0.266 | 0.173 | 0.08 | 0.006 | 0 | 0 | 0 | 0 | 0 | 0 | 0 | 0 | 0 | 0 | 0 | 0 | 0 | NPgY | GSP | NG FES - System Transformation | Total installed other non-renewable capacity (MW)
NG FES - System Transformation | Gen_BB006 | MW | NPgN | NORL_3 | Total installed other non-renewable capacity (MW) | Norton Lees | NORTON LEES | 0 | 0 | 0 | 0 | 0.001 | 0.001 | 0.001 | 0.001 | 0.001 | 0.001 | 0.001 | 0.001 | 0.001 | 0.001 | 0 | 0 | 0 | 0 | 0 | 0 | 0 | 0 | 0 | 0 | 0 | 0 | 0 | 0 | 0 | 0 | NPgY | GSP | NG FES - System Transformation | Total installed other non-renewable capacity (MW)
NG FES - System Transformation | Gen_BB006 | MW | NPgN | PITS_BB_B | Total installed other non-renewable capacity (MW) | Pitsmoor | PITSMOOR 3/4 | 0 | 0.001 | 0.001 | 0.002 | 0.002 | 0.003 | 0.003 | 0.003 | 0.004 | 0.004 | 0.004 | 0.004 | 0.003 | 0.002 | 0.002 | 0.001 | 0 | 0 | 0 | 0 | 0 | 0 | 0 | 0 | 0 | 0 | 0 | 0 | 0 | 0 | NPgY | GSP | NG FES - System Transformation | Total installed other non-renewable capacity (MW)
NG FES - System Transformation | Gen_BB006 | MW | NPgN | SALT_1 | Total installed other non-renewable capacity (MW) | Saltend North | SALTEND NORTH | 0 | 0.007 | 0.014 | 0.022 | 0.028 | 0.034 | 0.039 | 0.044 | 0.048 | 0.049 | 0.048 | 0.046 | 0.041 | 0.031 | 0.02 | 0.009 | 0.001 | 0 | 0 | 0 | 0 | 0 | 0 | 0 | 0 | 0 | 0 | 0 | 0 | 0 | NPgY | GSP | NG FES - System Transformation | Total installed other non-renewable capacity (MW)
NG FES - System Transformation | Gen_BB006 | MW | NPgN | SHEC_3 | Total installed other non-renewable capacity (MW) | Sheffield City | SHEFFIELD CITY | 0 | 0.012 | 0.025 | 0.039 | 0.05 | 0.06 | 0.069 | 0.077 | 0.085 | 0.086 | 0.085 | 0.082 | 0.072 | 0.055 | 0.036 | 0.017 | 0.001 | 0 | 0 | 0 | 0 | 0 | 0 | 0 | 0 | 0 | 0 | 0 | 0 | 0 | NPgY | GSP | NG FES - System Transformation | Total installed other non-renewable capacity (MW)
NG FES - System Transformation | Gen_BB006 | MW | NPgN | SKLGB1 | Total installed other non-renewable capacity (MW) | Skelton Grange | SKELTON GRANGE | 10.647 | 12.234 | 13.971 | 15.869 | 17.399 | 18.694 | 19.917 | 21.04 | 22.031 | 22.232 | 22.095 | 21.675 | 20.286 | 18.061 | 15.462 | 12.873 | 10.8 | 10.647 | 10.647 | 10.647 | 10.647 | 10.647 | 10.647 | 10.647 | 10.647 | 10.647 | 10.647 | 10.647 | 10.647 | 10.647 | NPgY | GSP | NG FES - System Transformation | Total installed other non-renewable capacity (MW)
NG FES - System Transformation | Gen_BB006 | MW | NPgN | TEMP_3 | Total installed other non-renewable capacity (MW) | Templeborough | TEMPLEBOROUGH 275/33KV | 0 | 0.044 | 0.091 | 0.143 | 0.185 | 0.221 | 0.254 | 0.285 | 0.312 | 0.318 | 0.314 | 0.302 | 0.264 | 0.203 | 0.132 | 0.061 | 0.004 | 0 | 0 | 0 | 0 | 0 | 0 | 0 | 0 | 0 | 0 | 0 | 0 | 0 | NPgY | GSP | NG FES - System Transformation | Total installed other non-renewable capacity (MW)
NG FES - System Transformation | Gen_BB006 | MW | NPgN | THUR_6 | Total installed other non-renewable capacity (MW) | Thurcroft | THURCROFT | 36 | 40.53 | 45.487 | 50.902 | 55.267 | 58.962 | 62.454 | 65.656 | 68.485 | 69.058 | 68.669 | 67.469 | 63.506 | 57.156 | 49.739 | 42.353 | 36.439 | 36 | 36 | 36 | 36 | 36 | 36 | 36 | 36 | 36 | 36 | 36 | 36 | 36 | NPgY | GSP | NG FES - System Transformation | Total installed other non-renewable capacity (MW)
NG FES - System Transformation | Gen_BB006 | MW | NPgN | WMEL_THOM | Total installed other non-renewable capacity (MW) | Thorpe Marsh | WEST MELTON / THORPE MARSH | 37.877 | 42.01 | 46.534 | 51.474 | 55.457 | 58.828 | 62.015 | 64.937 | 67.518 | 68.041 | 67.686 | 66.59 | 62.975 | 57.181 | 50.414 | 43.674 | 38.278 | 37.877 | 37.877 | 37.877 | 37.877 | 37.877 | 37.877 | 37.877 | 37.877 | 37.877 | 37.877 | 37.877 | 37.877 | 37.877 | NPgY | GSP | NG FES - System Transformation | Total installed other non-renewable capacity (MW)
NG FES - System Transformation | Gen_BB006 | MW | NPgN | WMEL_BB3 | Total installed other non-renewable capacity (MW) | West Melton | WEST MELTON SECTION 3 | 17.268 | 21.692 | 26.534 | 31.822 | 36.085 | 39.694 | 43.104 | 46.232 | 48.995 | 49.555 | 49.175 | 48.002 | 44.132 | 37.93 | 30.687 | 23.473 | 17.697 | 17.268 | 17.268 | 17.268 | 17.268 | 17.268 | 17.268 | 17.268 | 17.268 | 17.268 | 17.268 | 17.268 | 17.268 | 17.268 | NPgY | GSP | NG FES - System Transformation | Total installed other non-renewable capacity (MW)
NG FES - System Transformation | Gen_BB006 | MW | NPgN | WIBA_3 | Total installed other non-renewable capacity (MW) | Wincobank | WINCOBANK | 0 | 0.154 | 0.323 | 0.507 | 0.656 | 0.782 | 0.901 | 1.01 | 1.106 | 1.125 | 1.112 | 1.071 | 0.936 | 0.72 | 0.468 | 0.216 | 0.015 | 0 | 0 | 0 | 0 | 0 | 0 | 0 | 0 | 0 | 0 | 0 | 0 | 0 | NPgY | GSP | NG FES - System Transformation | Total installed other non-renewable capacity (MW)
NG FES - Consumer Transformation | Gen_BB004 | MW | NPgN | BLYTB1 | Total installed renewable engine capacity (MW) | Blyth 66kV | BLYTH 66kV | 0 | 0.22 | 0.23 | 0.239 | 0.249 | 0.258 | 0.267 | 0.276 | 0.285 | 0.292 | 0.3 | 0.308 | 0.316 | 0.325 | 0.334 | 0.342 | 0.35 | 0.358 | 0.365 | 0.372 | 0.379 | 0.386 | 0.393 | 0.401 | 0.408 | 0.416 | 0.424 | 0.432 | 0.441 | 0.451 | NPgN | GSP | NG FES - Consumer Transformation | Total installed renewable engine capacity (MW)
NG FES - Consumer Transformation | Gen_BB004 | MW | NPgN | BLYTH132 | Total installed renewable engine capacity (MW) | Blyth 132kV | BLYTH 132kV | 0 | 0.389 | 0.406 | 0.423 | 0.44 | 0.457 | 0.473 | 0.489 | 0.505 | 0.517 | 0.53 | 0.544 | 0.559 | 0.575 | 0.591 | 0.604 | 0.619 | 0.632 | 0.646 | 0.657 | 0.67 | 0.683 | 0.695 | 0.708 | 0.722 | 0.735 | 0.749 | 0.764 | 0.78 | 0.797 | NPgN | GSP | NG FES - Consumer Transformation | Total installed renewable engine capacity (MW)
NG FES - Consumer Transformation | Gen_BB004 | MW | NPgN | FOUR_1 | Total installed renewable engine capacity (MW) | Fourstones | FOURSTONES | 0 | 0.02 | 0.021 | 0.022 | 0.023 | 0.024 | 0.024 | 0.025 | 0.026 | 0.027 | 0.027 | 0.028 | 0.029 | 0.03 | 0.031 | 0.031 | 0.032 | 0.033 | 0.033 | 0.034 | 0.035 | 0.035 | 0.036 | 0.037 | 0.037 | 0.038 | 0.039 | 0.04 | 0.04 | 0.041 | NPgN | GSP | NG FES - Consumer Transformation | Total installed renewable engine capacity (MW)
NG FES - Consumer Transformation | Gen_BB004 | MW | NPgN | HARM_6 | Total installed renewable engine capacity (MW) | Hart Moor | HARTMOOR | 0 | 0.109 | 0.114 | 0.118 | 0.123 | 0.128 | 0.132 | 0.137 | 0.141 | 0.144 | 0.148 | 0.152 | 0.156 | 0.161 | 0.165 | 0.169 | 0.173 | 0.177 | 0.18 | 0.184 | 0.187 | 0.191 | 0.194 | 0.198 | 0.202 | 0.206 | 0.209 | 0.214 | 0.218 | 0.223 | NPgN | GSP | NG FES - Consumer Transformation | Total installed renewable engine capacity (MW)
NG FES - Consumer Transformation | Gen_BB004 | MW | NPgN | HAWP_6 | Total installed renewable engine capacity (MW) | Hawthorn Pit | HAWTHORN PIT GRID | 0 | 0.114 | 0.119 | 0.123 | 0.128 | 0.133 | 0.138 | 0.143 | 0.147 | 0.151 | 0.155 | 0.159 | 0.163 | 0.168 | 0.173 | 0.176 | 0.181 | 0.185 | 0.189 | 0.192 | 0.196 | 0.199 | 0.203 | 0.207 | 0.211 | 0.215 | 0.219 | 0.223 | 0.228 | 0.233 | NPgN | GSP | NG FES - Consumer Transformation | Total installed renewable engine capacity (MW)
NG FES - Consumer Transformation | Gen_BB004 | MW | NPgN | KNARE_111 | Total installed renewable engine capacity (MW) | Knaresborough | KNARESBOROUGH | 0 | 0.452 | 0.472 | 0.492 | 0.511 | 0.531 | 0.549 | 0.568 | 0.587 | 0.601 | 0.616 | 0.632 | 0.65 | 0.668 | 0.687 | 0.702 | 0.719 | 0.735 | 0.751 | 0.764 | 0.779 | 0.794 | 0.808 | 0.823 | 0.839 | 0.855 | 0.871 | 0.889 | 0.907 | 0.927 | NPgN | GSP | NG FES - Consumer Transformation | Total installed renewable engine capacity (MW)
NG FES - Consumer Transformation | Gen_BB004 | MW | NPgN | LACK_6 | Total installed renewable engine capacity (MW) | Lackenby | LACKENBY | 0.285 | 0.402 | 0.408 | 0.412 | 0.418 | 0.423 | 0.427 | 0.432 | 0.437 | 0.441 | 0.445 | 0.449 | 0.453 | 0.458 | 0.463 | 0.467 | 0.472 | 0.476 | 0.48 | 0.483 | 0.487 | 0.491 | 0.495 | 0.499 | 0.503 | 0.507 | 0.511 | 0.515 | 0.52 | 0.525 | NPgN | GSP | NG FES - Consumer Transformation | Total installed renewable engine capacity (MW)
NG FES - Consumer Transformation | Gen_BB004 | MW | NPgN | NORT_1 | Total installed renewable engine capacity (MW) | Norton | NORTON | 0 | 0.931 | 0.973 | 1.013 | 1.054 | 1.094 | 1.132 | 1.17 | 1.209 | 1.238 | 1.269 | 1.302 | 1.338 | 1.376 | 1.416 | 1.447 | 1.482 | 1.515 | 1.547 | 1.574 | 1.605 | 1.635 | 1.665 | 1.696 | 1.728 | 1.761 | 1.795 | 1.831 | 1.869 | 1.909 | NPgN | GSP | NG FES - Consumer Transformation | Total installed renewable engine capacity (MW)
NG FES - Consumer Transformation | Gen_BB004 | MW | NPgN | OFFE_3 | Total installed renewable engine capacity (MW) | Offerton | OFFERTON | 0 | 0.008 | 0.008 | 0.009 | 0.009 | 0.009 | 0.01 | 0.01 | 0.01 | 0.011 | 0.011 | 0.011 | 0.012 | 0.012 | 0.012 | 0.013 | 0.013 | 0.013 | 0.013 | 0.014 | 0.014 | 0.014 | 0.014 | 0.015 | 0.015 | 0.015 | 0.016 | 0.016 | 0.016 | 0.017 | NPgN | GSP | NG FES - Consumer Transformation | Total installed renewable engine capacity (MW)
NG FES - Consumer Transformation | Gen_BB004 | MW | NPgN | OSBA_1 | Total installed renewable engine capacity (MW) | Osbaldwick | OSBALDWICK | 0 | 1.107 | 1.157 | 1.204 | 1.252 | 1.301 | 1.345 | 1.391 | 1.437 | 1.472 | 1.508 | 1.548 | 1.591 | 1.635 | 1.682 | 1.72 | 1.761 | 1.8 | 1.838 | 1.871 | 1.908 | 1.944 | 1.979 | 2.016 | 2.054 | 2.093 | 2.133 | 2.176 | 2.221 | 2.269 | NPgN | GSP | NG FES - Consumer Transformation | Total installed renewable engine capacity (MW)
NG FES - Consumer Transformation | Gen_BB004 | MW | NPgN | POPP_3 | Total installed renewable engine capacity (MW) | Poppleton | POPPLETON | 0 | 0.034 | 0.036 | 0.037 | 0.038 | 0.04 | 0.041 | 0.043 | 0.044 | 0.045 | 0.046 | 0.048 | 0.049 | 0.05 | 0.052 | 0.053 | 0.054 | 0.055 | 0.056 | 0.057 | 0.059 | 0.06 | 0.061 | 0.062 | 0.063 | 0.064 | 0.065 | 0.067 | 0.068 | 0.07 | NPgN | GSP | NG FES - Consumer Transformation | Total installed renewable engine capacity (MW)
NG FES - Consumer Transformation | Gen_BB004 | MW | NPgN | SALH_1 | Total installed renewable engine capacity (MW) | Saltholme | SALTHOLME | 0 | 0.008 | 0.009 | 0.009 | 0.01 | 0.01 | 0.01 | 0.011 | 0.011 | 0.011 | 0.012 | 0.012 | 0.012 | 0.013 | 0.013 | 0.013 | 0.013 | 0.014 | 0.014 | 0.014 | 0.015 | 0.015 | 0.015 | 0.015 | 0.016 | 0.016 | 0.016 | 0.017 | 0.017 | 0.017 | NPgN | GSP | NG FES - Consumer Transformation | Total installed renewable engine capacity (MW)
NG FES - Consumer Transformation | Gen_BB004 | MW | NPgN | SSHI_3 | Total installed renewable engine capacity (MW) | South Shields | SOUTH SHIELDS | 0 | 0 | 0 | 0 | 0 | 0 | 0 | 0 | 0 | 0 | 0 | 0 | 0 | 0 | 0 | 0 | 0 | 0 | 0 | 0 | 0 | 0 | 0 | 0 | 0 | 0 | 0 | 0 | 0 | 0 | NPgN | GSP | NG FES - Consumer Transformation | Total installed renewable engine capacity (MW)
NG FES - Consumer Transformation | Gen_BB004 | MW | NPgN | KIELD01 and SPAD20 | Total installed renewable engine capacity (MW) | 0 | SPADEADAM | 0 | 0.016 | 0.016 | 0.017 | 0.018 | 0.019 | 0.019 | 0.02 | 0.02 | 0.021 | 0.021 | 0.022 | 0.023 | 0.023 | 0.024 | 0.024 | 0.025 | 0.026 | 0.026 | 0.027 | 0.027 | 0.028 | 0.028 | 0.029 | 0.029 | 0.03 | 0.03 | 0.031 | 0.032 | 0.032 | NPgN | GSP | NG FES - Consumer Transformation | Total installed renewable engine capacity (MW)
NG FES - Consumer Transformation | Gen_BB004 | MW | NPgN | SPEN_1 | Total installed renewable engine capacity (MW) | Spennymoor | SPENNYMOOR | 0 | 0.74 | 0.773 | 0.804 | 0.837 | 0.869 | 0.899 | 0.929 | 0.96 | 0.983 | 1.008 | 1.034 | 1.063 | 1.093 | 1.124 | 1.149 | 1.176 | 1.203 | 1.228 | 1.25 | 1.275 | 1.299 | 1.322 | 1.347 | 1.372 | 1.399 | 1.425 | 1.454 | 1.484 | 1.516 | NPgN | GSP | NG FES - Consumer Transformation | Total installed renewable engine capacity (MW)
NG FES - Consumer Transformation | Gen_BB004 | MW | NPgN | STEN_1 | Total installed renewable engine capacity (MW) | Stella North | STELLA NORTH | 0 | 0.051 | 0.054 | 0.056 | 0.058 | 0.06 | 0.062 | 0.064 | 0.066 | 0.068 | 0.07 | 0.072 | 0.074 | 0.076 | 0.078 | 0.08 | 0.081 | 0.083 | 0.085 | 0.087 | 0.088 | 0.09 | 0.092 | 0.093 | 0.095 | 0.097 | 0.099 | 0.101 | 0.103 | 0.105 | NPgN | GSP | NG FES - Consumer Transformation | Total installed renewable engine capacity (MW)
NG FES - Consumer Transformation | Gen_BB004 | MW | NPgN | STES_1 | Total installed renewable engine capacity (MW) | Stella South | STELLA SOUTH | 0 | 0.361 | 0.378 | 0.393 | 0.409 | 0.424 | 0.439 | 0.454 | 0.469 | 0.48 | 0.492 | 0.505 | 0.519 | 0.534 | 0.549 | 0.561 | 0.575 | 0.587 | 0.6 | 0.611 | 0.622 | 0.634 | 0.646 | 0.658 | 0.67 | 0.683 | 0.696 | 0.71 | 0.725 | 0.74 | NPgN | GSP | NG FES - Consumer Transformation | Total installed renewable engine capacity (MW)
NG FES - Consumer Transformation | Gen_BB004 | MW | NPgN | TYNE_1 | Total installed renewable engine capacity (MW) | Tynemouth 1 | TYNEMOUTH | 0 | 0.014 | 0.015 | 0.015 | 0.016 | 0.016 | 0.017 | 0.017 | 0.018 | 0.018 | 0.019 | 0.019 | 0.02 | 0.021 | 0.021 | 0.022 | 0.022 | 0.023 | 0.023 | 0.023 | 0.024 | 0.024 | 0.025 | 0.025 | 0.026 | 0.026 | 0.027 | 0.027 | 0.028 | 0.028 | NPgN | GSP | NG FES - Consumer Transformation | Total installed renewable engine capacity (MW)
NG FES - Consumer Transformation | Gen_BB004 | MW | NPgN | WBOL_6 | Total installed renewable engine capacity (MW) | West Boldon | WEST BOLDON | 0 | 0.043 | 0.045 | 0.047 | 0.049 | 0.051 | 0.053 | 0.054 | 0.056 | 0.057 | 0.059 | 0.06 | 0.062 | 0.064 | 0.066 | 0.067 | 0.069 | 0.07 | 0.072 | 0.073 | 0.075 | 0.076 | 0.077 | 0.079 | 0.08 | 0.082 | 0.083 | 0.085 | 0.087 | 0.089 | NPgN | GSP | NG FES - Consumer Transformation | Total installed renewable engine capacity (MW)
NG FES - Consumer Transformation | Gen_BB004 | MW | NPgN | BRAW_1 | Total installed renewable engine capacity (MW) | Bradford West | BRADFORD WEST | 1.599 | 2.08 | 2.08 | 2.091 | 2.124 | 2.169 | 2.213 | 2.257 | 2.302 | 2.347 | 2.393 | 2.439 | 2.486 | 2.534 | 2.576 | 2.615 | 2.651 | 2.686 | 2.715 | 2.739 | 2.761 | 2.771 | 2.781 | 2.791 | 2.801 | 2.811 | 2.822 | 2.832 | 2.844 | 2.856 | NPgY | GSP | NG FES - Consumer Transformation | Total installed renewable engine capacity (MW)
NG FES - Consumer Transformation | Gen_BB004 | MW | NPgN | CAMB_01 | Total installed renewable engine capacity (MW) | Camblesforth | CAMBLESFORTH | 0 | 0.083 | 0.083 | 0.084 | 0.09 | 0.098 | 0.105 | 0.113 | 0.121 | 0.129 | 0.136 | 0.144 | 0.152 | 0.161 | 0.168 | 0.174 | 0.181 | 0.187 | 0.192 | 0.196 | 0.2 | 0.201 | 0.203 | 0.205 | 0.206 | 0.208 | 0.21 | 0.212 | 0.214 | 0.216 | NPgY | GSP | NG FES - Consumer Transformation | Total installed renewable engine capacity (MW)
NG FES - Consumer Transformation | Gen_BB004 | MW | NPgN | CREB_1 | Total installed renewable engine capacity (MW) | Creyke Beck | CREYKE BECK | 16.257 | 19.756 | 19.75 | 19.832 | 20.075 | 20.398 | 20.719 | 21.043 | 21.37 | 21.697 | 22.027 | 22.364 | 22.706 | 23.053 | 23.357 | 23.642 | 23.899 | 24.154 | 24.369 | 24.54 | 24.703 | 24.776 | 24.847 | 24.919 | 24.992 | 25.066 | 25.141 | 25.22 | 25.303 | 25.389 | NPgY | GSP | NG FES - Consumer Transformation | Total installed renewable engine capacity (MW)
NG FES - Consumer Transformation | Gen_BB004 | MW | NPgN | DRAX_YEDL | Total installed renewable engine capacity (MW) | Drax | DRAX | 6 | 6.42 | 6.42 | 6.43 | 6.459 | 6.498 | 6.536 | 6.575 | 6.614 | 6.654 | 6.693 | 6.734 | 6.775 | 6.816 | 6.853 | 6.887 | 6.918 | 6.949 | 6.974 | 6.995 | 7.015 | 7.023 | 7.032 | 7.041 | 7.049 | 7.058 | 7.067 | 7.077 | 7.087 | 7.097 | NPgY | GSP | NG FES - Consumer Transformation | Total installed renewable engine capacity (MW)
NG FES - Consumer Transformation | Gen_BB004 | MW | NPgN | ELLA_1 | Total installed renewable engine capacity (MW) | Elland | ELLAND | 3.211 | 3.687 | 3.686 | 3.697 | 3.73 | 3.774 | 3.818 | 3.862 | 3.906 | 3.951 | 3.996 | 4.042 | 4.088 | 4.135 | 4.177 | 4.216 | 4.251 | 4.285 | 4.314 | 4.338 | 4.36 | 4.37 | 4.38 | 4.389 | 4.399 | 4.409 | 4.42 | 4.43 | 4.441 | 4.453 | NPgY | GSP | NG FES - Consumer Transformation | Total installed renewable engine capacity (MW)
NG FES - Consumer Transformation | Gen_BB004 | MW | NPgN | FERRA2 | Total installed renewable engine capacity (MW) | Ferrybridge A | FERRYBRIDGE A | 2.827 | 3.515 | 3.514 | 3.53 | 3.578 | 3.642 | 3.705 | 3.769 | 3.833 | 3.897 | 3.962 | 4.029 | 4.096 | 4.164 | 4.224 | 4.28 | 4.331 | 4.381 | 4.423 | 4.457 | 4.489 | 4.503 | 4.517 | 4.531 | 4.546 | 4.56 | 4.575 | 4.591 | 4.607 | 4.624 | NPgY | GSP | NG FES - Consumer Transformation | Total installed renewable engine capacity (MW)
NG FES - Consumer Transformation | Gen_BB004 | MW | NPgN | FERRB9 | Total installed renewable engine capacity (MW) | Ferrybridge B (_M) | FERRYBRIDGE B | 28.719 | 30.483 | 30.481 | 30.522 | 30.644 | 30.807 | 30.969 | 31.132 | 31.297 | 31.462 | 31.629 | 31.799 | 31.971 | 32.146 | 32.299 | 32.443 | 32.572 | 32.701 | 32.809 | 32.896 | 32.978 | 33.015 | 33.051 | 33.087 | 33.124 | 33.161 | 33.199 | 33.239 | 33.28 | 33.324 | NPgY | GSP | NG FES - Consumer Transformation | Total installed renewable engine capacity (MW)
NG FES - Consumer Transformation | Gen_BB004 | MW | NPgN | GRIW_1 | Total installed renewable engine capacity (MW) | Grimsby West | GRIMSBY WEST | 4 | 5.133 | 5.131 | 5.157 | 5.236 | 5.341 | 5.445 | 5.549 | 5.655 | 5.761 | 5.868 | 5.977 | 6.088 | 6.2 | 6.298 | 6.391 | 6.474 | 6.556 | 6.626 | 6.681 | 6.734 | 6.758 | 6.781 | 6.804 | 6.827 | 6.852 | 6.876 | 6.901 | 6.928 | 6.956 | NPgY | GSP | NG FES - Consumer Transformation | Total installed renewable engine capacity (MW)
NG FES - Consumer Transformation | Gen_BB004 | MW | NPgN | JORD_3 | Total installed renewable engine capacity (MW) | Jordanthorpe | JORDANTHORPE | 0 | 0.054 | 0.053 | 0.055 | 0.058 | 0.063 | 0.068 | 0.073 | 0.078 | 0.083 | 0.088 | 0.094 | 0.099 | 0.104 | 0.109 | 0.113 | 0.117 | 0.121 | 0.124 | 0.127 | 0.129 | 0.13 | 0.132 | 0.133 | 0.134 | 0.135 | 0.136 | 0.137 | 0.139 | 0.14 | NPgY | GSP | NG FES - Consumer Transformation | Total installed renewable engine capacity (MW)
NG FES - Consumer Transformation | Gen_BB004 | MW | NPgN | KEAD_YEDL | Total installed renewable engine capacity (MW) | Keadby | KEADBY | 12.681 | 18.515 | 18.505 | 18.641 | 19.047 | 19.587 | 20.122 | 20.662 | 21.207 | 21.752 | 22.303 | 22.865 | 23.435 | 24.013 | 24.521 | 24.996 | 25.424 | 25.85 | 26.208 | 26.494 | 26.766 | 26.887 | 27.005 | 27.125 | 27.247 | 27.371 | 27.496 | 27.628 | 27.765 | 27.91 | NPgY | GSP | NG FES - Consumer Transformation | Total installed renewable engine capacity (MW)
NG FES - Consumer Transformation | Gen_BB004 | MW | NPgN | KIRKB1 | Total installed renewable engine capacity (MW) | Kirkstall B | KIRKSTALL B | 0 | 0.199 | 0.198 | 0.203 | 0.217 | 0.235 | 0.253 | 0.272 | 0.29 | 0.309 | 0.328 | 0.347 | 0.366 | 0.386 | 0.403 | 0.419 | 0.434 | 0.448 | 0.461 | 0.47 | 0.48 | 0.484 | 0.488 | 0.492 | 0.496 | 0.5 | 0.505 | 0.509 | 0.514 | 0.519 | NPgY | GSP | NG FES - Consumer Transformation | Total installed renewable engine capacity (MW)
NG FES - Consumer Transformation | Gen_BB004 | MW | NPgN | NEEP_3 | Total installed renewable engine capacity (MW) | Neepsend | NEEPSEND | 2.5 | 2.519 | 2.519 | 2.519 | 2.521 | 2.522 | 2.524 | 2.526 | 2.527 | 2.529 | 2.531 | 2.533 | 2.535 | 2.536 | 2.538 | 2.54 | 2.541 | 2.542 | 2.543 | 2.544 | 2.545 | 2.546 | 2.546 | 2.546 | 2.547 | 2.547 | 2.547 | 2.548 | 2.548 | 2.549 | NPgY | GSP | NG FES - Consumer Transformation | Total installed renewable engine capacity (MW)
NG FES - Consumer Transformation | Gen_BB004 | MW | NPgN | NORL_3 | Total installed renewable engine capacity (MW) | Norton Lees | NORTON LEES | 0 | 0 | 0 | 0 | 0 | 0 | 0 | 0 | 0 | 0 | 0 | 0 | 0 | 0 | 0 | 0 | 0 | 0 | 0 | 0 | 0 | 0 | 0 | 0 | 0 | 0 | 0 | 0 | 0 | 0 | NPgY | GSP | NG FES - Consumer Transformation | Total installed renewable engine capacity (MW)
NG FES - Consumer Transformation | Gen_BB004 | MW | NPgN | PITS_BB_B | Total installed renewable engine capacity (MW) | Pitsmoor | PITSMOOR 3/4 | 0 | 0 | 0 | 0 | 0 | 0 | 0 | 0 | 0 | 0 | 0 | 0 | 0 | 0 | 0 | 0 | 0 | 0 | 0 | 0 | 0 | 0 | 0 | 0 | 0 | 0 | 0 | 0 | 0 | 0 | NPgY | GSP | NG FES - Consumer Transformation | Total installed renewable engine capacity (MW)
NG FES - Consumer Transformation | Gen_BB004 | MW | NPgN | SALT_1 | Total installed renewable engine capacity (MW) | Saltend North | SALTEND NORTH | 0 | 0.002 | 0.002 | 0.002 | 0.002 | 0.003 | 0.003 | 0.003 | 0.003 | 0.003 | 0.004 | 0.004 | 0.004 | 0.004 | 0.004 | 0.005 | 0.005 | 0.005 | 0.005 | 0.005 | 0.005 | 0.005 | 0.005 | 0.005 | 0.005 | 0.005 | 0.006 | 0.006 | 0.006 | 0.006 | NPgY | GSP | NG FES - Consumer Transformation | Total installed renewable engine capacity (MW)
NG FES - Consumer Transformation | Gen_BB004 | MW | NPgN | SHEC_3 | Total installed renewable engine capacity (MW) | Sheffield City | SHEFFIELD CITY | 0 | 0.004 | 0.004 | 0.004 | 0.004 | 0.005 | 0.005 | 0.005 | 0.006 | 0.006 | 0.006 | 0.007 | 0.007 | 0.007 | 0.008 | 0.008 | 0.008 | 0.009 | 0.009 | 0.009 | 0.009 | 0.009 | 0.009 | 0.009 | 0.01 | 0.01 | 0.01 | 0.01 | 0.01 | 0.01 | NPgY | GSP | NG FES - Consumer Transformation | Total installed renewable engine capacity (MW)
NG FES - Consumer Transformation | Gen_BB004 | MW | NPgN | SKLGB1 | Total installed renewable engine capacity (MW) | Skelton Grange | SKELTON GRANGE | 10.765 | 11.281 | 11.28 | 11.292 | 11.328 | 11.376 | 11.423 | 11.471 | 11.519 | 11.567 | 11.616 | 11.666 | 11.716 | 11.767 | 11.812 | 11.854 | 11.892 | 11.929 | 11.961 | 11.986 | 12.011 | 12.021 | 12.032 | 12.042 | 12.053 | 12.064 | 12.075 | 12.087 | 12.099 | 12.112 | NPgY | GSP | NG FES - Consumer Transformation | Total installed renewable engine capacity (MW)
NG FES - Consumer Transformation | Gen_BB004 | MW | NPgN | TEMP_3 | Total installed renewable engine capacity (MW) | Templeborough | TEMPLEBOROUGH 275/33KV | 0 | 0.014 | 0.014 | 0.014 | 0.015 | 0.017 | 0.018 | 0.019 | 0.021 | 0.022 | 0.023 | 0.025 | 0.026 | 0.027 | 0.029 | 0.03 | 0.031 | 0.032 | 0.033 | 0.033 | 0.034 | 0.034 | 0.035 | 0.035 | 0.035 | 0.036 | 0.036 | 0.036 | 0.037 | 0.037 | NPgY | GSP | NG FES - Consumer Transformation | Total installed renewable engine capacity (MW)
NG FES - Consumer Transformation | Gen_BB004 | MW | NPgN | THUR_6 | Total installed renewable engine capacity (MW) | Thurcroft | THURCROFT | 16.217 | 17.689 | 17.687 | 17.721 | 17.823 | 17.959 | 18.094 | 18.231 | 18.368 | 18.506 | 18.645 | 18.786 | 18.93 | 19.076 | 19.204 | 19.324 | 19.432 | 19.539 | 19.63 | 19.702 | 19.77 | 19.801 | 19.831 | 19.861 | 19.892 | 19.923 | 19.954 | 19.988 | 20.022 | 20.059 | NPgY | GSP | NG FES - Consumer Transformation | Total installed renewable engine capacity (MW)
NG FES - Consumer Transformation | Gen_BB004 | MW | NPgN | WMEL_THOM | Total installed renewable engine capacity (MW) | Thorpe Marsh | WEST MELTON / THORPE MARSH | 64.009 | 65.352 | 65.35 | 65.381 | 65.474 | 65.599 | 65.722 | 65.846 | 65.971 | 66.097 | 66.224 | 66.353 | 66.484 | 66.617 | 66.734 | 66.843 | 66.942 | 67.04 | 67.122 | 67.188 | 67.251 | 67.279 | 67.306 | 67.334 | 67.362 | 67.39 | 67.419 | 67.449 | 67.481 | 67.514 | NPgY | GSP | NG FES - Consumer Transformation | Total installed renewable engine capacity (MW)
NG FES - Consumer Transformation | Gen_BB004 | MW | NPgN | WMEL_BB3 | Total installed renewable engine capacity (MW) | West Melton | WEST MELTON SECTION 3 | 26.6 | 28.037 | 28.035 | 28.068 | 28.168 | 28.301 | 28.433 | 28.566 | 28.7 | 28.835 | 28.971 | 29.109 | 29.249 | 29.392 | 29.517 | 29.634 | 29.739 | 29.844 | 29.932 | 30.003 | 30.07 | 30.1 | 30.129 | 30.159 | 30.188 | 30.219 | 30.25 | 30.282 | 30.316 | 30.352 | NPgY | GSP | NG FES - Consumer Transformation | Total installed renewable engine capacity (MW)
NG FES - Consumer Transformation | Gen_BB004 | MW | NPgN | WIBA_3 | Total installed renewable engine capacity (MW) | Wincobank | WINCOBANK | 0.475 | 0.525 | 0.525 | 0.526 | 0.53 | 0.534 | 0.539 | 0.544 | 0.548 | 0.553 | 0.558 | 0.562 | 0.567 | 0.572 | 0.577 | 0.581 | 0.584 | 0.588 | 0.591 | 0.594 | 0.596 | 0.597 | 0.598 | 0.599 | 0.6 | 0.601 | 0.602 | 0.603 | 0.605 | 0.606 | NPgY | GSP | NG FES - Consumer Transformation | Total installed renewable engine capacity (MW)
NG FES - Falling Short | Gen_BB004 | MW | NPgN | BLYTB1 | Total installed renewable engine capacity (MW) | Blyth 66kV | BLYTH 66kV | 0 | 0.208 | 0.209 | 0.21 | 0.211 | 0.212 | 0.213 | 0.215 | 0.214 | 0.213 | 0.211 | 0.21 | 0.208 | 0.207 | 0.206 | 0.206 | 0.205 | 0.206 | 0.206 | 0.207 | 0.209 | 0.211 | 0.214 | 0.216 | 0.22 | 0.223 | 0.227 | 0.232 | 0.236 | 0.241 | NPgN | GSP | NG FES - Falling Short | Total installed renewable engine capacity (MW)
NG FES - Falling Short | Gen_BB004 | MW | NPgN | BLYTH132 | Total installed renewable engine capacity (MW) | Blyth 132kV | BLYTH 132kV | 0 | 0.367 | 0.369 | 0.371 | 0.373 | 0.375 | 0.377 | 0.38 | 0.378 | 0.377 | 0.373 | 0.372 | 0.369 | 0.366 | 0.364 | 0.364 | 0.363 | 0.363 | 0.365 | 0.367 | 0.37 | 0.373 | 0.378 | 0.383 | 0.389 | 0.395 | 0.402 | 0.41 | 0.418 | 0.426 | NPgN | GSP | NG FES - Falling Short | Total installed renewable engine capacity (MW)
NG FES - Falling Short | Gen_BB004 | MW | NPgN | FOUR_1 | Total installed renewable engine capacity (MW) | Fourstones | FOURSTONES | 0 | 0.019 | 0.019 | 0.019 | 0.019 | 0.019 | 0.02 | 0.02 | 0.02 | 0.019 | 0.019 | 0.019 | 0.019 | 0.019 | 0.019 | 0.019 | 0.019 | 0.019 | 0.019 | 0.019 | 0.019 | 0.019 | 0.02 | 0.02 | 0.02 | 0.02 | 0.021 | 0.021 | 0.022 | 0.022 | NPgN | GSP | NG FES - Falling Short | Total installed renewable engine capacity (MW)
NG FES - Falling Short | Gen_BB004 | MW | NPgN | HARM_6 | Total installed renewable engine capacity (MW) | Hart Moor | HARTMOOR | 0 | 0.103 | 0.103 | 0.104 | 0.104 | 0.105 | 0.105 | 0.106 | 0.106 | 0.105 | 0.104 | 0.104 | 0.103 | 0.102 | 0.102 | 0.102 | 0.102 | 0.102 | 0.102 | 0.102 | 0.103 | 0.104 | 0.106 | 0.107 | 0.109 | 0.11 | 0.112 | 0.115 | 0.117 | 0.119 | NPgN | GSP | NG FES - Falling Short | Total installed renewable engine capacity (MW)
NG FES - Falling Short | Gen_BB004 | MW | NPgN | HAWP_6 | Total installed renewable engine capacity (MW) | Hawthorn Pit | HAWTHORN PIT GRID | 0 | 0.107 | 0.108 | 0.108 | 0.109 | 0.11 | 0.11 | 0.111 | 0.11 | 0.11 | 0.109 | 0.109 | 0.108 | 0.107 | 0.106 | 0.106 | 0.106 | 0.106 | 0.106 | 0.107 | 0.108 | 0.109 | 0.11 | 0.112 | 0.113 | 0.115 | 0.117 | 0.12 | 0.122 | 0.125 | NPgN | GSP | NG FES - Falling Short | Total installed renewable engine capacity (MW)
NG FES - Falling Short | Gen_BB004 | MW | NPgN | KNARE_111 | Total installed renewable engine capacity (MW) | Knaresborough | KNARESBOROUGH | 0 | 0.427 | 0.429 | 0.431 | 0.434 | 0.436 | 0.439 | 0.441 | 0.439 | 0.438 | 0.434 | 0.432 | 0.428 | 0.425 | 0.424 | 0.423 | 0.422 | 0.423 | 0.424 | 0.426 | 0.43 | 0.434 | 0.439 | 0.445 | 0.452 | 0.459 | 0.467 | 0.476 | 0.486 | 0.496 | NPgN | GSP | NG FES - Falling Short | Total installed renewable engine capacity (MW)
NG FES - Falling Short | Gen_BB004 | MW | NPgN | LACK_6 | Total installed renewable engine capacity (MW) | Lackenby | LACKENBY | 0.285 | 0.396 | 0.396 | 0.397 | 0.398 | 0.398 | 0.399 | 0.399 | 0.399 | 0.399 | 0.398 | 0.397 | 0.396 | 0.395 | 0.395 | 0.395 | 0.394 | 0.395 | 0.395 | 0.396 | 0.396 | 0.398 | 0.399 | 0.4 | 0.402 | 0.404 | 0.406 | 0.409 | 0.411 | 0.414 | NPgN | GSP | NG FES - Falling Short | Total installed renewable engine capacity (MW)
NG FES - Falling Short | Gen_BB004 | MW | NPgN | NORT_1 | Total installed renewable engine capacity (MW) | Norton | NORTON | 0 | 0.879 | 0.884 | 0.888 | 0.894 | 0.899 | 0.904 | 0.909 | 0.905 | 0.902 | 0.894 | 0.89 | 0.883 | 0.877 | 0.873 | 0.871 | 0.87 | 0.87 | 0.873 | 0.878 | 0.885 | 0.894 | 0.904 | 0.917 | 0.931 | 0.946 | 0.963 | 0.981 | 1.001 | 1.021 | NPgN | GSP | NG FES - Falling Short | Total installed renewable engine capacity (MW)
NG FES - Falling Short | Gen_BB004 | MW | NPgN | OFFE_3 | Total installed renewable engine capacity (MW) | Offerton | OFFERTON | 0 | 0.008 | 0.008 | 0.008 | 0.008 | 0.008 | 0.008 | 0.008 | 0.008 | 0.008 | 0.008 | 0.008 | 0.008 | 0.008 | 0.008 | 0.008 | 0.008 | 0.008 | 0.008 | 0.008 | 0.008 | 0.008 | 0.008 | 0.008 | 0.008 | 0.008 | 0.008 | 0.008 | 0.009 | 0.009 | NPgN | GSP | NG FES - Falling Short | Total installed renewable engine capacity (MW)
NG FES - Falling Short | Gen_BB004 | MW | NPgN | OSBA_1 | Total installed renewable engine capacity (MW) | Osbaldwick | OSBALDWICK | 0 | 1.045 | 1.05 | 1.055 | 1.063 | 1.069 | 1.074 | 1.081 | 1.075 | 1.072 | 1.063 | 1.058 | 1.049 | 1.042 | 1.038 | 1.035 | 1.034 | 1.035 | 1.038 | 1.044 | 1.052 | 1.062 | 1.075 | 1.09 | 1.106 | 1.125 | 1.145 | 1.166 | 1.189 | 1.214 | NPgN | GSP | NG FES - Falling Short | Total installed renewable engine capacity (MW)
NG FES - Falling Short | Gen_BB004 | MW | NPgN | POPP_3 | Total installed renewable engine capacity (MW) | Poppleton | POPPLETON | 0 | 0.032 | 0.032 | 0.032 | 0.033 | 0.033 | 0.033 | 0.033 | 0.033 | 0.033 | 0.033 | 0.032 | 0.032 | 0.032 | 0.032 | 0.032 | 0.032 | 0.032 | 0.032 | 0.032 | 0.032 | 0.033 | 0.033 | 0.033 | 0.034 | 0.035 | 0.035 | 0.036 | 0.037 | 0.037 | NPgN | GSP | NG FES - Falling Short | Total installed renewable engine capacity (MW)
NG FES - Falling Short | Gen_BB004 | MW | NPgN | SALH_1 | Total installed renewable engine capacity (MW) | Saltholme | SALTHOLME | 0 | 0.008 | 0.008 | 0.008 | 0.008 | 0.008 | 0.008 | 0.008 | 0.008 | 0.008 | 0.008 | 0.008 | 0.008 | 0.008 | 0.008 | 0.008 | 0.008 | 0.008 | 0.008 | 0.008 | 0.008 | 0.008 | 0.008 | 0.008 | 0.008 | 0.009 | 0.009 | 0.009 | 0.009 | 0.009 | NPgN | GSP | NG FES - Falling Short | Total installed renewable engine capacity (MW)
NG FES - Falling Short | Gen_BB004 | MW | NPgN | SSHI_3 | Total installed renewable engine capacity (MW) | South Shields | SOUTH SHIELDS | 0 | 0 | 0 | 0 | 0 | 0 | 0 | 0 | 0 | 0 | 0 | 0 | 0 | 0 | 0 | 0 | 0 | 0 | 0 | 0 | 0 | 0 | 0 | 0 | 0 | 0 | 0 | 0 | 0 | 0 | NPgN | GSP | NG FES - Falling Short | Total installed renewable engine capacity (MW)
NG FES - Falling Short | Gen_BB004 | MW | NPgN | KIELD01 and SPAD20 | Total installed renewable engine capacity (MW) | 0 | SPADEADAM | 0 | 0.015 | 0.015 | 0.015 | 0.015 | 0.015 | 0.015 | 0.015 | 0.015 | 0.015 | 0.015 | 0.015 | 0.015 | 0.015 | 0.015 | 0.015 | 0.015 | 0.015 | 0.015 | 0.015 | 0.015 | 0.015 | 0.015 | 0.016 | 0.016 | 0.016 | 0.016 | 0.017 | 0.017 | 0.017 | NPgN | GSP | NG FES - Falling Short | Total installed renewable engine capacity (MW)
NG FES - Falling Short | Gen_BB004 | MW | NPgN | SPEN_1 | Total installed renewable engine capacity (MW) | Spennymoor | SPENNYMOOR | 0 | 0.698 | 0.702 | 0.705 | 0.71 | 0.714 | 0.718 | 0.722 | 0.718 | 0.717 | 0.71 | 0.707 | 0.701 | 0.696 | 0.693 | 0.692 | 0.691 | 0.691 | 0.693 | 0.697 | 0.703 | 0.71 | 0.718 | 0.728 | 0.739 | 0.751 | 0.765 | 0.779 | 0.795 | 0.811 | NPgN | GSP | NG FES - Falling Short | Total installed renewable engine capacity (MW)
NG FES - Falling Short | Gen_BB004 | MW | NPgN | STEN_1 | Total installed renewable engine capacity (MW) | Stella North | STELLA NORTH | 0 | 0.048 | 0.049 | 0.049 | 0.049 | 0.049 | 0.05 | 0.05 | 0.05 | 0.05 | 0.049 | 0.049 | 0.049 | 0.048 | 0.048 | 0.048 | 0.048 | 0.048 | 0.048 | 0.048 | 0.049 | 0.049 | 0.05 | 0.05 | 0.051 | 0.052 | 0.053 | 0.054 | 0.055 | 0.056 | NPgN | GSP | NG FES - Falling Short | Total installed renewable engine capacity (MW)
NG FES - Falling Short | Gen_BB004 | MW | NPgN | STES_1 | Total installed renewable engine capacity (MW) | Stella South | STELLA SOUTH | 0 | 0.341 | 0.343 | 0.344 | 0.347 | 0.349 | 0.351 | 0.353 | 0.351 | 0.35 | 0.347 | 0.345 | 0.342 | 0.34 | 0.339 | 0.338 | 0.337 | 0.338 | 0.339 | 0.341 | 0.343 | 0.347 | 0.351 | 0.356 | 0.361 | 0.367 | 0.373 | 0.381 | 0.388 | 0.396 | NPgN | GSP | NG FES - Falling Short | Total installed renewable engine capacity (MW)
NG FES - Falling Short | Gen_BB004 | MW | NPgN | TYNE_1 | Total installed renewable engine capacity (MW) | Tynemouth 1 | TYNEMOUTH | 0 | 0.013 | 0.013 | 0.013 | 0.013 | 0.013 | 0.013 | 0.014 | 0.013 | 0.013 | 0.013 | 0.013 | 0.013 | 0.013 | 0.013 | 0.013 | 0.013 | 0.013 | 0.013 | 0.013 | 0.013 | 0.013 | 0.013 | 0.014 | 0.014 | 0.014 | 0.014 | 0.015 | 0.015 | 0.015 | NPgN | GSP | NG FES - Falling Short | Total installed renewable engine capacity (MW)
NG FES - Falling Short | Gen_BB004 | MW | NPgN | WBOL_6 | Total installed renewable engine capacity (MW) | West Boldon | WEST BOLDON | 0 | 0.041 | 0.041 | 0.041 | 0.042 | 0.042 | 0.042 | 0.042 | 0.042 | 0.042 | 0.042 | 0.041 | 0.041 | 0.041 | 0.041 | 0.04 | 0.04 | 0.04 | 0.041 | 0.041 | 0.041 | 0.041 | 0.042 | 0.043 | 0.043 | 0.044 | 0.045 | 0.046 | 0.046 | 0.047 | NPgN | GSP | NG FES - Falling Short | Total installed renewable engine capacity (MW)
NG FES - Falling Short | Gen_BB004 | MW | NPgN | BRAW_1 | Total installed renewable engine capacity (MW) | Bradford West | BRADFORD WEST | 1.599 | 2.005 | 2.009 | 2.012 | 2.021 | 2.033 | 2.045 | 2.058 | 2.069 | 2.081 | 2.092 | 2.103 | 2.114 | 2.125 | 2.135 | 2.145 | 2.154 | 2.163 | 2.171 | 2.174 | 2.178 | 2.182 | 2.186 | 2.191 | 2.196 | 2.2 | 2.205 | 2.211 | 2.216 | 2.222 | NPgY | GSP | NG FES - Falling Short | Total installed renewable engine capacity (MW)
NG FES - Falling Short | Gen_BB004 | MW | NPgN | CAMB_01 | Total installed renewable engine capacity (MW) | Camblesforth | CAMBLESFORTH | 0 | 0.07 | 0.07 | 0.071 | 0.072 | 0.075 | 0.077 | 0.079 | 0.081 | 0.083 | 0.085 | 0.087 | 0.088 | 0.09 | 0.092 | 0.094 | 0.095 | 0.097 | 0.098 | 0.099 | 0.099 | 0.1 | 0.101 | 0.102 | 0.102 | 0.103 | 0.104 | 0.105 | 0.106 | 0.107 | NPgY | GSP | NG FES - Falling Short | Total installed renewable engine capacity (MW)
NG FES - Falling Short | Gen_BB004 | MW | NPgN | CREB_1 | Total installed renewable engine capacity (MW) | Creyke Beck | CREYKE BECK | 16.257 | 19.209 | 19.235 | 19.261 | 19.321 | 19.412 | 19.502 | 19.591 | 19.675 | 19.76 | 19.839 | 19.922 | 19.999 | 20.083 | 20.153 | 20.222 | 20.29 | 20.359 | 20.413 | 20.439 | 20.467 | 20.496 | 20.527 | 20.559 | 20.593 | 20.628 | 20.665 | 20.703 | 20.744 | 20.786 | NPgY | GSP | NG FES - Falling Short | Total installed renewable engine capacity (MW)
NG FES - Falling Short | Gen_BB004 | MW | NPgN | DRAX_YEDL | Total installed renewable engine capacity (MW) | Drax | DRAX | 6 | 6.355 | 6.358 | 6.361 | 6.368 | 6.379 | 6.39 | 6.401 | 6.411 | 6.421 | 6.43 | 6.44 | 6.45 | 6.46 | 6.468 | 6.476 | 6.485 | 6.493 | 6.499 | 6.502 | 6.506 | 6.509 | 6.513 | 6.517 | 6.521 | 6.525 | 6.53 | 6.534 | 6.539 | 6.544 | NPgY | GSP | NG FES - Falling Short | Total installed renewable engine capacity (MW)
NG FES - Falling Short | Gen_BB004 | MW | NPgN | ELLA_1 | Total installed renewable engine capacity (MW) | Elland | ELLAND | 3.211 | 3.613 | 3.616 | 3.62 | 3.628 | 3.64 | 3.652 | 3.665 | 3.676 | 3.688 | 3.698 | 3.709 | 3.72 | 3.731 | 3.741 | 3.75 | 3.76 | 3.769 | 3.776 | 3.78 | 3.784 | 3.788 | 3.792 | 3.796 | 3.801 | 3.806 | 3.811 | 3.816 | 3.821 | 3.827 | NPgY | GSP | NG FES - Falling Short | Total installed renewable engine capacity (MW)
NG FES - Falling Short | Gen_BB004 | MW | NPgN | FERRA2 | Total installed renewable engine capacity (MW) | Ferrybridge A | FERRYBRIDGE A | 2.827 | 3.408 | 3.413 | 3.418 | 3.43 | 3.448 | 3.465 | 3.483 | 3.5 | 3.516 | 3.532 | 3.548 | 3.563 | 3.58 | 3.594 | 3.607 | 3.621 | 3.634 | 3.645 | 3.65 | 3.655 | 3.661 | 3.667 | 3.673 | 3.68 | 3.687 | 3.694 | 3.702 | 3.71 | 3.718 | NPgY | GSP | NG FES - Falling Short | Total installed renewable engine capacity (MW)
NG FES - Falling Short | Gen_BB004 | MW | NPgN | FERRB9 | Total installed renewable engine capacity (MW) | Ferrybridge B (_M) | FERRYBRIDGE B | 28.719 | 30.208 | 30.221 | 30.234 | 30.264 | 30.31 | 30.355 | 30.4 | 30.443 | 30.486 | 30.526 | 30.567 | 30.606 | 30.649 | 30.684 | 30.719 | 30.753 | 30.787 | 30.815 | 30.828 | 30.842 | 30.857 | 30.872 | 30.888 | 30.905 | 30.923 | 30.942 | 30.961 | 30.982 | 31.003 | NPgY | GSP | NG FES - Falling Short | Total installed renewable engine capacity (MW)
NG FES - Falling Short | Gen_BB004 | MW | NPgN | GRIW_1 | Total installed renewable engine capacity (MW) | Grimsby West | GRIMSBY WEST | 4 | 4.956 | 4.964 | 4.972 | 4.992 | 5.022 | 5.05 | 5.08 | 5.107 | 5.134 | 5.16 | 5.186 | 5.212 | 5.239 | 5.261 | 5.284 | 5.306 | 5.328 | 5.345 | 5.354 | 5.363 | 5.372 | 5.382 | 5.393 | 5.404 | 5.415 | 5.427 | 5.439 | 5.453 | 5.466 | NPgY | GSP | NG FES - Falling Short | Total installed renewable engine capacity (MW)
NG FES - Falling Short | Gen_BB004 | MW | NPgN | JORD_3 | Total installed renewable engine capacity (MW) | Jordanthorpe | JORDANTHORPE | 0 | 0.045 | 0.046 | 0.046 | 0.047 | 0.048 | 0.05 | 0.051 | 0.052 | 0.054 | 0.055 | 0.056 | 0.057 | 0.059 | 0.06 | 0.061 | 0.062 | 0.063 | 0.064 | 0.064 | 0.064 | 0.065 | 0.065 | 0.066 | 0.066 | 0.067 | 0.067 | 0.068 | 0.069 | 0.069 | NPgY | GSP | NG FES - Falling Short | Total installed renewable engine capacity (MW)
NG FES - Falling Short | Gen_BB004 | MW | NPgN | KEAD_YEDL | Total installed renewable engine capacity (MW) | Keadby | KEADBY | 12.681 | 17.603 | 17.647 | 17.689 | 17.79 | 17.942 | 18.091 | 18.241 | 18.38 | 18.522 | 18.654 | 18.792 | 18.921 | 19.061 | 19.177 | 19.293 | 19.405 | 19.52 | 19.611 | 19.655 | 19.701 | 19.749 | 19.8 | 19.854 | 19.91 | 19.969 | 20.031 | 20.095 | 20.163 | 20.233 | NPgY | GSP | NG FES - Falling Short | Total installed renewable engine capacity (MW)
NG FES - Falling Short | Gen_BB004 | MW | NPgN | KIRKB1 | Total installed renewable engine capacity (MW) | Kirkstall B | KIRKSTALL B | 0 | 0.168 | 0.169 | 0.171 | 0.174 | 0.179 | 0.184 | 0.189 | 0.194 | 0.199 | 0.203 | 0.208 | 0.213 | 0.217 | 0.221 | 0.225 | 0.229 | 0.233 | 0.236 | 0.238 | 0.239 | 0.241 | 0.242 | 0.244 | 0.246 | 0.248 | 0.25 | 0.253 | 0.255 | 0.257 | NPgY | GSP | NG FES - Falling Short | Total installed renewable engine capacity (MW)
NG FES - Falling Short | Gen_BB004 | MW | NPgN | NEEP_3 | Total installed renewable engine capacity (MW) | Neepsend | NEEPSEND | 2.5 | 2.516 | 2.516 | 2.516 | 2.517 | 2.517 | 2.518 | 2.518 | 2.519 | 2.519 | 2.519 | 2.52 | 2.52 | 2.521 | 2.521 | 2.521 | 2.522 | 2.522 | 2.522 | 2.523 | 2.523 | 2.523 | 2.523 | 2.523 | 2.523 | 2.524 | 2.524 | 2.524 | 2.524 | 2.524 | NPgY | GSP | NG FES - Falling Short | Total installed renewable engine capacity (MW)
NG FES - Falling Short | Gen_BB004 | MW | NPgN | NORL_3 | Total installed renewable engine capacity (MW) | Norton Lees | NORTON LEES | 0 | 0 | 0 | 0 | 0 | 0 | 0 | 0 | 0 | 0 | 0 | 0 | 0 | 0 | 0 | 0 | 0 | 0 | 0 | 0 | 0 | 0 | 0 | 0 | 0 | 0 | 0 | 0 | 0 | 0 | NPgY | GSP | NG FES - Falling Short | Total installed renewable engine capacity (MW)
NG FES - Falling Short | Gen_BB004 | MW | NPgN | PITS_BB_B | Total installed renewable engine capacity (MW) | Pitsmoor | PITSMOOR 3/4 | 0 | 0 | 0 | 0 | 0 | 0 | 0 | 0 | 0 | 0 | 0 | 0 | 0 | 0 | 0 | 0 | 0 | 0 | 0 | 0 | 0 | 0 | 0 | 0 | 0 | 0 | 0 | 0 | 0 | 0 | NPgY | GSP | NG FES - Falling Short | Total installed renewable engine capacity (MW)
NG FES - Falling Short | Gen_BB004 | MW | NPgN | SALT_1 | Total installed renewable engine capacity (MW) | Saltend North | SALTEND NORTH | 0 | 0.002 | 0.002 | 0.002 | 0.002 | 0.002 | 0.002 | 0.002 | 0.002 | 0.002 | 0.002 | 0.002 | 0.002 | 0.002 | 0.002 | 0.002 | 0.003 | 0.003 | 0.003 | 0.003 | 0.003 | 0.003 | 0.003 | 0.003 | 0.003 | 0.003 | 0.003 | 0.003 | 0.003 | 0.003 | NPgY | GSP | NG FES - Falling Short | Total installed renewable engine capacity (MW)
NG FES - Falling Short | Gen_BB004 | MW | NPgN | SHEC_3 | Total installed renewable engine capacity (MW) | Sheffield City | SHEFFIELD CITY | 0 | 0.003 | 0.003 | 0.003 | 0.003 | 0.003 | 0.004 | 0.004 | 0.004 | 0.004 | 0.004 | 0.004 | 0.004 | 0.004 | 0.004 | 0.004 | 0.004 | 0.004 | 0.005 | 0.005 | 0.005 | 0.005 | 0.005 | 0.005 | 0.005 | 0.005 | 0.005 | 0.005 | 0.005 | 0.005 | NPgY | GSP | NG FES - Falling Short | Total installed renewable engine capacity (MW)
NG FES - Falling Short | Gen_BB004 | MW | NPgN | SKLGB1 | Total installed renewable engine capacity (MW) | Skelton Grange | SKELTON GRANGE | 10.765 | 11.201 | 11.204 | 11.208 | 11.217 | 11.231 | 11.244 | 11.257 | 11.269 | 11.282 | 11.293 | 11.306 | 11.317 | 11.329 | 11.34 | 11.35 | 11.36 | 11.37 | 11.378 | 11.382 | 11.386 | 11.39 | 11.395 | 11.4 | 11.404 | 11.41 | 11.415 | 11.421 | 11.427 | 11.433 | NPgY | GSP | NG FES - Falling Short | Total installed renewable engine capacity (MW)
NG FES - Falling Short | Gen_BB004 | MW | NPgN | TEMP_3 | Total installed renewable engine capacity (MW) | Templeborough | TEMPLEBOROUGH 275/33KV | 0 | 0.012 | 0.012 | 0.012 | 0.012 | 0.013 | 0.013 | 0.013 | 0.014 | 0.014 | 0.014 | 0.015 | 0.015 | 0.015 | 0.016 | 0.016 | 0.016 | 0.017 | 0.017 | 0.017 | 0.017 | 0.017 | 0.017 | 0.017 | 0.018 | 0.018 | 0.018 | 0.018 | 0.018 | 0.018 | NPgY | GSP | NG FES - Falling Short | Total installed renewable engine capacity (MW)
NG FES - Falling Short | Gen_BB004 | MW | NPgN | THUR_6 | Total installed renewable engine capacity (MW) | Thurcroft | THURCROFT | 16.217 | 17.459 | 17.47 | 17.481 | 17.506 | 17.545 | 17.582 | 17.62 | 17.655 | 17.691 | 17.724 | 17.759 | 17.792 | 17.827 | 17.856 | 17.885 | 17.914 | 17.943 | 17.966 | 17.977 | 17.988 | 18 | 18.013 | 18.027 | 18.041 | 18.056 | 18.071 | 18.088 | 18.105 | 18.122 | NPgY | GSP | NG FES - Falling Short | Total installed renewable engine capacity (MW)
NG FES - Falling Short | Gen_BB004 | MW | NPgN | WMEL_THOM | Total installed renewable engine capacity (MW) | Thorpe Marsh | WEST MELTON / THORPE MARSH | 64.009 | 65.142 | 65.152 | 65.162 | 65.185 | 65.22 | 65.254 | 65.289 | 65.321 | 65.354 | 65.384 | 65.416 | 65.445 | 65.478 | 65.504 | 65.531 | 65.557 | 65.583 | 65.604 | 65.614 | 65.625 | 65.636 | 65.648 | 65.66 | 65.673 | 65.687 | 65.701 | 65.716 | 65.731 | 65.747 | NPgY | GSP | NG FES - Falling Short | Total installed renewable engine capacity (MW)
NG FES - Falling Short | Gen_BB004 | MW | NPgN | WMEL_BB3 | Total installed renewable engine capacity (MW) | West Melton | WEST MELTON SECTION 3 | 26.6 | 27.813 | 27.823 | 27.834 | 27.859 | 27.896 | 27.933 | 27.97 | 28.004 | 28.039 | 28.072 | 28.105 | 28.137 | 28.172 | 28.2 | 28.229 | 28.257 | 28.285 | 28.307 | 28.318 | 28.329 | 28.341 | 28.354 | 28.367 | 28.381 | 28.396 | 28.411 | 28.427 | 28.443 | 28.46 | NPgY | GSP | NG FES - Falling Short | Total installed renewable engine capacity (MW)
NG FES - Falling Short | Gen_BB004 | MW | NPgN | WIBA_3 | Total installed renewable engine capacity (MW) | Wincobank | WINCOBANK | 0.475 | 0.517 | 0.518 | 0.518 | 0.519 | 0.52 | 0.521 | 0.523 | 0.524 | 0.525 | 0.526 | 0.527 | 0.529 | 0.53 | 0.531 | 0.532 | 0.533 | 0.534 | 0.535 | 0.535 | 0.535 | 0.536 | 0.536 | 0.537 | 0.537 | 0.538 | 0.538 | 0.539 | 0.539 | 0.54 | NPgY | GSP | NG FES - Falling Short | Total installed renewable engine capacity (MW)
NG FES - Leading the Way | Gen_BB004 | MW | NPgN | BLYTB1 | Total installed renewable engine capacity (MW) | Blyth 66kV | BLYTH 66kV | 0 | 0.22 | 0.231 | 0.24 | 0.25 | 0.26 | 0.269 | 0.278 | 0.288 | 0.295 | 0.303 | 0.311 | 0.32 | 0.33 | 0.34 | 0.348 | 0.356 | 0.365 | 0.373 | 0.38 | 0.388 | 0.396 | 0.404 | 0.412 | 0.421 | 0.43 | 0.439 | 0.448 | 0.458 | 0.469 | NPgN | GSP | NG FES - Leading the Way | Total installed renewable engine capacity (MW)
NG FES - Leading the Way | Gen_BB004 | MW | NPgN | BLYTH132 | Total installed renewable engine capacity (MW) | Blyth 132kV | BLYTH 132kV | 0 | 0.39 | 0.408 | 0.424 | 0.442 | 0.459 | 0.476 | 0.492 | 0.509 | 0.522 | 0.535 | 0.55 | 0.566 | 0.583 | 0.6 | 0.615 | 0.63 | 0.645 | 0.66 | 0.672 | 0.687 | 0.701 | 0.715 | 0.729 | 0.744 | 0.76 | 0.776 | 0.792 | 0.81 | 0.829 | NPgN | GSP | NG FES - Leading the Way | Total installed renewable engine capacity (MW)
NG FES - Leading the Way | Gen_BB004 | MW | NPgN | FOUR_1 | Total installed renewable engine capacity (MW) | Fourstones | FOURSTONES | 0 | 0.02 | 0.021 | 0.022 | 0.023 | 0.024 | 0.025 | 0.025 | 0.026 | 0.027 | 0.028 | 0.028 | 0.029 | 0.03 | 0.031 | 0.032 | 0.033 | 0.033 | 0.034 | 0.035 | 0.036 | 0.036 | 0.037 | 0.038 | 0.038 | 0.039 | 0.04 | 0.041 | 0.042 | 0.043 | NPgN | GSP | NG FES - Leading the Way | Total installed renewable engine capacity (MW)
NG FES - Leading the Way | Gen_BB004 | MW | NPgN | HARM_6 | Total installed renewable engine capacity (MW) | Hart Moor | HARTMOOR | 0 | 0.109 | 0.114 | 0.119 | 0.123 | 0.128 | 0.133 | 0.138 | 0.142 | 0.146 | 0.15 | 0.154 | 0.158 | 0.163 | 0.168 | 0.172 | 0.176 | 0.18 | 0.184 | 0.188 | 0.192 | 0.196 | 0.2 | 0.204 | 0.208 | 0.212 | 0.217 | 0.222 | 0.226 | 0.232 | NPgN | GSP | NG FES - Leading the Way | Total installed renewable engine capacity (MW)
NG FES - Leading the Way | Gen_BB004 | MW | NPgN | HAWP_6 | Total installed renewable engine capacity (MW) | Hawthorn Pit | HAWTHORN PIT GRID | 0 | 0.114 | 0.119 | 0.124 | 0.129 | 0.134 | 0.139 | 0.144 | 0.149 | 0.152 | 0.156 | 0.161 | 0.165 | 0.17 | 0.175 | 0.18 | 0.184 | 0.188 | 0.193 | 0.196 | 0.201 | 0.205 | 0.209 | 0.213 | 0.217 | 0.222 | 0.227 | 0.231 | 0.237 | 0.242 | NPgN | GSP | NG FES - Leading the Way | Total installed renewable engine capacity (MW)
NG FES - Leading the Way | Gen_BB004 | MW | NPgN | KNARE_111 | Total installed renewable engine capacity (MW) | Knaresborough | KNARESBOROUGH | 0 | 0.453 | 0.474 | 0.493 | 0.514 | 0.534 | 0.553 | 0.572 | 0.592 | 0.607 | 0.622 | 0.64 | 0.658 | 0.678 | 0.698 | 0.715 | 0.732 | 0.75 | 0.767 | 0.782 | 0.798 | 0.815 | 0.831 | 0.848 | 0.865 | 0.883 | 0.902 | 0.921 | 0.942 | 0.964 | NPgN | GSP | NG FES - Leading the Way | Total installed renewable engine capacity (MW)
NG FES - Leading the Way | Gen_BB004 | MW | NPgN | LACK_6 | Total installed renewable engine capacity (MW) | Lackenby | LACKENBY | 0.285 | 0.402 | 0.408 | 0.413 | 0.418 | 0.424 | 0.428 | 0.433 | 0.438 | 0.442 | 0.446 | 0.451 | 0.456 | 0.461 | 0.466 | 0.47 | 0.475 | 0.479 | 0.484 | 0.488 | 0.492 | 0.496 | 0.501 | 0.505 | 0.509 | 0.514 | 0.519 | 0.524 | 0.529 | 0.535 | NPgN | GSP | NG FES - Leading the Way | Total installed renewable engine capacity (MW)
NG FES - Leading the Way | Gen_BB004 | MW | NPgN | NORT_1 | Total installed renewable engine capacity (MW) | Norton | NORTON | 0 | 0.933 | 0.976 | 1.016 | 1.058 | 1.1 | 1.139 | 1.179 | 1.219 | 1.25 | 1.282 | 1.318 | 1.356 | 1.396 | 1.438 | 1.472 | 1.509 | 1.545 | 1.58 | 1.611 | 1.645 | 1.678 | 1.712 | 1.747 | 1.783 | 1.82 | 1.857 | 1.898 | 1.941 | 1.986 | NPgN | GSP | NG FES - Leading the Way | Total installed renewable engine capacity (MW)
NG FES - Leading the Way | Gen_BB004 | MW | NPgN | OFFE_3 | Total installed renewable engine capacity (MW) | Offerton | OFFERTON | 0 | 0.008 | 0.008 | 0.009 | 0.009 | 0.01 | 0.01 | 0.01 | 0.011 | 0.011 | 0.011 | 0.011 | 0.012 | 0.012 | 0.012 | 0.013 | 0.013 | 0.013 | 0.014 | 0.014 | 0.014 | 0.015 | 0.015 | 0.015 | 0.015 | 0.016 | 0.016 | 0.016 | 0.017 | 0.017 | NPgN | GSP | NG FES - Leading the Way | Total installed renewable engine capacity (MW)
NG FES - Leading the Way | Gen_BB004 | MW | NPgN | OSBA_1 | Total installed renewable engine capacity (MW) | Osbaldwick | OSBALDWICK | 0 | 1.109 | 1.16 | 1.208 | 1.258 | 1.308 | 1.354 | 1.401 | 1.449 | 1.486 | 1.524 | 1.566 | 1.611 | 1.659 | 1.709 | 1.75 | 1.793 | 1.836 | 1.877 | 1.914 | 1.955 | 1.995 | 2.035 | 2.076 | 2.119 | 2.163 | 2.208 | 2.256 | 2.306 | 2.36 | NPgN | GSP | NG FES - Leading the Way | Total installed renewable engine capacity (MW)
NG FES - Leading the Way | Gen_BB004 | MW | NPgN | POPP_3 | Total installed renewable engine capacity (MW) | Poppleton | POPPLETON | 0 | 0.034 | 0.036 | 0.037 | 0.039 | 0.04 | 0.042 | 0.043 | 0.044 | 0.046 | 0.047 | 0.048 | 0.049 | 0.051 | 0.052 | 0.054 | 0.055 | 0.056 | 0.058 | 0.059 | 0.06 | 0.061 | 0.062 | 0.064 | 0.065 | 0.066 | 0.068 | 0.069 | 0.071 | 0.072 | NPgN | GSP | NG FES - Leading the Way | Total installed renewable engine capacity (MW)
NG FES - Leading the Way | Gen_BB004 | MW | NPgN | SALH_1 | Total installed renewable engine capacity (MW) | Saltholme | SALTHOLME | 0 | 0.008 | 0.009 | 0.009 | 0.01 | 0.01 | 0.01 | 0.011 | 0.011 | 0.011 | 0.012 | 0.012 | 0.012 | 0.013 | 0.013 | 0.013 | 0.014 | 0.014 | 0.014 | 0.015 | 0.015 | 0.015 | 0.016 | 0.016 | 0.016 | 0.017 | 0.017 | 0.017 | 0.018 | 0.018 | NPgN | GSP | NG FES - Leading the Way | Total installed renewable engine capacity (MW)
NG FES - Leading the Way | Gen_BB004 | MW | NPgN | SSHI_3 | Total installed renewable engine capacity (MW) | South Shields | SOUTH SHIELDS | 0 | 0 | 0 | 0 | 0 | 0 | 0 | 0 | 0 | 0 | 0 | 0 | 0 | 0 | 0 | 0 | 0 | 0 | 0 | 0 | 0 | 0 | 0 | 0 | 0 | 0 | 0 | 0 | 0 | 0 | NPgN | GSP | NG FES - Leading the Way | Total installed renewable engine capacity (MW)
NG FES - Leading the Way | Gen_BB004 | MW | NPgN | KIELD01 and SPAD20 | Total installed renewable engine capacity (MW) | 0 | SPADEADAM | 0 | 0.016 | 0.017 | 0.017 | 0.018 | 0.019 | 0.019 | 0.02 | 0.021 | 0.021 | 0.022 | 0.022 | 0.023 | 0.024 | 0.024 | 0.025 | 0.026 | 0.026 | 0.027 | 0.027 | 0.028 | 0.028 | 0.029 | 0.03 | 0.03 | 0.031 | 0.031 | 0.032 | 0.033 | 0.034 | NPgN | GSP | NG FES - Leading the Way | Total installed renewable engine capacity (MW)
NG FES - Leading the Way | Gen_BB004 | MW | NPgN | SPEN_1 | Total installed renewable engine capacity (MW) | Spennymoor | SPENNYMOOR | 0 | 0.741 | 0.775 | 0.807 | 0.84 | 0.874 | 0.905 | 0.936 | 0.968 | 0.993 | 1.018 | 1.046 | 1.077 | 1.108 | 1.142 | 1.169 | 1.198 | 1.227 | 1.254 | 1.279 | 1.306 | 1.333 | 1.359 | 1.387 | 1.416 | 1.445 | 1.475 | 1.507 | 1.541 | 1.577 | NPgN | GSP | NG FES - Leading the Way | Total installed renewable engine capacity (MW)
NG FES - Leading the Way | Gen_BB004 | MW | NPgN | STEN_1 | Total installed renewable engine capacity (MW) | Stella North | STELLA NORTH | 0 | 0.051 | 0.054 | 0.056 | 0.058 | 0.06 | 0.063 | 0.065 | 0.067 | 0.069 | 0.07 | 0.072 | 0.075 | 0.077 | 0.079 | 0.081 | 0.083 | 0.085 | 0.087 | 0.089 | 0.09 | 0.092 | 0.094 | 0.096 | 0.098 | 0.1 | 0.102 | 0.104 | 0.107 | 0.109 | NPgN | GSP | NG FES - Leading the Way | Total installed renewable engine capacity (MW)
NG FES - Leading the Way | Gen_BB004 | MW | NPgN | STES_1 | Total installed renewable engine capacity (MW) | Stella South | STELLA SOUTH | 0 | 0.362 | 0.379 | 0.394 | 0.41 | 0.427 | 0.442 | 0.457 | 0.473 | 0.485 | 0.497 | 0.511 | 0.526 | 0.541 | 0.558 | 0.571 | 0.585 | 0.599 | 0.613 | 0.625 | 0.638 | 0.651 | 0.664 | 0.677 | 0.691 | 0.706 | 0.72 | 0.736 | 0.753 | 0.77 | NPgN | GSP | NG FES - Leading the Way | Total installed renewable engine capacity (MW)
NG FES - Leading the Way | Gen_BB004 | MW | NPgN | TYNE_1 | Total installed renewable engine capacity (MW) | Tynemouth 1 | TYNEMOUTH | 0 | 0.014 | 0.015 | 0.015 | 0.016 | 0.016 | 0.017 | 0.018 | 0.018 | 0.019 | 0.019 | 0.02 | 0.02 | 0.021 | 0.021 | 0.022 | 0.022 | 0.023 | 0.024 | 0.024 | 0.025 | 0.025 | 0.026 | 0.026 | 0.027 | 0.027 | 0.028 | 0.028 | 0.029 | 0.03 | NPgN | GSP | NG FES - Leading the Way | Total installed renewable engine capacity (MW)
NG FES - Leading the Way | Gen_BB004 | MW | NPgN | WBOL_6 | Total installed renewable engine capacity (MW) | West Boldon | WEST BOLDON | 0 | 0.043 | 0.045 | 0.047 | 0.049 | 0.051 | 0.053 | 0.055 | 0.057 | 0.058 | 0.06 | 0.061 | 0.063 | 0.065 | 0.067 | 0.068 | 0.07 | 0.072 | 0.073 | 0.075 | 0.076 | 0.078 | 0.079 | 0.081 | 0.083 | 0.084 | 0.086 | 0.088 | 0.09 | 0.092 | NPgN | GSP | NG FES - Leading the Way | Total installed renewable engine capacity (MW)
NG FES - Leading the Way | Gen_BB004 | MW | NPgN | BRAW_1 | Total installed renewable engine capacity (MW) | Bradford West | BRADFORD WEST | 1.599 | 2.081 | 2.082 | 2.095 | 2.151 | 2.23 | 2.309 | 2.389 | 2.469 | 2.549 | 2.631 | 2.713 | 2.797 | 2.879 | 2.948 | 3.015 | 3.074 | 3.131 | 3.178 | 3.213 | 3.249 | 3.263 | 3.276 | 3.29 | 3.304 | 3.318 | 3.331 | 3.345 | 3.36 | 3.375 | NPgY | GSP | NG FES - Leading the Way | Total installed renewable engine capacity (MW)
NG FES - Leading the Way | Gen_BB004 | MW | NPgN | CAMB_01 | Total installed renewable engine capacity (MW) | Camblesforth | CAMBLESFORTH | 0 | 0.083 | 0.083 | 0.085 | 0.095 | 0.108 | 0.122 | 0.136 | 0.149 | 0.163 | 0.177 | 0.191 | 0.206 | 0.22 | 0.232 | 0.243 | 0.253 | 0.263 | 0.271 | 0.277 | 0.283 | 0.286 | 0.288 | 0.29 | 0.293 | 0.295 | 0.297 | 0.3 | 0.302 | 0.305 | NPgY | GSP | NG FES - Leading the Way | Total installed renewable engine capacity (MW)
NG FES - Leading the Way | Gen_BB004 | MW | NPgN | CREB_1 | Total installed renewable engine capacity (MW) | Creyke Beck | CREYKE BECK | 16.257 | 19.759 | 19.765 | 19.859 | 20.273 | 20.846 | 21.418 | 21.995 | 22.578 | 23.163 | 23.755 | 24.356 | 24.966 | 25.561 | 26.058 | 26.545 | 26.974 | 27.391 | 27.729 | 27.985 | 28.245 | 28.349 | 28.445 | 28.544 | 28.644 | 28.746 | 28.843 | 28.944 | 29.05 | 29.16 | NPgY | GSP | NG FES - Leading the Way | Total installed renewable engine capacity (MW)
NG FES - Leading the Way | Gen_BB004 | MW | NPgN | DRAX_YEDL | Total installed renewable engine capacity (MW) | Drax | DRAX | 6 | 6.421 | 6.422 | 6.433 | 6.482 | 6.551 | 6.62 | 6.689 | 6.759 | 6.83 | 6.901 | 6.973 | 7.046 | 7.118 | 7.177 | 7.236 | 7.287 | 7.337 | 7.378 | 7.409 | 7.44 | 7.452 | 7.464 | 7.476 | 7.488 | 7.5 | 7.512 | 7.524 | 7.537 | 7.55 | NPgY | GSP | NG FES - Leading the Way | Total installed renewable engine capacity (MW)
NG FES - Leading the Way | Gen_BB004 | MW | NPgN | ELLA_1 | Total installed renewable engine capacity (MW) | Elland | ELLAND | 3.211 | 3.687 | 3.688 | 3.701 | 3.757 | 3.835 | 3.913 | 3.992 | 4.071 | 4.15 | 4.231 | 4.313 | 4.396 | 4.477 | 4.544 | 4.611 | 4.669 | 4.726 | 4.772 | 4.806 | 4.842 | 4.856 | 4.869 | 4.882 | 4.896 | 4.91 | 4.923 | 4.937 | 4.951 | 4.966 | NPgY | GSP | NG FES - Leading the Way | Total installed renewable engine capacity (MW)
NG FES - Leading the Way | Gen_BB004 | MW | NPgN | FERRA2 | Total installed renewable engine capacity (MW) | Ferrybridge A | FERRYBRIDGE A | 2.827 | 3.516 | 3.517 | 3.536 | 3.617 | 3.73 | 3.843 | 3.956 | 4.071 | 4.186 | 4.302 | 4.421 | 4.54 | 4.658 | 4.755 | 4.851 | 4.936 | 5.018 | 5.084 | 5.135 | 5.186 | 5.206 | 5.225 | 5.244 | 5.264 | 5.284 | 5.303 | 5.323 | 5.344 | 5.366 | NPgY | GSP | NG FES - Leading the Way | Total installed renewable engine capacity (MW)
NG FES - Leading the Way | Gen_BB004 | MW | NPgN | FERRB9 | Total installed renewable engine capacity (MW) | Ferrybridge B (_M) | FERRYBRIDGE B | 28.719 | 30.485 | 30.488 | 30.536 | 30.744 | 31.033 | 31.322 | 31.613 | 31.907 | 32.202 | 32.5 | 32.803 | 33.11 | 33.41 | 33.661 | 33.907 | 34.123 | 34.333 | 34.504 | 34.633 | 34.764 | 34.816 | 34.865 | 34.915 | 34.965 | 35.017 | 35.066 | 35.117 | 35.17 | 35.225 | NPgY | GSP | NG FES - Leading the Way | Total installed renewable engine capacity (MW)
NG FES - Leading the Way | Gen_BB004 | MW | NPgN | GRIW_1 | Total installed renewable engine capacity (MW) | Grimsby West | GRIMSBY WEST | 4 | 5.134 | 5.136 | 5.166 | 5.3 | 5.486 | 5.671 | 5.858 | 6.046 | 6.236 | 6.427 | 6.622 | 6.819 | 7.012 | 7.173 | 7.33 | 7.469 | 7.604 | 7.713 | 7.796 | 7.88 | 7.914 | 7.945 | 7.977 | 8.01 | 8.043 | 8.074 | 8.107 | 8.141 | 8.177 | NPgY | GSP | NG FES - Leading the Way | Total installed renewable engine capacity (MW)
NG FES - Leading the Way | Gen_BB004 | MW | NPgN | JORD_3 | Total installed renewable engine capacity (MW) | Jordanthorpe | JORDANTHORPE | 0 | 0.054 | 0.054 | 0.055 | 0.061 | 0.07 | 0.079 | 0.088 | 0.097 | 0.106 | 0.115 | 0.124 | 0.133 | 0.142 | 0.15 | 0.158 | 0.164 | 0.17 | 0.176 | 0.18 | 0.184 | 0.185 | 0.187 | 0.188 | 0.19 | 0.191 | 0.193 | 0.194 | 0.196 | 0.198 | NPgY | GSP | NG FES - Leading the Way | Total installed renewable engine capacity (MW)
NG FES - Leading the Way | Gen_BB004 | MW | NPgN | KEAD_YEDL | Total installed renewable engine capacity (MW) | Keadby | KEADBY | 12.681 | 18.52 | 18.531 | 18.688 | 19.377 | 20.333 | 21.288 | 22.25 | 23.222 | 24.198 | 25.185 | 26.187 | 27.204 | 28.196 | 29.025 | 29.837 | 30.552 | 31.248 | 31.812 | 32.239 | 32.673 | 32.846 | 33.007 | 33.171 | 33.338 | 33.508 | 33.67 | 33.839 | 34.015 | 34.198 | NPgY | GSP | NG FES - Leading the Way | Total installed renewable engine capacity (MW)
NG FES - Leading the Way | Gen_BB004 | MW | NPgN | KIRKB1 | Total installed renewable engine capacity (MW) | Kirkstall B | KIRKSTALL B | 0 | 0.199 | 0.199 | 0.205 | 0.228 | 0.261 | 0.293 | 0.326 | 0.359 | 0.392 | 0.426 | 0.46 | 0.495 | 0.528 | 0.557 | 0.584 | 0.609 | 0.632 | 0.652 | 0.666 | 0.681 | 0.687 | 0.692 | 0.698 | 0.703 | 0.709 | 0.715 | 0.721 | 0.727 | 0.733 | NPgY | GSP | NG FES - Leading the Way | Total installed renewable engine capacity (MW)
NG FES - Leading the Way | Gen_BB004 | MW | NPgN | NEEP_3 | Total installed renewable engine capacity (MW) | Neepsend | NEEPSEND | 2.5 | 2.519 | 2.519 | 2.519 | 2.522 | 2.525 | 2.528 | 2.531 | 2.534 | 2.537 | 2.54 | 2.543 | 2.547 | 2.55 | 2.552 | 2.555 | 2.557 | 2.559 | 2.561 | 2.563 | 2.564 | 2.564 | 2.565 | 2.565 | 2.566 | 2.567 | 2.567 | 2.568 | 2.568 | 2.569 | NPgY | GSP | NG FES - Leading the Way | Total installed renewable engine capacity (MW)
NG FES - Leading the Way | Gen_BB004 | MW | NPgN | NORL_3 | Total installed renewable engine capacity (MW) | Norton Lees | NORTON LEES | 0 | 0 | 0 | 0 | 0 | 0 | 0 | 0 | 0 | 0 | 0 | 0 | 0 | 0 | 0 | 0 | 0 | 0 | 0 | 0 | 0 | 0 | 0 | 0 | 0 | 0 | 0 | 0 | 0 | 0 | NPgY | GSP | NG FES - Leading the Way | Total installed renewable engine capacity (MW)
NG FES - Leading the Way | Gen_BB004 | MW | NPgN | PITS_BB_B | Total installed renewable engine capacity (MW) | Pitsmoor | PITSMOOR 3/4 | 0 | 0 | 0 | 0 | 0 | 0 | 0 | 0 | 0 | 0 | 0 | 0 | 0 | 0 | 0 | 0 | 0.001 | 0.001 | 0.001 | 0.001 | 0.001 | 0.001 | 0.001 | 0.001 | 0.001 | 0.001 | 0.001 | 0.001 | 0.001 | 0.001 | NPgY | GSP | NG FES - Leading the Way | Total installed renewable engine capacity (MW)
NG FES - Leading the Way | Gen_BB004 | MW | NPgN | SALT_1 | Total installed renewable engine capacity (MW) | Saltend North | SALTEND NORTH | 0 | 0.002 | 0.002 | 0.002 | 0.002 | 0.003 | 0.003 | 0.004 | 0.004 | 0.004 | 0.005 | 0.005 | 0.005 | 0.006 | 0.006 | 0.006 | 0.007 | 0.007 | 0.007 | 0.007 | 0.007 | 0.008 | 0.008 | 0.008 | 0.008 | 0.008 | 0.008 | 0.008 | 0.008 | 0.008 | NPgY | GSP | NG FES - Leading the Way | Total installed renewable engine capacity (MW)
NG FES - Leading the Way | Gen_BB004 | MW | NPgN | SHEC_3 | Total installed renewable engine capacity (MW) | Sheffield City | SHEFFIELD CITY | 0 | 0.004 | 0.004 | 0.004 | 0.004 | 0.005 | 0.006 | 0.006 | 0.007 | 0.008 | 0.008 | 0.009 | 0.01 | 0.01 | 0.011 | 0.011 | 0.012 | 0.012 | 0.013 | 0.013 | 0.013 | 0.013 | 0.013 | 0.013 | 0.014 | 0.014 | 0.014 | 0.014 | 0.014 | 0.014 | NPgY | GSP | NG FES - Leading the Way | Total installed renewable engine capacity (MW)
NG FES - Leading the Way | Gen_BB004 | MW | NPgN | SKLGB1 | Total installed renewable engine capacity (MW) | Skelton Grange | SKELTON GRANGE | 10.765 | 11.282 | 11.283 | 11.296 | 11.357 | 11.442 | 11.526 | 11.611 | 11.697 | 11.783 | 11.871 | 11.959 | 12.049 | 12.137 | 12.21 | 12.282 | 12.345 | 12.407 | 12.457 | 12.494 | 12.533 | 12.548 | 12.562 | 12.577 | 12.591 | 12.606 | 12.621 | 12.636 | 12.651 | 12.668 | NPgY | GSP | NG FES - Leading the Way | Total installed renewable engine capacity (MW)
NG FES - Leading the Way | Gen_BB004 | MW | NPgN | TEMP_3 | Total installed renewable engine capacity (MW) | Templeborough | TEMPLEBOROUGH 275/33KV | 0 | 0.014 | 0.014 | 0.015 | 0.016 | 0.019 | 0.021 | 0.023 | 0.026 | 0.028 | 0.03 | 0.033 | 0.035 | 0.038 | 0.04 | 0.042 | 0.043 | 0.045 | 0.046 | 0.047 | 0.048 | 0.049 | 0.049 | 0.05 | 0.05 | 0.05 | 0.051 | 0.051 | 0.052 | 0.052 | NPgY | GSP | NG FES - Leading the Way | Total installed renewable engine capacity (MW)
NG FES - Leading the Way | Gen_BB004 | MW | NPgN | THUR_6 | Total installed renewable engine capacity (MW) | Thurcroft | THURCROFT | 16.217 | 17.69 | 17.693 | 17.733 | 17.907 | 18.148 | 18.389 | 18.631 | 18.876 | 19.123 | 19.371 | 19.624 | 19.881 | 20.131 | 20.34 | 20.545 | 20.725 | 20.901 | 21.043 | 21.151 | 21.26 | 21.304 | 21.344 | 21.386 | 21.428 | 21.471 | 21.512 | 21.554 | 21.599 | 21.645 | NPgY | GSP | NG FES - Leading the Way | Total installed renewable engine capacity (MW)
NG FES - Leading the Way | Gen_BB004 | MW | NPgN | WMEL_THOM | Total installed renewable engine capacity (MW) | Thorpe Marsh | WEST MELTON / THORPE MARSH | 64.009 | 65.353 | 65.355 | 65.392 | 65.55 | 65.77 | 65.99 | 66.212 | 66.435 | 66.66 | 66.887 | 67.118 | 67.352 | 67.58 | 67.771 | 67.958 | 68.122 | 68.282 | 68.412 | 68.511 | 68.61 | 68.65 | 68.687 | 68.725 | 68.763 | 68.803 | 68.84 | 68.879 | 68.919 | 68.961 | NPgY | GSP | NG FES - Leading the Way | Total installed renewable engine capacity (MW)
NG FES - Leading the Way | Gen_BB004 | MW | NPgN | WMEL_BB3 | Total installed renewable engine capacity (MW) | West Melton | WEST MELTON SECTION 3 | 26.6 | 28.039 | 28.041 | 28.08 | 28.25 | 28.485 | 28.72 | 28.957 | 29.197 | 29.437 | 29.68 | 29.927 | 30.178 | 30.422 | 30.627 | 30.827 | 31.003 | 31.174 | 31.313 | 31.418 | 31.525 | 31.568 | 31.607 | 31.648 | 31.689 | 31.731 | 31.771 | 31.812 | 31.856 | 31.901 | NPgY | GSP | NG FES - Leading the Way | Total installed renewable engine capacity (MW)
NG FES - Leading the Way | Gen_BB004 | MW | NPgN | WIBA_3 | Total installed renewable engine capacity (MW) | Wincobank | WINCOBANK | 0.475 | 0.525 | 0.525 | 0.527 | 0.533 | 0.541 | 0.549 | 0.557 | 0.566 | 0.574 | 0.582 | 0.591 | 0.6 | 0.608 | 0.615 | 0.622 | 0.628 | 0.634 | 0.639 | 0.643 | 0.647 | 0.648 | 0.65 | 0.651 | 0.652 | 0.654 | 0.655 | 0.657 | 0.658 | 0.66 | NPgY | GSP | NG FES - Leading the Way | Total installed renewable engine capacity (MW)
NPg Planning Scenario | Gen_BB004 | MW | NPgN | BLYTB1 | Total installed renewable engine capacity (MW) | Blyth 66kV | BLYTH 66kV | 0 | 0.22 | 0.231 | 0.24 | 0.25 | 0.26 | 0.269 | 0.278 | 0.288 | 0.295 | 0.303 | 0.311 | 0.32 | 0.33 | 0.34 | 0.348 | 0.356 | 0.365 | 0.373 | 0.38 | 0.388 | 0.396 | 0.404 | 0.412 | 0.421 | 0.43 | 0.439 | 0.448 | 0.458 | 0.469 | NPgN | GSP | NPg Planning Scenario | Total installed renewable engine capacity (MW)
NPg Planning Scenario | Gen_BB004 | MW | NPgN | BLYTH132 | Total installed renewable engine capacity (MW) | Blyth 132kV | BLYTH 132kV | 0 | 0.39 | 0.408 | 0.424 | 0.442 | 0.459 | 0.476 | 0.492 | 0.509 | 0.522 | 0.535 | 0.55 | 0.566 | 0.583 | 0.6 | 0.615 | 0.63 | 0.645 | 0.66 | 0.672 | 0.687 | 0.701 | 0.715 | 0.729 | 0.744 | 0.76 | 0.776 | 0.792 | 0.81 | 0.829 | NPgN | GSP | NPg Planning Scenario | Total installed renewable engine capacity (MW)
NPg Planning Scenario | Gen_BB004 | MW | NPgN | FOUR_1 | Total installed renewable engine capacity (MW) | Fourstones | FOURSTONES | 0 | 0.02 | 0.021 | 0.022 | 0.023 | 0.024 | 0.025 | 0.025 | 0.026 | 0.027 | 0.028 | 0.028 | 0.029 | 0.03 | 0.031 | 0.032 | 0.033 | 0.033 | 0.034 | 0.035 | 0.036 | 0.036 | 0.037 | 0.038 | 0.038 | 0.039 | 0.04 | 0.041 | 0.042 | 0.043 | NPgN | GSP | NPg Planning Scenario | Total installed renewable engine capacity (MW)
NPg Planning Scenario | Gen_BB004 | MW | NPgN | HARM_6 | Total installed renewable engine capacity (MW) | Hart Moor | HARTMOOR | 0 | 0.109 | 0.114 | 0.119 | 0.123 | 0.128 | 0.133 | 0.138 | 0.142 | 0.146 | 0.15 | 0.154 | 0.158 | 0.163 | 0.168 | 0.172 | 0.176 | 0.18 | 0.184 | 0.188 | 0.192 | 0.196 | 0.2 | 0.204 | 0.208 | 0.212 | 0.217 | 0.222 | 0.226 | 0.232 | NPgN | GSP | NPg Planning Scenario | Total installed renewable engine capacity (MW)
NPg Planning Scenario | Gen_BB004 | MW | NPgN | HAWP_6 | Total installed renewable engine capacity (MW) | Hawthorn Pit | HAWTHORN PIT GRID | 0 | 0.114 | 0.119 | 0.124 | 0.129 | 0.134 | 0.139 | 0.144 | 0.149 | 0.152 | 0.156 | 0.161 | 0.165 | 0.17 | 0.175 | 0.18 | 0.184 | 0.188 | 0.193 | 0.196 | 0.201 | 0.205 | 0.209 | 0.213 | 0.217 | 0.222 | 0.227 | 0.231 | 0.237 | 0.242 | NPgN | GSP | NPg Planning Scenario | Total installed renewable engine capacity (MW)
NPg Planning Scenario | Gen_BB004 | MW | NPgN | KNARE_111 | Total installed renewable engine capacity (MW) | Knaresborough | KNARESBOROUGH | 0 | 0.453 | 0.474 | 0.493 | 0.514 | 0.534 | 0.553 | 0.572 | 0.592 | 0.607 | 0.622 | 0.64 | 0.658 | 0.678 | 0.698 | 0.715 | 0.732 | 0.75 | 0.767 | 0.782 | 0.798 | 0.815 | 0.831 | 0.848 | 0.865 | 0.883 | 0.902 | 0.921 | 0.942 | 0.964 | NPgN | GSP | NPg Planning Scenario | Total installed renewable engine capacity (MW)
NPg Planning Scenario | Gen_BB004 | MW | NPgN | LACK_6 | Total installed renewable engine capacity (MW) | Lackenby | LACKENBY | 0.285 | 0.402 | 0.408 | 0.413 | 0.418 | 0.424 | 0.428 | 0.433 | 0.438 | 0.442 | 0.446 | 0.451 | 0.456 | 0.461 | 0.466 | 0.47 | 0.475 | 0.479 | 0.484 | 0.488 | 0.492 | 0.496 | 0.501 | 0.505 | 0.509 | 0.514 | 0.519 | 0.524 | 0.529 | 0.535 | NPgN | GSP | NPg Planning Scenario | Total installed renewable engine capacity (MW)
NPg Planning Scenario | Gen_BB004 | MW | NPgN | NORT_1 | Total installed renewable engine capacity (MW) | Norton | NORTON | 0 | 0.933 | 0.976 | 1.016 | 1.058 | 1.1 | 1.139 | 1.179 | 1.219 | 1.25 | 1.282 | 1.318 | 1.356 | 1.396 | 1.438 | 1.472 | 1.509 | 1.545 | 1.58 | 1.611 | 1.645 | 1.678 | 1.712 | 1.747 | 1.783 | 1.82 | 1.857 | 1.898 | 1.941 | 1.986 | NPgN | GSP | NPg Planning Scenario | Total installed renewable engine capacity (MW)
NPg Planning Scenario | Gen_BB004 | MW | NPgN | OFFE_3 | Total installed renewable engine capacity (MW) | Offerton | OFFERTON | 0 | 0.008 | 0.008 | 0.009 | 0.009 | 0.01 | 0.01 | 0.01 | 0.011 | 0.011 | 0.011 | 0.011 | 0.012 | 0.012 | 0.012 | 0.013 | 0.013 | 0.013 | 0.014 | 0.014 | 0.014 | 0.015 | 0.015 | 0.015 | 0.015 | 0.016 | 0.016 | 0.016 | 0.017 | 0.017 | NPgN | GSP | NPg Planning Scenario | Total installed renewable engine capacity (MW)
NPg Planning Scenario | Gen_BB004 | MW | NPgN | OSBA_1 | Total installed renewable engine capacity (MW) | Osbaldwick | OSBALDWICK | 0 | 1.109 | 1.16 | 1.208 | 1.258 | 1.308 | 1.354 | 1.401 | 1.449 | 1.486 | 1.524 | 1.566 | 1.611 | 1.659 | 1.709 | 1.75 | 1.793 | 1.836 | 1.877 | 1.914 | 1.955 | 1.995 | 2.035 | 2.076 | 2.119 | 2.163 | 2.208 | 2.256 | 2.306 | 2.36 | NPgN | GSP | NPg Planning Scenario | Total installed renewable engine capacity (MW)
NPg Planning Scenario | Gen_BB004 | MW | NPgN | POPP_3 | Total installed renewable engine capacity (MW) | Poppleton | POPPLETON | 0 | 0.034 | 0.036 | 0.037 | 0.039 | 0.04 | 0.042 | 0.043 | 0.044 | 0.046 | 0.047 | 0.048 | 0.049 | 0.051 | 0.052 | 0.054 | 0.055 | 0.056 | 0.058 | 0.059 | 0.06 | 0.061 | 0.062 | 0.064 | 0.065 | 0.066 | 0.068 | 0.069 | 0.071 | 0.072 | NPgN | GSP | NPg Planning Scenario | Total installed renewable engine capacity (MW)
NPg Planning Scenario | Gen_BB004 | MW | NPgN | SALH_1 | Total installed renewable engine capacity (MW) | Saltholme | SALTHOLME | 0 | 0.008 | 0.009 | 0.009 | 0.01 | 0.01 | 0.01 | 0.011 | 0.011 | 0.011 | 0.012 | 0.012 | 0.012 | 0.013 | 0.013 | 0.013 | 0.014 | 0.014 | 0.014 | 0.015 | 0.015 | 0.015 | 0.016 | 0.016 | 0.016 | 0.017 | 0.017 | 0.017 | 0.018 | 0.018 | NPgN | GSP | NPg Planning Scenario | Total installed renewable engine capacity (MW)
NPg Planning Scenario | Gen_BB004 | MW | NPgN | SSHI_3 | Total installed renewable engine capacity (MW) | South Shields | SOUTH SHIELDS | 0 | 0 | 0 | 0 | 0 | 0 | 0 | 0 | 0 | 0 | 0 | 0 | 0 | 0 | 0 | 0 | 0 | 0 | 0 | 0 | 0 | 0 | 0 | 0 | 0 | 0 | 0 | 0 | 0 | 0 | NPgN | GSP | NPg Planning Scenario | Total installed renewable engine capacity (MW)
NPg Planning Scenario | Gen_BB004 | MW | NPgN | KIELD01 and SPAD20 | Total installed renewable engine capacity (MW) | 0 | SPADEADAM | 0 | 0.016 | 0.017 | 0.017 | 0.018 | 0.019 | 0.019 | 0.02 | 0.021 | 0.021 | 0.022 | 0.022 | 0.023 | 0.024 | 0.024 | 0.025 | 0.026 | 0.026 | 0.027 | 0.027 | 0.028 | 0.028 | 0.029 | 0.03 | 0.03 | 0.031 | 0.031 | 0.032 | 0.033 | 0.034 | NPgN | GSP | NPg Planning Scenario | Total installed renewable engine capacity (MW)
NPg Planning Scenario | Gen_BB004 | MW | NPgN | SPEN_1 | Total installed renewable engine capacity (MW) | Spennymoor | SPENNYMOOR | 0 | 0.741 | 0.775 | 0.807 | 0.84 | 0.874 | 0.905 | 0.936 | 0.968 | 0.993 | 1.018 | 1.046 | 1.077 | 1.108 | 1.142 | 1.169 | 1.198 | 1.227 | 1.254 | 1.279 | 1.306 | 1.333 | 1.359 | 1.387 | 1.416 | 1.445 | 1.475 | 1.507 | 1.541 | 1.577 | NPgN | GSP | NPg Planning Scenario | Total installed renewable engine capacity (MW)
NPg Planning Scenario | Gen_BB004 | MW | NPgN | STEN_1 | Total installed renewable engine capacity (MW) | Stella North | STELLA NORTH | 0 | 0.051 | 0.054 | 0.056 | 0.058 | 0.06 | 0.063 | 0.065 | 0.067 | 0.069 | 0.07 | 0.072 | 0.075 | 0.077 | 0.079 | 0.081 | 0.083 | 0.085 | 0.087 | 0.089 | 0.09 | 0.092 | 0.094 | 0.096 | 0.098 | 0.1 | 0.102 | 0.104 | 0.107 | 0.109 | NPgN | GSP | NPg Planning Scenario | Total installed renewable engine capacity (MW)
NPg Planning Scenario | Gen_BB004 | MW | NPgN | STES_1 | Total installed renewable engine capacity (MW) | Stella South | STELLA SOUTH | 0 | 0.362 | 0.379 | 0.394 | 0.41 | 0.427 | 0.442 | 0.457 | 0.473 | 0.485 | 0.497 | 0.511 | 0.526 | 0.541 | 0.558 | 0.571 | 0.585 | 0.599 | 0.613 | 0.625 | 0.638 | 0.651 | 0.664 | 0.677 | 0.691 | 0.706 | 0.72 | 0.736 | 0.753 | 0.77 | NPgN | GSP | NPg Planning Scenario | Total installed renewable engine capacity (MW)
NPg Planning Scenario | Gen_BB004 | MW | NPgN | TYNE_1 | Total installed renewable engine capacity (MW) | Tynemouth 1 | TYNEMOUTH | 0 | 0.014 | 0.015 | 0.015 | 0.016 | 0.016 | 0.017 | 0.018 | 0.018 | 0.019 | 0.019 | 0.02 | 0.02 | 0.021 | 0.021 | 0.022 | 0.022 | 0.023 | 0.024 | 0.024 | 0.025 | 0.025 | 0.026 | 0.026 | 0.027 | 0.027 | 0.028 | 0.028 | 0.029 | 0.03 | NPgN | GSP | NPg Planning Scenario | Total installed renewable engine capacity (MW)
NPg Planning Scenario | Gen_BB004 | MW | NPgN | WBOL_6 | Total installed renewable engine capacity (MW) | West Boldon | WEST BOLDON | 0 | 0.043 | 0.045 | 0.047 | 0.049 | 0.051 | 0.053 | 0.055 | 0.057 | 0.058 | 0.06 | 0.061 | 0.063 | 0.065 | 0.067 | 0.068 | 0.07 | 0.072 | 0.073 | 0.075 | 0.076 | 0.078 | 0.079 | 0.081 | 0.083 | 0.084 | 0.086 | 0.088 | 0.09 | 0.092 | NPgN | GSP | NPg Planning Scenario | Total installed renewable engine capacity (MW)
NPg Planning Scenario | Gen_BB004 | MW | NPgN | BRAW_1 | Total installed renewable engine capacity (MW) | Bradford West | BRADFORD WEST | 1.599 | 2.081 | 2.082 | 2.095 | 2.151 | 2.23 | 2.309 | 2.389 | 2.469 | 2.549 | 2.631 | 2.713 | 2.797 | 2.879 | 2.948 | 3.015 | 3.074 | 3.131 | 3.178 | 3.213 | 3.249 | 3.263 | 3.276 | 3.29 | 3.304 | 3.318 | 3.331 | 3.345 | 3.36 | 3.375 | NPgY | GSP | NPg Planning Scenario | Total installed renewable engine capacity (MW)
NPg Planning Scenario | Gen_BB004 | MW | NPgN | CAMB_01 | Total installed renewable engine capacity (MW) | Camblesforth | CAMBLESFORTH | 0 | 0.083 | 0.083 | 0.085 | 0.095 | 0.108 | 0.122 | 0.136 | 0.149 | 0.163 | 0.177 | 0.191 | 0.206 | 0.22 | 0.232 | 0.243 | 0.253 | 0.263 | 0.271 | 0.277 | 0.283 | 0.286 | 0.288 | 0.29 | 0.293 | 0.295 | 0.297 | 0.3 | 0.302 | 0.305 | NPgY | GSP | NPg Planning Scenario | Total installed renewable engine capacity (MW)
NPg Planning Scenario | Gen_BB004 | MW | NPgN | CREB_1 | Total installed renewable engine capacity (MW) | Creyke Beck | CREYKE BECK | 16.257 | 19.759 | 19.765 | 19.859 | 20.273 | 20.846 | 21.418 | 21.995 | 22.578 | 23.163 | 23.755 | 24.356 | 24.966 | 25.561 | 26.058 | 26.545 | 26.974 | 27.391 | 27.729 | 27.985 | 28.245 | 28.349 | 28.445 | 28.544 | 28.644 | 28.746 | 28.843 | 28.944 | 29.05 | 29.16 | NPgY | GSP | NPg Planning Scenario | Total installed renewable engine capacity (MW)
NPg Planning Scenario | Gen_BB004 | MW | NPgN | DRAX_YEDL | Total installed renewable engine capacity (MW) | Drax | DRAX | 6 | 6.421 | 6.422 | 6.433 | 6.482 | 6.551 | 6.62 | 6.689 | 6.759 | 6.83 | 6.901 | 6.973 | 7.046 | 7.118 | 7.177 | 7.236 | 7.287 | 7.337 | 7.378 | 7.409 | 7.44 | 7.452 | 7.464 | 7.476 | 7.488 | 7.5 | 7.512 | 7.524 | 7.537 | 7.55 | NPgY | GSP | NPg Planning Scenario | Total installed renewable engine capacity (MW)
NPg Planning Scenario | Gen_BB004 | MW | NPgN | ELLA_1 | Total installed renewable engine capacity (MW) | Elland | ELLAND | 3.211 | 3.687 | 3.688 | 3.701 | 3.757 | 3.835 | 3.913 | 3.992 | 4.071 | 4.15 | 4.231 | 4.313 | 4.396 | 4.477 | 4.544 | 4.611 | 4.669 | 4.726 | 4.772 | 4.806 | 4.842 | 4.856 | 4.869 | 4.882 | 4.896 | 4.91 | 4.923 | 4.937 | 4.951 | 4.966 | NPgY | GSP | NPg Planning Scenario | Total installed renewable engine capacity (MW)
NPg Planning Scenario | Gen_BB004 | MW | NPgN | FERRA2 | Total installed renewable engine capacity (MW) | Ferrybridge A | FERRYBRIDGE A | 2.827 | 3.516 | 3.517 | 3.536 | 3.617 | 3.73 | 3.843 | 3.956 | 4.071 | 4.186 | 4.302 | 4.421 | 4.54 | 4.658 | 4.755 | 4.851 | 4.936 | 5.018 | 5.084 | 5.135 | 5.186 | 5.206 | 5.225 | 5.244 | 5.264 | 5.284 | 5.303 | 5.323 | 5.344 | 5.366 | NPgY | GSP | NPg Planning Scenario | Total installed renewable engine capacity (MW)
NPg Planning Scenario | Gen_BB004 | MW | NPgN | FERRB9 | Total installed renewable engine capacity (MW) | Ferrybridge B (_M) | FERRYBRIDGE B | 28.719 | 30.485 | 30.488 | 30.536 | 30.744 | 31.033 | 31.322 | 31.613 | 31.907 | 32.202 | 32.5 | 32.803 | 33.11 | 33.41 | 33.661 | 33.907 | 34.123 | 34.333 | 34.504 | 34.633 | 34.764 | 34.816 | 34.865 | 34.915 | 34.965 | 35.017 | 35.066 | 35.117 | 35.17 | 35.225 | NPgY | GSP | NPg Planning Scenario | Total installed renewable engine capacity (MW)
NPg Planning Scenario | Gen_BB004 | MW | NPgN | GRIW_1 | Total installed renewable engine capacity (MW) | Grimsby West | GRIMSBY WEST | 4 | 5.134 | 5.136 | 5.166 | 5.3 | 5.486 | 5.671 | 5.858 | 6.046 | 6.236 | 6.427 | 6.622 | 6.819 | 7.012 | 7.173 | 7.33 | 7.469 | 7.604 | 7.713 | 7.796 | 7.88 | 7.914 | 7.945 | 7.977 | 8.01 | 8.043 | 8.074 | 8.107 | 8.141 | 8.177 | NPgY | GSP | NPg Planning Scenario | Total installed renewable engine capacity (MW)
NPg Planning Scenario | Gen_BB004 | MW | NPgN | JORD_3 | Total installed renewable engine capacity (MW) | Jordanthorpe | JORDANTHORPE | 0 | 0.054 | 0.054 | 0.055 | 0.061 | 0.07 | 0.079 | 0.088 | 0.097 | 0.106 | 0.115 | 0.124 | 0.133 | 0.142 | 0.15 | 0.158 | 0.164 | 0.17 | 0.176 | 0.18 | 0.184 | 0.185 | 0.187 | 0.188 | 0.19 | 0.191 | 0.193 | 0.194 | 0.196 | 0.198 | NPgY | GSP | NPg Planning Scenario | Total installed renewable engine capacity (MW)
NPg Planning Scenario | Gen_BB004 | MW | NPgN | KEAD_YEDL | Total installed renewable engine capacity (MW) | Keadby | KEADBY | 12.681 | 18.52 | 18.531 | 18.688 | 19.377 | 20.333 | 21.288 | 22.25 | 23.222 | 24.198 | 25.185 | 26.187 | 27.204 | 28.196 | 29.025 | 29.837 | 30.552 | 31.248 | 31.812 | 32.239 | 32.673 | 32.846 | 33.007 | 33.171 | 33.338 | 33.508 | 33.67 | 33.839 | 34.015 | 34.198 | NPgY | GSP | NPg Planning Scenario | Total installed renewable engine capacity (MW)
NPg Planning Scenario | Gen_BB004 | MW | NPgN | KIRKB1 | Total installed renewable engine capacity (MW) | Kirkstall B | KIRKSTALL B | 0 | 0.199 | 0.199 | 0.205 | 0.228 | 0.261 | 0.293 | 0.326 | 0.359 | 0.392 | 0.426 | 0.46 | 0.495 | 0.528 | 0.557 | 0.584 | 0.609 | 0.632 | 0.652 | 0.666 | 0.681 | 0.687 | 0.692 | 0.698 | 0.703 | 0.709 | 0.715 | 0.721 | 0.727 | 0.733 | NPgY | GSP | NPg Planning Scenario | Total installed renewable engine capacity (MW)
NPg Planning Scenario | Gen_BB004 | MW | NPgN | NEEP_3 | Total installed renewable engine capacity (MW) | Neepsend | NEEPSEND | 2.5 | 2.519 | 2.519 | 2.519 | 2.522 | 2.525 | 2.528 | 2.531 | 2.534 | 2.537 | 2.54 | 2.543 | 2.547 | 2.55 | 2.552 | 2.555 | 2.557 | 2.559 | 2.561 | 2.563 | 2.564 | 2.564 | 2.565 | 2.565 | 2.566 | 2.567 | 2.567 | 2.568 | 2.568 | 2.569 | NPgY | GSP | NPg Planning Scenario | Total installed renewable engine capacity (MW)
NPg Planning Scenario | Gen_BB004 | MW | NPgN | NORL_3 | Total installed renewable engine capacity (MW) | Norton Lees | NORTON LEES | 0 | 0 | 0 | 0 | 0 | 0 | 0 | 0 | 0 | 0 | 0 | 0 | 0 | 0 | 0 | 0 | 0 | 0 | 0 | 0 | 0 | 0 | 0 | 0 | 0 | 0 | 0 | 0 | 0 | 0 | NPgY | GSP | NPg Planning Scenario | Total installed renewable engine capacity (MW)
NPg Planning Scenario | Gen_BB004 | MW | NPgN | PITS_BB_B | Total installed renewable engine capacity (MW) | Pitsmoor | PITSMOOR 3/4 | 0 | 0 | 0 | 0 | 0 | 0 | 0 | 0 | 0 | 0 | 0 | 0 | 0 | 0 | 0 | 0 | 0.001 | 0.001 | 0.001 | 0.001 | 0.001 | 0.001 | 0.001 | 0.001 | 0.001 | 0.001 | 0.001 | 0.001 | 0.001 | 0.001 | NPgY | GSP | NPg Planning Scenario | Total installed renewable engine capacity (MW)
NPg Planning Scenario | Gen_BB004 | MW | NPgN | SALT_1 | Total installed renewable engine capacity (MW) | Saltend North | SALTEND NORTH | 0 | 0.002 | 0.002 | 0.002 | 0.002 | 0.003 | 0.003 | 0.004 | 0.004 | 0.004 | 0.005 | 0.005 | 0.005 | 0.006 | 0.006 | 0.006 | 0.007 | 0.007 | 0.007 | 0.007 | 0.007 | 0.008 | 0.008 | 0.008 | 0.008 | 0.008 | 0.008 | 0.008 | 0.008 | 0.008 | NPgY | GSP | NPg Planning Scenario | Total installed renewable engine capacity (MW)
NPg Planning Scenario | Gen_BB004 | MW | NPgN | SHEC_3 | Total installed renewable engine capacity (MW) | Sheffield City | SHEFFIELD CITY | 0 | 0.004 | 0.004 | 0.004 | 0.004 | 0.005 | 0.006 | 0.006 | 0.007 | 0.008 | 0.008 | 0.009 | 0.01 | 0.01 | 0.011 | 0.011 | 0.012 | 0.012 | 0.013 | 0.013 | 0.013 | 0.013 | 0.013 | 0.013 | 0.014 | 0.014 | 0.014 | 0.014 | 0.014 | 0.014 | NPgY | GSP | NPg Planning Scenario | Total installed renewable engine capacity (MW)
NPg Planning Scenario | Gen_BB004 | MW | NPgN | SKLGB1 | Total installed renewable engine capacity (MW) | Skelton Grange | SKELTON GRANGE | 10.765 | 11.282 | 11.283 | 11.296 | 11.357 | 11.442 | 11.526 | 11.611 | 11.697 | 11.783 | 11.871 | 11.959 | 12.049 | 12.137 | 12.21 | 12.282 | 12.345 | 12.407 | 12.457 | 12.494 | 12.533 | 12.548 | 12.562 | 12.577 | 12.591 | 12.606 | 12.621 | 12.636 | 12.651 | 12.668 | NPgY | GSP | NPg Planning Scenario | Total installed renewable engine capacity (MW)
NPg Planning Scenario | Gen_BB004 | MW | NPgN | TEMP_3 | Total installed renewable engine capacity (MW) | Templeborough | TEMPLEBOROUGH 275/33KV | 0 | 0.014 | 0.014 | 0.015 | 0.016 | 0.019 | 0.021 | 0.023 | 0.026 | 0.028 | 0.03 | 0.033 | 0.035 | 0.038 | 0.04 | 0.042 | 0.043 | 0.045 | 0.046 | 0.047 | 0.048 | 0.049 | 0.049 | 0.05 | 0.05 | 0.05 | 0.051 | 0.051 | 0.052 | 0.052 | NPgY | GSP | NPg Planning Scenario | Total installed renewable engine capacity (MW)
NPg Planning Scenario | Gen_BB004 | MW | NPgN | THUR_6 | Total installed renewable engine capacity (MW) | Thurcroft | THURCROFT | 16.217 | 17.69 | 17.693 | 17.733 | 17.907 | 18.148 | 18.389 | 18.631 | 18.876 | 19.123 | 19.371 | 19.624 | 19.881 | 20.131 | 20.34 | 20.545 | 20.725 | 20.901 | 21.043 | 21.151 | 21.26 | 21.304 | 21.344 | 21.386 | 21.428 | 21.471 | 21.512 | 21.554 | 21.599 | 21.645 | NPgY | GSP | NPg Planning Scenario | Total installed renewable engine capacity (MW)
NPg Planning Scenario | Gen_BB004 | MW | NPgN | WMEL_THOM | Total installed renewable engine capacity (MW) | Thorpe Marsh | WEST MELTON / THORPE MARSH | 64.009 | 65.353 | 65.355 | 65.392 | 65.55 | 65.77 | 65.99 | 66.212 | 66.435 | 66.66 | 66.887 | 67.118 | 67.352 | 67.58 | 67.771 | 67.958 | 68.122 | 68.282 | 68.412 | 68.511 | 68.61 | 68.65 | 68.687 | 68.725 | 68.763 | 68.803 | 68.84 | 68.879 | 68.919 | 68.961 | NPgY | GSP | NPg Planning Scenario | Total installed renewable engine capacity (MW)
NPg Planning Scenario | Gen_BB004 | MW | NPgN | WMEL_BB3 | Total installed renewable engine capacity (MW) | West Melton | WEST MELTON SECTION 3 | 26.6 | 28.039 | 28.041 | 28.08 | 28.25 | 28.485 | 28.72 | 28.957 | 29.197 | 29.437 | 29.68 | 29.927 | 30.178 | 30.422 | 30.627 | 30.827 | 31.003 | 31.174 | 31.313 | 31.418 | 31.525 | 31.568 | 31.607 | 31.648 | 31.689 | 31.731 | 31.771 | 31.812 | 31.856 | 31.901 | NPgY | GSP | NPg Planning Scenario | Total installed renewable engine capacity (MW)
NPg Planning Scenario | Gen_BB004 | MW | NPgN | WIBA_3 | Total installed renewable engine capacity (MW) | Wincobank | WINCOBANK | 0.475 | 0.525 | 0.525 | 0.527 | 0.533 | 0.541 | 0.549 | 0.557 | 0.566 | 0.574 | 0.582 | 0.591 | 0.6 | 0.608 | 0.615 | 0.622 | 0.628 | 0.634 | 0.639 | 0.643 | 0.647 | 0.648 | 0.65 | 0.651 | 0.652 | 0.654 | 0.655 | 0.657 | 0.658 | 0.66 | NPgY | GSP | NPg Planning Scenario | Total installed renewable engine capacity (MW)
NG FES - System Transformation | Gen_BB004 | MW | NPgN | BLYTB1 | Total installed renewable engine capacity (MW) | Blyth 66kV | BLYTH 66kV | 0 | 0.212 | 0.215 | 0.217 | 0.219 | 0.222 | 0.224 | 0.226 | 0.229 | 0.231 | 0.232 | 0.234 | 0.236 | 0.238 | 0.24 | 0.241 | 0.243 | 0.244 | 0.244 | 0.246 | 0.247 | 0.249 | 0.252 | 0.255 | 0.258 | 0.262 | 0.266 | 0.271 | 0.276 | 0.281 | NPgN | GSP | NG FES - System Transformation | Total installed renewable engine capacity (MW)
NG FES - System Transformation | Gen_BB004 | MW | NPgN | BLYTH132 | Total installed renewable engine capacity (MW) | Blyth 132kV | BLYTH 132kV | 0 | 0.375 | 0.38 | 0.383 | 0.387 | 0.392 | 0.396 | 0.4 | 0.404 | 0.409 | 0.411 | 0.414 | 0.418 | 0.421 | 0.424 | 0.427 | 0.43 | 0.431 | 0.432 | 0.435 | 0.437 | 0.441 | 0.445 | 0.451 | 0.457 | 0.463 | 0.471 | 0.479 | 0.488 | 0.498 | NPgN | GSP | NG FES - System Transformation | Total installed renewable engine capacity (MW)
NG FES - System Transformation | Gen_BB004 | MW | NPgN | FOUR_1 | Total installed renewable engine capacity (MW) | Fourstones | FOURSTONES | 0 | 0.019 | 0.02 | 0.02 | 0.02 | 0.02 | 0.02 | 0.021 | 0.021 | 0.021 | 0.021 | 0.021 | 0.022 | 0.022 | 0.022 | 0.022 | 0.022 | 0.022 | 0.022 | 0.022 | 0.023 | 0.023 | 0.023 | 0.023 | 0.024 | 0.024 | 0.024 | 0.025 | 0.025 | 0.026 | NPgN | GSP | NG FES - System Transformation | Total installed renewable engine capacity (MW)
NG FES - System Transformation | Gen_BB004 | MW | NPgN | HARM_6 | Total installed renewable engine capacity (MW) | Hart Moor | HARTMOOR | 0 | 0.105 | 0.106 | 0.107 | 0.108 | 0.11 | 0.111 | 0.112 | 0.113 | 0.114 | 0.115 | 0.116 | 0.117 | 0.118 | 0.119 | 0.119 | 0.12 | 0.12 | 0.121 | 0.121 | 0.122 | 0.123 | 0.124 | 0.126 | 0.128 | 0.13 | 0.132 | 0.134 | 0.136 | 0.139 | NPgN | GSP | NG FES - System Transformation | Total installed renewable engine capacity (MW)
NG FES - System Transformation | Gen_BB004 | MW | NPgN | HAWP_6 | Total installed renewable engine capacity (MW) | Hawthorn Pit | HAWTHORN PIT GRID | 0 | 0.11 | 0.111 | 0.112 | 0.113 | 0.115 | 0.116 | 0.117 | 0.118 | 0.119 | 0.12 | 0.121 | 0.122 | 0.123 | 0.124 | 0.125 | 0.126 | 0.126 | 0.126 | 0.127 | 0.128 | 0.129 | 0.13 | 0.132 | 0.133 | 0.135 | 0.138 | 0.14 | 0.143 | 0.145 | NPgN | GSP | NG FES - System Transformation | Total installed renewable engine capacity (MW)
NG FES - System Transformation | Gen_BB004 | MW | NPgN | KNARE_111 | Total installed renewable engine capacity (MW) | Knaresborough | KNARESBOROUGH | 0 | 0.436 | 0.442 | 0.446 | 0.45 | 0.456 | 0.461 | 0.466 | 0.47 | 0.475 | 0.478 | 0.482 | 0.486 | 0.489 | 0.493 | 0.496 | 0.5 | 0.501 | 0.503 | 0.505 | 0.508 | 0.513 | 0.518 | 0.524 | 0.531 | 0.539 | 0.547 | 0.557 | 0.567 | 0.578 | NPgN | GSP | NG FES - System Transformation | Total installed renewable engine capacity (MW)
NG FES - System Transformation | Gen_BB004 | MW | NPgN | LACK_6 | Total installed renewable engine capacity (MW) | Lackenby | LACKENBY | 0.285 | 0.398 | 0.4 | 0.401 | 0.402 | 0.403 | 0.405 | 0.406 | 0.407 | 0.408 | 0.409 | 0.41 | 0.411 | 0.412 | 0.413 | 0.414 | 0.415 | 0.415 | 0.415 | 0.416 | 0.417 | 0.418 | 0.419 | 0.421 | 0.423 | 0.425 | 0.427 | 0.429 | 0.432 | 0.435 | NPgN | GSP | NG FES - System Transformation | Total installed renewable engine capacity (MW)
NG FES - System Transformation | Gen_BB004 | MW | NPgN | NORT_1 | Total installed renewable engine capacity (MW) | Norton | NORTON | 0 | 0.898 | 0.91 | 0.918 | 0.928 | 0.939 | 0.949 | 0.959 | 0.968 | 0.978 | 0.984 | 0.992 | 1.001 | 1.008 | 1.016 | 1.022 | 1.03 | 1.032 | 1.035 | 1.041 | 1.048 | 1.056 | 1.066 | 1.079 | 1.094 | 1.11 | 1.128 | 1.147 | 1.169 | 1.192 | NPgN | GSP | NG FES - System Transformation | Total installed renewable engine capacity (MW)
NG FES - System Transformation | Gen_BB004 | MW | NPgN | OFFE_3 | Total installed renewable engine capacity (MW) | Offerton | OFFERTON | 0 | 0.008 | 0.008 | 0.008 | 0.008 | 0.008 | 0.008 | 0.008 | 0.008 | 0.008 | 0.009 | 0.009 | 0.009 | 0.009 | 0.009 | 0.009 | 0.009 | 0.009 | 0.009 | 0.009 | 0.009 | 0.009 | 0.009 | 0.009 | 0.009 | 0.01 | 0.01 | 0.01 | 0.01 | 0.01 | NPgN | GSP | NG FES - System Transformation | Total installed renewable engine capacity (MW)
NG FES - System Transformation | Gen_BB004 | MW | NPgN | OSBA_1 | Total installed renewable engine capacity (MW) | Osbaldwick | OSBALDWICK | 0 | 1.068 | 1.081 | 1.092 | 1.103 | 1.116 | 1.128 | 1.14 | 1.151 | 1.163 | 1.17 | 1.179 | 1.19 | 1.198 | 1.208 | 1.215 | 1.224 | 1.226 | 1.231 | 1.237 | 1.245 | 1.255 | 1.267 | 1.282 | 1.3 | 1.319 | 1.34 | 1.364 | 1.389 | 1.417 | NPgN | GSP | NG FES - System Transformation | Total installed renewable engine capacity (MW)
NG FES - System Transformation | Gen_BB004 | MW | NPgN | POPP_3 | Total installed renewable engine capacity (MW) | Poppleton | POPPLETON | 0 | 0.033 | 0.033 | 0.034 | 0.034 | 0.034 | 0.035 | 0.035 | 0.035 | 0.036 | 0.036 | 0.036 | 0.037 | 0.037 | 0.037 | 0.037 | 0.038 | 0.038 | 0.038 | 0.038 | 0.038 | 0.039 | 0.039 | 0.039 | 0.04 | 0.04 | 0.041 | 0.042 | 0.043 | 0.043 | NPgN | GSP | NG FES - System Transformation | Total installed renewable engine capacity (MW)
NG FES - System Transformation | Gen_BB004 | MW | NPgN | SALH_1 | Total installed renewable engine capacity (MW) | Saltholme | SALTHOLME | 0 | 0.008 | 0.008 | 0.008 | 0.008 | 0.009 | 0.009 | 0.009 | 0.009 | 0.009 | 0.009 | 0.009 | 0.009 | 0.009 | 0.009 | 0.009 | 0.009 | 0.009 | 0.009 | 0.009 | 0.01 | 0.01 | 0.01 | 0.01 | 0.01 | 0.01 | 0.01 | 0.01 | 0.011 | 0.011 | NPgN | GSP | NG FES - System Transformation | Total installed renewable engine capacity (MW)
NG FES - System Transformation | Gen_BB004 | MW | NPgN | SSHI_3 | Total installed renewable engine capacity (MW) | South Shields | SOUTH SHIELDS | 0 | 0 | 0 | 0 | 0 | 0 | 0 | 0 | 0 | 0 | 0 | 0 | 0 | 0 | 0 | 0 | 0 | 0 | 0 | 0 | 0 | 0 | 0 | 0 | 0 | 0 | 0 | 0 | 0 | 0 | NPgN | GSP | NG FES - System Transformation | Total installed renewable engine capacity (MW)
NG FES - System Transformation | Gen_BB004 | MW | NPgN | KIELD01 and SPAD20 | Total installed renewable engine capacity (MW) | 0 | SPADEADAM | 0 | 0.015 | 0.015 | 0.016 | 0.016 | 0.016 | 0.016 | 0.016 | 0.016 | 0.017 | 0.017 | 0.017 | 0.017 | 0.017 | 0.017 | 0.017 | 0.017 | 0.017 | 0.018 | 0.018 | 0.018 | 0.018 | 0.018 | 0.018 | 0.019 | 0.019 | 0.019 | 0.019 | 0.02 | 0.02 | NPgN | GSP | NG FES - System Transformation | Total installed renewable engine capacity (MW)
NG FES - System Transformation | Gen_BB004 | MW | NPgN | SPEN_1 | Total installed renewable engine capacity (MW) | Spennymoor | SPENNYMOOR | 0 | 0.713 | 0.722 | 0.729 | 0.737 | 0.746 | 0.754 | 0.762 | 0.769 | 0.777 | 0.782 | 0.788 | 0.795 | 0.8 | 0.807 | 0.812 | 0.818 | 0.819 | 0.822 | 0.826 | 0.832 | 0.838 | 0.847 | 0.857 | 0.869 | 0.881 | 0.895 | 0.911 | 0.928 | 0.946 | NPgN | GSP | NG FES - System Transformation | Total installed renewable engine capacity (MW)
NG FES - System Transformation | Gen_BB004 | MW | NPgN | STEN_1 | Total installed renewable engine capacity (MW) | Stella North | STELLA NORTH | 0 | 0.049 | 0.05 | 0.05 | 0.051 | 0.052 | 0.052 | 0.053 | 0.053 | 0.054 | 0.054 | 0.055 | 0.055 | 0.055 | 0.056 | 0.056 | 0.057 | 0.057 | 0.057 | 0.057 | 0.058 | 0.058 | 0.059 | 0.059 | 0.06 | 0.061 | 0.062 | 0.063 | 0.064 | 0.066 | NPgN | GSP | NG FES - System Transformation | Total installed renewable engine capacity (MW)
NG FES - System Transformation | Gen_BB004 | MW | NPgN | STES_1 | Total installed renewable engine capacity (MW) | Stella South | STELLA SOUTH | 0 | 0.348 | 0.353 | 0.356 | 0.36 | 0.364 | 0.368 | 0.372 | 0.376 | 0.379 | 0.382 | 0.385 | 0.388 | 0.391 | 0.394 | 0.396 | 0.399 | 0.4 | 0.402 | 0.404 | 0.406 | 0.409 | 0.414 | 0.418 | 0.424 | 0.43 | 0.437 | 0.445 | 0.453 | 0.462 | NPgN | GSP | NG FES - System Transformation | Total installed renewable engine capacity (MW)
NG FES - System Transformation | Gen_BB004 | MW | NPgN | TYNE_1 | Total installed renewable engine capacity (MW) | Tynemouth 1 | TYNEMOUTH | 0 | 0.013 | 0.014 | 0.014 | 0.014 | 0.014 | 0.014 | 0.014 | 0.014 | 0.015 | 0.015 | 0.015 | 0.015 | 0.015 | 0.015 | 0.015 | 0.015 | 0.015 | 0.015 | 0.016 | 0.016 | 0.016 | 0.016 | 0.016 | 0.016 | 0.017 | 0.017 | 0.017 | 0.017 | 0.018 | NPgN | GSP | NG FES - System Transformation | Total installed renewable engine capacity (MW)
NG FES - System Transformation | Gen_BB004 | MW | NPgN | WBOL_6 | Total installed renewable engine capacity (MW) | West Boldon | WEST BOLDON | 0 | 0.042 | 0.042 | 0.043 | 0.043 | 0.044 | 0.044 | 0.045 | 0.045 | 0.045 | 0.046 | 0.046 | 0.046 | 0.047 | 0.047 | 0.047 | 0.048 | 0.048 | 0.048 | 0.048 | 0.049 | 0.049 | 0.049 | 0.05 | 0.051 | 0.052 | 0.052 | 0.053 | 0.054 | 0.055 | NPgN | GSP | NG FES - System Transformation | Total installed renewable engine capacity (MW)
NG FES - System Transformation | Gen_BB004 | MW | NPgN | BRAW_1 | Total installed renewable engine capacity (MW) | Bradford West | BRADFORD WEST | 1.599 | 2.075 | 2.069 | 2.076 | 2.105 | 2.145 | 2.186 | 2.226 | 2.267 | 2.309 | 2.349 | 2.391 | 2.432 | 2.474 | 2.51 | 2.543 | 2.571 | 2.599 | 2.622 | 2.64 | 2.657 | 2.661 | 2.666 | 2.671 | 2.677 | 2.683 | 2.689 | 2.695 | 2.702 | 2.709 | NPgY | GSP | NG FES - System Transformation | Total installed renewable engine capacity (MW)
NG FES - System Transformation | Gen_BB004 | MW | NPgN | CAMB_01 | Total installed renewable engine capacity (MW) | Camblesforth | CAMBLESFORTH | 0 | 0.082 | 0.081 | 0.082 | 0.087 | 0.094 | 0.101 | 0.108 | 0.115 | 0.122 | 0.129 | 0.136 | 0.143 | 0.15 | 0.156 | 0.162 | 0.167 | 0.172 | 0.176 | 0.179 | 0.182 | 0.182 | 0.183 | 0.184 | 0.185 | 0.186 | 0.187 | 0.188 | 0.189 | 0.191 | NPgY | GSP | NG FES - System Transformation | Total installed renewable engine capacity (MW)
NG FES - System Transformation | Gen_BB004 | MW | NPgN | CREB_1 | Total installed renewable engine capacity (MW) | Creyke Beck | CREYKE BECK | 16.257 | 19.715 | 19.675 | 19.725 | 19.935 | 20.228 | 20.521 | 20.817 | 21.114 | 21.414 | 21.71 | 22.01 | 22.314 | 22.617 | 22.876 | 23.115 | 23.324 | 23.527 | 23.692 | 23.822 | 23.943 | 23.977 | 24.013 | 24.05 | 24.09 | 24.132 | 24.176 | 24.222 | 24.271 | 24.323 | NPgY | GSP | NG FES - System Transformation | Total installed renewable engine capacity (MW)
NG FES - System Transformation | Gen_BB004 | MW | NPgN | DRAX_YEDL | Total installed renewable engine capacity (MW) | Drax | DRAX | 6 | 6.416 | 6.411 | 6.417 | 6.442 | 6.477 | 6.512 | 6.548 | 6.584 | 6.62 | 6.655 | 6.691 | 6.728 | 6.764 | 6.795 | 6.824 | 6.849 | 6.873 | 6.893 | 6.909 | 6.923 | 6.927 | 6.932 | 6.936 | 6.941 | 6.946 | 6.951 | 6.957 | 6.963 | 6.969 | NPgY | GSP | NG FES - System Transformation | Total installed renewable engine capacity (MW)
NG FES - System Transformation | Gen_BB004 | MW | NPgN | ELLA_1 | Total installed renewable engine capacity (MW) | Elland | ELLAND | 3.211 | 3.681 | 3.676 | 3.683 | 3.711 | 3.751 | 3.791 | 3.831 | 3.872 | 3.913 | 3.953 | 3.994 | 4.035 | 4.076 | 4.111 | 4.144 | 4.172 | 4.2 | 4.222 | 4.24 | 4.257 | 4.261 | 4.266 | 4.271 | 4.277 | 4.282 | 4.288 | 4.295 | 4.301 | 4.308 | NPgY | GSP | NG FES - System Transformation | Total installed renewable engine capacity (MW)
NG FES - System Transformation | Gen_BB004 | MW | NPgN | FERRA2 | Total installed renewable engine capacity (MW) | Ferrybridge A | FERRYBRIDGE A | 2.827 | 3.508 | 3.5 | 3.509 | 3.551 | 3.608 | 3.666 | 3.724 | 3.783 | 3.842 | 3.9 | 3.959 | 4.019 | 4.078 | 4.129 | 4.176 | 4.217 | 4.257 | 4.29 | 4.316 | 4.339 | 4.346 | 4.353 | 4.36 | 4.368 | 4.376 | 4.385 | 4.394 | 4.404 | 4.414 | NPgY | GSP | NG FES - System Transformation | Total installed renewable engine capacity (MW)
NG FES - System Transformation | Gen_BB004 | MW | NPgN | FERRB9 | Total installed renewable engine capacity (MW) | Ferrybridge B (_M) | FERRYBRIDGE B | 28.719 | 30.463 | 30.443 | 30.468 | 30.574 | 30.722 | 30.87 | 31.018 | 31.168 | 31.32 | 31.469 | 31.62 | 31.773 | 31.926 | 32.057 | 32.177 | 32.283 | 32.385 | 32.468 | 32.534 | 32.595 | 32.612 | 32.63 | 32.649 | 32.669 | 32.69 | 32.712 | 32.736 | 32.76 | 32.786 | NPgY | GSP | NG FES - System Transformation | Total installed renewable engine capacity (MW)
NG FES - System Transformation | Gen_BB004 | MW | NPgN | GRIW_1 | Total installed renewable engine capacity (MW) | Grimsby West | GRIMSBY WEST | 4 | 5.12 | 5.107 | 5.123 | 5.191 | 5.286 | 5.381 | 5.476 | 5.572 | 5.67 | 5.765 | 5.862 | 5.961 | 6.059 | 6.143 | 6.22 | 6.288 | 6.353 | 6.407 | 6.449 | 6.488 | 6.499 | 6.511 | 6.523 | 6.536 | 6.549 | 6.563 | 6.578 | 6.594 | 6.611 | NPgY | GSP | NG FES - System Transformation | Total installed renewable engine capacity (MW)
NG FES - System Transformation | Gen_BB004 | MW | NPgN | JORD_3 | Total installed renewable engine capacity (MW) | Jordanthorpe | JORDANTHORPE | 0 | 0.053 | 0.052 | 0.053 | 0.056 | 0.061 | 0.065 | 0.07 | 0.074 | 0.079 | 0.083 | 0.088 | 0.093 | 0.097 | 0.101 | 0.105 | 0.108 | 0.111 | 0.114 | 0.116 | 0.118 | 0.118 | 0.119 | 0.119 | 0.12 | 0.121 | 0.121 | 0.122 | 0.123 | 0.124 | NPgY | GSP | NG FES - System Transformation | Total installed renewable engine capacity (MW)
NG FES - System Transformation | Gen_BB004 | MW | NPgN | KEAD_YEDL | Total installed renewable engine capacity (MW) | Keadby | KEADBY | 12.681 | 18.448 | 18.38 | 18.464 | 18.813 | 19.302 | 19.792 | 20.284 | 20.78 | 21.281 | 21.774 | 22.275 | 22.781 | 23.286 | 23.719 | 24.117 | 24.466 | 24.804 | 25.08 | 25.296 | 25.498 | 25.555 | 25.614 | 25.677 | 25.743 | 25.813 | 25.886 | 25.964 | 26.045 | 26.131 | NPgY | GSP | NG FES - System Transformation | Total installed renewable engine capacity (MW)
NG FES - System Transformation | Gen_BB004 | MW | NPgN | KIRKB1 | Total installed renewable engine capacity (MW) | Kirkstall B | KIRKSTALL B | 0 | 0.196 | 0.194 | 0.197 | 0.209 | 0.226 | 0.242 | 0.259 | 0.276 | 0.293 | 0.31 | 0.327 | 0.344 | 0.361 | 0.376 | 0.389 | 0.401 | 0.413 | 0.422 | 0.43 | 0.437 | 0.438 | 0.44 | 0.443 | 0.445 | 0.447 | 0.45 | 0.452 | 0.455 | 0.458 | NPgY | GSP | NG FES - System Transformation | Total installed renewable engine capacity (MW)
NG FES - System Transformation | Gen_BB004 | MW | NPgN | NEEP_3 | Total installed renewable engine capacity (MW) | Neepsend | NEEPSEND | 2.5 | 2.519 | 2.519 | 2.519 | 2.52 | 2.521 | 2.523 | 2.525 | 2.526 | 2.528 | 2.529 | 2.531 | 2.532 | 2.534 | 2.535 | 2.537 | 2.538 | 2.539 | 2.54 | 2.54 | 2.541 | 2.541 | 2.541 | 2.542 | 2.542 | 2.542 | 2.542 | 2.543 | 2.543 | 2.543 | NPgY | GSP | NG FES - System Transformation | Total installed renewable engine capacity (MW)
NG FES - System Transformation | Gen_BB004 | MW | NPgN | NORL_3 | Total installed renewable engine capacity (MW) | Norton Lees | NORTON LEES | 0 | 0 | 0 | 0 | 0 | 0 | 0 | 0 | 0 | 0 | 0 | 0 | 0 | 0 | 0 | 0 | 0 | 0 | 0 | 0 | 0 | 0 | 0 | 0 | 0 | 0 | 0 | 0 | 0 | 0 | NPgY | GSP | NG FES - System Transformation | Total installed renewable engine capacity (MW)
NG FES - System Transformation | Gen_BB004 | MW | NPgN | PITS_BB_B | Total installed renewable engine capacity (MW) | Pitsmoor | PITSMOOR 3/4 | 0 | 0 | 0 | 0 | 0 | 0 | 0 | 0 | 0 | 0 | 0 | 0 | 0 | 0 | 0 | 0 | 0 | 0 | 0 | 0 | 0 | 0 | 0 | 0 | 0 | 0 | 0 | 0 | 0 | 0 | NPgY | GSP | NG FES - System Transformation | Total installed renewable engine capacity (MW)
NG FES - System Transformation | Gen_BB004 | MW | NPgN | SALT_1 | Total installed renewable engine capacity (MW) | Saltend North | SALTEND NORTH | 0 | 0.002 | 0.002 | 0.002 | 0.002 | 0.002 | 0.003 | 0.003 | 0.003 | 0.003 | 0.003 | 0.004 | 0.004 | 0.004 | 0.004 | 0.004 | 0.004 | 0.005 | 0.005 | 0.005 | 0.005 | 0.005 | 0.005 | 0.005 | 0.005 | 0.005 | 0.005 | 0.005 | 0.005 | 0.005 | NPgY | GSP | NG FES - System Transformation | Total installed renewable engine capacity (MW)
NG FES - System Transformation | Gen_BB004 | MW | NPgN | SHEC_3 | Total installed renewable engine capacity (MW) | Sheffield City | SHEFFIELD CITY | 0 | 0.004 | 0.004 | 0.004 | 0.004 | 0.004 | 0.005 | 0.005 | 0.005 | 0.006 | 0.006 | 0.006 | 0.007 | 0.007 | 0.007 | 0.008 | 0.008 | 0.008 | 0.008 | 0.008 | 0.008 | 0.008 | 0.008 | 0.009 | 0.009 | 0.009 | 0.009 | 0.009 | 0.009 | 0.009 | NPgY | GSP | NG FES - System Transformation | Total installed renewable engine capacity (MW)
NG FES - System Transformation | Gen_BB004 | MW | NPgN | SKLGB1 | Total installed renewable engine capacity (MW) | Skelton Grange | SKELTON GRANGE | 10.765 | 11.275 | 11.269 | 11.277 | 11.308 | 11.351 | 11.394 | 11.438 | 11.481 | 11.526 | 11.569 | 11.613 | 11.658 | 11.703 | 11.741 | 11.776 | 11.807 | 11.837 | 11.861 | 11.881 | 11.898 | 11.903 | 11.909 | 11.914 | 11.92 | 11.926 | 11.933 | 11.94 | 11.947 | 11.954 | NPgY | GSP | NG FES - System Transformation | Total installed renewable engine capacity (MW)
NG FES - System Transformation | Gen_BB004 | MW | NPgN | TEMP_3 | Total installed renewable engine capacity (MW) | Templeborough | TEMPLEBOROUGH 275/33KV | 0 | 0.014 | 0.014 | 0.014 | 0.015 | 0.016 | 0.017 | 0.018 | 0.02 | 0.021 | 0.022 | 0.023 | 0.024 | 0.026 | 0.027 | 0.028 | 0.029 | 0.029 | 0.03 | 0.031 | 0.031 | 0.031 | 0.031 | 0.032 | 0.032 | 0.032 | 0.032 | 0.032 | 0.032 | 0.033 | NPgY | GSP | NG FES - System Transformation | Total installed renewable engine capacity (MW)
NG FES - System Transformation | Gen_BB004 | MW | NPgN | THUR_6 | Total installed renewable engine capacity (MW) | Thurcroft | THURCROFT | 16.217 | 17.672 | 17.655 | 17.676 | 17.764 | 17.888 | 18.011 | 18.135 | 18.26 | 18.387 | 18.511 | 18.637 | 18.765 | 18.893 | 19.002 | 19.102 | 19.19 | 19.275 | 19.345 | 19.4 | 19.451 | 19.465 | 19.48 | 19.496 | 19.512 | 19.53 | 19.548 | 19.568 | 19.589 | 19.61 | NPgY | GSP | NG FES - System Transformation | Total installed renewable engine capacity (MW)
NG FES - System Transformation | Gen_BB004 | MW | NPgN | WMEL_THOM | Total installed renewable engine capacity (MW) | Thorpe Marsh | WEST MELTON / THORPE MARSH | 64.009 | 65.336 | 65.321 | 65.34 | 65.421 | 65.533 | 65.646 | 65.759 | 65.873 | 65.988 | 66.102 | 66.217 | 66.334 | 66.45 | 66.55 | 66.641 | 66.721 | 66.799 | 66.863 | 66.913 | 66.959 | 66.972 | 66.986 | 67 | 67.015 | 67.031 | 67.048 | 67.066 | 67.085 | 67.105 | NPgY | GSP | NG FES - System Transformation | Total installed renewable engine capacity (MW)
NG FES - System Transformation | Gen_BB004 | MW | NPgN | WMEL_BB3 | Total installed renewable engine capacity (MW) | West Melton | WEST MELTON SECTION 3 | 26.6 | 28.021 | 28.004 | 28.025 | 28.111 | 28.231 | 28.352 | 28.473 | 28.595 | 28.719 | 28.84 | 28.964 | 29.088 | 29.213 | 29.319 | 29.417 | 29.503 | 29.587 | 29.655 | 29.708 | 29.758 | 29.772 | 29.786 | 29.802 | 29.818 | 29.835 | 29.853 | 29.872 | 29.892 | 29.914 | NPgY | GSP | NG FES - System Transformation | Total installed renewable engine capacity (MW)
NG FES - System Transformation | Gen_BB004 | MW | NPgN | WIBA_3 | Total installed renewable engine capacity (MW) | Wincobank | WINCOBANK | 0.475 | 0.525 | 0.524 | 0.525 | 0.528 | 0.532 | 0.536 | 0.54 | 0.545 | 0.549 | 0.553 | 0.557 | 0.562 | 0.566 | 0.57 | 0.573 | 0.576 | 0.579 | 0.581 | 0.583 | 0.585 | 0.586 | 0.586 | 0.587 | 0.587 | 0.588 | 0.588 | 0.589 | 0.59 | 0.591 | NPgY | GSP | NG FES - System Transformation | Total installed renewable engine capacity (MW)
NG FES - Consumer Transformation | Gen_BB011 | MW | NPgN | BLYTB1 | Total installed waste incineration capacity (MW) | Blyth 66kV | BLYTH 66kV | 7.2 | 7.689 | 7.967 | 8.006 | 8.045 | 8.083 | 8.122 | 8.161 | 8.2 | 8.181 | 8.067 | 7.839 | 7.707 | 7.612 | 7.525 | 7.418 | 7.272 | 7.2 | 7.2 | 7.2 | 7.2 | 7.2 | 6.687 | 6.123 | 5.667 | 5.168 | 4.953 | 4.795 | 4.674 | 4.447 | NPgN | GSP | NG FES - Consumer Transformation | Total installed waste incineration capacity (MW)
NG FES - Consumer Transformation | Gen_BB011 | MW | NPgN | BLYTH132 | Total installed waste incineration capacity (MW) | Blyth 132kV | BLYTH 132kV | 0 | 0.864 | 1.356 | 1.425 | 1.493 | 1.562 | 1.63 | 1.699 | 1.767 | 1.735 | 1.533 | 1.13 | 0.897 | 0.728 | 0.574 | 0.386 | 0.128 | 0 | 0 | 0 | 0 | 0 | 0 | 0 | 0 | 0 | 0 | 0 | 0 | 0 | NPgN | GSP | NG FES - Consumer Transformation | Total installed waste incineration capacity (MW)
NG FES - Consumer Transformation | Gen_BB011 | MW | NPgN | FOUR_1 | Total installed waste incineration capacity (MW) | Fourstones | FOURSTONES | 0 | 0.045 | 0.07 | 0.074 | 0.077 | 0.081 | 0.084 | 0.088 | 0.091 | 0.09 | 0.079 | 0.058 | 0.046 | 0.038 | 0.03 | 0.02 | 0.007 | 0 | 0 | 0 | 0 | 0 | 0 | 0 | 0 | 0 | 0 | 0 | 0 | 0 | NPgN | GSP | NG FES - Consumer Transformation | Total installed waste incineration capacity (MW)
NG FES - Consumer Transformation | Gen_BB011 | MW | NPgN | HARM_6 | Total installed waste incineration capacity (MW) | Hart Moor | HARTMOOR | 0 | 0.242 | 0.379 | 0.398 | 0.417 | 0.437 | 0.456 | 0.475 | 0.494 | 0.485 | 0.429 | 0.316 | 0.251 | 0.204 | 0.161 | 0.108 | 0.036 | 0 | 0 | 0 | 0 | 0 | 0 | 0 | 0 | 0 | 0 | 0 | 0 | 0 | NPgN | GSP | NG FES - Consumer Transformation | Total installed waste incineration capacity (MW)
NG FES - Consumer Transformation | Gen_BB011 | MW | NPgN | HAWP_6 | Total installed waste incineration capacity (MW) | Hawthorn Pit | HAWTHORN PIT GRID | 1.9 | 2.152 | 2.296 | 2.316 | 2.336 | 2.356 | 2.376 | 2.396 | 2.416 | 2.407 | 2.348 | 2.23 | 2.162 | 2.113 | 2.068 | 2.013 | 1.937 | 1.9 | 1.9 | 1.9 | 1.9 | 1.9 | 1.765 | 1.616 | 1.496 | 1.364 | 1.307 | 1.265 | 1.233 | 1.173 | NPgN | GSP | NG FES - Consumer Transformation | Total installed waste incineration capacity (MW)
NG FES - Consumer Transformation | Gen_BB011 | MW | NPgN | KNARE_111 | Total installed waste incineration capacity (MW) | Knaresborough | KNARESBOROUGH | 38.135 | 39.14 | 39.712 | 39.791 | 39.871 | 39.951 | 40.03 | 40.11 | 40.19 | 40.152 | 39.917 | 39.448 | 39.178 | 38.982 | 38.803 | 38.584 | 38.284 | 38.135 | 38.135 | 38.135 | 38.135 | 38.135 | 35.419 | 32.429 | 30.017 | 27.37 | 26.232 | 25.396 | 24.754 | 23.552 | NPgN | GSP | NG FES - Consumer Transformation | Total installed waste incineration capacity (MW)
NG FES - Consumer Transformation | Gen_BB011 | MW | NPgN | LACK_6 | Total installed waste incineration capacity (MW) | Lackenby | LACKENBY | 6.197 | 6.457 | 6.606 | 6.627 | 6.647 | 6.668 | 6.688 | 6.709 | 6.73 | 6.72 | 6.659 | 6.537 | 6.467 | 6.416 | 6.37 | 6.313 | 6.235 | 6.197 | 6.197 | 6.197 | 6.197 | 6.197 | 5.756 | 5.27 | 4.878 | 4.448 | 4.263 | 4.127 | 4.023 | 3.827 | NPgN | GSP | NG FES - Consumer Transformation | Total installed waste incineration capacity (MW)
NG FES - Consumer Transformation | Gen_BB011 | MW | NPgN | NORT_1 | Total installed waste incineration capacity (MW) | Norton | NORTON | 72.561 | 74.631 | 75.81 | 75.974 | 76.138 | 76.302 | 76.466 | 76.63 | 76.794 | 76.716 | 76.233 | 75.267 | 74.709 | 74.305 | 73.937 | 73.486 | 72.867 | 72.561 | 72.561 | 72.561 | 72.561 | 72.561 | 67.394 | 61.705 | 57.114 | 52.079 | 49.914 | 48.323 | 47.101 | 44.814 | NPgN | GSP | NG FES - Consumer Transformation | Total installed waste incineration capacity (MW)
NG FES - Consumer Transformation | Gen_BB011 | MW | NPgN | OFFE_3 | Total installed waste incineration capacity (MW) | Offerton | OFFERTON | 0 | 0.018 | 0.028 | 0.03 | 0.031 | 0.032 | 0.034 | 0.035 | 0.037 | 0.036 | 0.032 | 0.023 | 0.019 | 0.015 | 0.012 | 0.008 | 0.003 | 0 | 0 | 0 | 0 | 0 | 0 | 0 | 0 | 0 | 0 | 0 | 0 | 0 | NPgN | GSP | NG FES - Consumer Transformation | Total installed waste incineration capacity (MW)
NG FES - Consumer Transformation | Gen_BB011 | MW | NPgN | OSBA_1 | Total installed waste incineration capacity (MW) | Osbaldwick | OSBALDWICK | 1.5 | 3.96 | 5.361 | 5.556 | 5.751 | 5.946 | 6.141 | 6.336 | 6.531 | 6.439 | 5.865 | 4.716 | 4.054 | 3.573 | 3.135 | 2.6 | 1.864 | 1.5 | 1.5 | 1.5 | 1.5 | 1.5 | 1.393 | 1.276 | 1.181 | 1.077 | 1.032 | 0.999 | 0.974 | 0.926 | NPgN | GSP | NG FES - Consumer Transformation | Total installed waste incineration capacity (MW)
NG FES - Consumer Transformation | Gen_BB011 | MW | NPgN | POPP_3 | Total installed waste incineration capacity (MW) | Poppleton | POPPLETON | 0 | 0.076 | 0.119 | 0.124 | 0.13 | 0.136 | 0.142 | 0.148 | 0.154 | 0.152 | 0.134 | 0.099 | 0.078 | 0.064 | 0.05 | 0.034 | 0.011 | 0 | 0 | 0 | 0 | 0 | 0 | 0 | 0 | 0 | 0 | 0 | 0 | 0 | NPgN | GSP | NG FES - Consumer Transformation | Total installed waste incineration capacity (MW)
NG FES - Consumer Transformation | Gen_BB011 | MW | NPgN | SALH_1 | Total installed waste incineration capacity (MW) | Saltholme | SALTHOLME | 5.1 | 5.118 | 5.129 | 5.131 | 5.132 | 5.134 | 5.135 | 5.137 | 5.138 | 5.137 | 5.133 | 5.124 | 5.119 | 5.115 | 5.112 | 5.108 | 5.102 | 5.1 | 5.1 | 5.1 | 5.1 | 5.1 | 4.736 | 4.337 | 4.014 | 3.66 | 3.508 | 3.396 | 3.31 | 3.15 | NPgN | GSP | NG FES - Consumer Transformation | Total installed waste incineration capacity (MW)
NG FES - Consumer Transformation | Gen_BB011 | MW | NPgN | SSHI_3 | Total installed waste incineration capacity (MW) | South Shields | SOUTH SHIELDS | 0 | 0 | 0 | 0 | 0 | 0 | 0 | 0 | 0 | 0 | 0 | 0 | 0 | 0 | 0 | 0 | 0 | 0 | 0 | 0 | 0 | 0 | 0 | 0 | 0 | 0 | 0 | 0 | 0 | 0 | NPgN | GSP | NG FES - Consumer Transformation | Total installed waste incineration capacity (MW)
NG FES - Consumer Transformation | Gen_BB011 | MW | NPgN | KIELD01 and SPAD20 | Total installed waste incineration capacity (MW) | 0 | SPADEADAM | 0 | 0.035 | 0.055 | 0.058 | 0.061 | 0.063 | 0.066 | 0.069 | 0.072 | 0.07 | 0.062 | 0.046 | 0.036 | 0.03 | 0.023 | 0.016 | 0.005 | 0 | 0 | 0 | 0 | 0 | 0 | 0 | 0 | 0 | 0 | 0 | 0 | 0 | NPgN | GSP | NG FES - Consumer Transformation | Total installed waste incineration capacity (MW)
NG FES - Consumer Transformation | Gen_BB011 | MW | NPgN | SPEN_1 | Total installed waste incineration capacity (MW) | Spennymoor | SPENNYMOOR | 3.8 | 5.444 | 6.38 | 6.51 | 6.64 | 6.771 | 6.901 | 7.031 | 7.161 | 7.1 | 6.716 | 5.949 | 5.506 | 5.185 | 4.892 | 4.535 | 4.043 | 3.8 | 3.8 | 3.8 | 3.8 | 3.8 | 3.529 | 3.231 | 2.991 | 2.727 | 2.614 | 2.531 | 2.467 | 2.347 | NPgN | GSP | NG FES - Consumer Transformation | Total installed waste incineration capacity (MW)
NG FES - Consumer Transformation | Gen_BB011 | MW | NPgN | STEN_1 | Total installed waste incineration capacity (MW) | Stella North | STELLA NORTH | 7.315 | 7.429 | 7.494 | 7.503 | 7.512 | 7.521 | 7.53 | 7.539 | 7.548 | 7.543 | 7.517 | 7.464 | 7.433 | 7.411 | 7.391 | 7.366 | 7.332 | 7.315 | 7.315 | 7.315 | 7.315 | 7.315 | 6.794 | 6.221 | 5.758 | 5.25 | 5.032 | 4.872 | 4.748 | 4.518 | NPgN | GSP | NG FES - Consumer Transformation | Total installed waste incineration capacity (MW)
NG FES - Consumer Transformation | Gen_BB011 | MW | NPgN | STES_1 | Total installed waste incineration capacity (MW) | Stella South | STELLA SOUTH | 0 | 0.803 | 1.26 | 1.324 | 1.387 | 1.451 | 1.514 | 1.578 | 1.642 | 1.612 | 1.424 | 1.049 | 0.833 | 0.676 | 0.534 | 0.359 | 0.119 | 0 | 0 | 0 | 0 | 0 | 0 | 0 | 0 | 0 | 0 | 0 | 0 | 0 | NPgN | GSP | NG FES - Consumer Transformation | Total installed waste incineration capacity (MW)
NG FES - Consumer Transformation | Gen_BB011 | MW | NPgN | TYNE_1 | Total installed waste incineration capacity (MW) | Tynemouth 1 | TYNEMOUTH | 6.555 | 6.586 | 6.603 | 6.606 | 6.608 | 6.611 | 6.613 | 6.616 | 6.618 | 6.617 | 6.61 | 6.595 | 6.587 | 6.581 | 6.576 | 6.569 | 6.56 | 6.555 | 6.555 | 6.555 | 6.555 | 6.555 | 6.088 | 5.574 | 5.16 | 4.705 | 4.509 | 4.365 | 4.255 | 4.048 | NPgN | GSP | NG FES - Consumer Transformation | Total installed waste incineration capacity (MW)
NG FES - Consumer Transformation | Gen_BB011 | MW | NPgN | WBOL_6 | Total installed waste incineration capacity (MW) | West Boldon | WEST BOLDON | 0 | 0.096 | 0.151 | 0.158 | 0.166 | 0.174 | 0.181 | 0.189 | 0.197 | 0.193 | 0.17 | 0.126 | 0.1 | 0.081 | 0.064 | 0.043 | 0.014 | 0 | 0 | 0 | 0 | 0 | 0 | 0 | 0 | 0 | 0 | 0 | 0 | 0 | NPgN | GSP | NG FES - Consumer Transformation | Total installed waste incineration capacity (MW)
NG FES - Consumer Transformation | Gen_BB011 | MW | NPgN | BRAW_1 | Total installed waste incineration capacity (MW) | Bradford West | BRADFORD WEST | 0 | 0.711 | 1.116 | 1.172 | 1.228 | 1.285 | 1.341 | 1.398 | 1.454 | 1.427 | 1.261 | 0.929 | 0.738 | 0.599 | 0.472 | 0.318 | 0.105 | 0 | 0 | 0 | 0 | 0 | 0 | 0 | 0 | 0 | 0 | 0 | 0 | 0 | NPgY | GSP | NG FES - Consumer Transformation | Total installed waste incineration capacity (MW)
NG FES - Consumer Transformation | Gen_BB011 | MW | NPgN | CAMB_01 | Total installed waste incineration capacity (MW) | Camblesforth | CAMBLESFORTH | 0 | 0.122 | 0.192 | 0.201 | 0.211 | 0.221 | 0.23 | 0.24 | 0.25 | 0.245 | 0.217 | 0.16 | 0.127 | 0.103 | 0.081 | 0.055 | 0.018 | 0 | 0 | 0 | 0 | 0 | 0 | 0 | 0 | 0 | 0 | 0 | 0 | 0 | NPgY | GSP | NG FES - Consumer Transformation | Total installed waste incineration capacity (MW)
NG FES - Consumer Transformation | Gen_BB011 | MW | NPgN | CREB_1 | Total installed waste incineration capacity (MW) | Creyke Beck | CREYKE BECK | 0 | 5.166 | 8.107 | 8.516 | 8.926 | 9.335 | 9.745 | 10.154 | 10.563 | 10.37 | 9.164 | 6.752 | 5.361 | 4.353 | 3.433 | 2.308 | 0.764 | 0 | 0 | 0 | 0 | 0 | 0 | 0 | 0 | 0 | 0 | 0 | 0 | 0 | NPgY | GSP | NG FES - Consumer Transformation | Total installed waste incineration capacity (MW)
NG FES - Consumer Transformation | Gen_BB011 | MW | NPgN | DRAX_YEDL | Total installed waste incineration capacity (MW) | Drax | DRAX | 0 | 0.62 | 0.974 | 1.023 | 1.072 | 1.121 | 1.17 | 1.22 | 1.269 | 1.246 | 1.101 | 0.811 | 0.644 | 0.523 | 0.412 | 0.277 | 0.092 | 0 | 0 | 0 | 0 | 0 | 0 | 0 | 0 | 0 | 0 | 0 | 0 | 0 | NPgY | GSP | NG FES - Consumer Transformation | Total installed waste incineration capacity (MW)
NG FES - Consumer Transformation | Gen_BB011 | MW | NPgN | ELLA_1 | Total installed waste incineration capacity (MW) | Elland | ELLAND | 0 | 0.703 | 1.103 | 1.159 | 1.214 | 1.27 | 1.326 | 1.381 | 1.437 | 1.411 | 1.247 | 0.919 | 0.729 | 0.592 | 0.467 | 0.314 | 0.104 | 0 | 0 | 0 | 0 | 0 | 0 | 0 | 0 | 0 | 0 | 0 | 0 | 0 | NPgY | GSP | NG FES - Consumer Transformation | Total installed waste incineration capacity (MW)
NG FES - Consumer Transformation | Gen_BB011 | MW | NPgN | FERRA2 | Total installed waste incineration capacity (MW) | Ferrybridge A | FERRYBRIDGE A | 0.05 | 1.066 | 1.645 | 1.726 | 1.806 | 1.887 | 1.967 | 2.048 | 2.128 | 2.09 | 1.853 | 1.378 | 1.105 | 0.906 | 0.725 | 0.504 | 0.2 | 0.05 | 0.05 | 0.05 | 0.05 | 0.05 | 0.046 | 0.043 | 0.039 | 0.036 | 0.034 | 0.033 | 0.032 | 0.031 | NPgY | GSP | NG FES - Consumer Transformation | Total installed waste incineration capacity (MW)
NG FES - Consumer Transformation | Gen_BB011 | MW | NPgN | FERRB9 | Total installed waste incineration capacity (MW) | Ferrybridge B (_M) | FERRYBRIDGE B | 79 | 81.605 | 83.088 | 83.294 | 83.501 | 83.707 | 83.914 | 84.12 | 84.326 | 84.229 | 83.621 | 82.405 | 81.703 | 81.195 | 80.731 | 80.164 | 79.386 | 79 | 79 | 79 | 79 | 79 | 73.375 | 67.181 | 62.182 | 56.701 | 54.343 | 52.611 | 51.281 | 48.79 | NPgY | GSP | NG FES - Consumer Transformation | Total installed waste incineration capacity (MW)
NG FES - Consumer Transformation | Gen_BB011 | MW | NPgN | GRIW_1 | Total installed waste incineration capacity (MW) | Grimsby West | GRIMSBY WEST | 0 | 1.672 | 2.624 | 2.756 | 2.889 | 3.021 | 3.154 | 3.286 | 3.419 | 3.356 | 2.966 | 2.185 | 1.735 | 1.409 | 1.111 | 0.747 | 0.247 | 0 | 0 | 0 | 0 | 0 | 0 | 0 | 0 | 0 | 0 | 0 | 0 | 0 | NPgY | GSP | NG FES - Consumer Transformation | Total installed waste incineration capacity (MW)
NG FES - Consumer Transformation | Gen_BB011 | MW | NPgN | JORD_3 | Total installed waste incineration capacity (MW) | Jordanthorpe | JORDANTHORPE | 0 | 0.079 | 0.124 | 0.13 | 0.137 | 0.143 | 0.149 | 0.155 | 0.162 | 0.159 | 0.14 | 0.103 | 0.082 | 0.067 | 0.053 | 0.035 | 0.012 | 0 | 0 | 0 | 0 | 0 | 0 | 0 | 0 | 0 | 0 | 0 | 0 | 0 | NPgY | GSP | NG FES - Consumer Transformation | Total installed waste incineration capacity (MW)
NG FES - Consumer Transformation | Gen_BB011 | MW | NPgN | KEAD_YEDL | Total installed waste incineration capacity (MW) | Keadby | KEADBY | 2.8 | 11.415 | 16.32 | 17.003 | 17.685 | 18.368 | 19.051 | 19.733 | 20.416 | 20.094 | 18.083 | 14.06 | 11.741 | 10.059 | 8.525 | 6.649 | 4.074 | 2.8 | 2.8 | 2.8 | 2.8 | 2.8 | 2.8 | 2.8 | 2.8 | 2.8 | 2.8 | 2.8 | 2.8 | 2.8 | NPgY | GSP | NG FES - Consumer Transformation | Total installed waste incineration capacity (MW)
NG FES - Consumer Transformation | Gen_BB011 | MW | NPgN | KIRKB1 | Total installed waste incineration capacity (MW) | Kirkstall B | KIRKSTALL B | 0 | 0.293 | 0.46 | 0.484 | 0.507 | 0.53 | 0.553 | 0.577 | 0.6 | 0.589 | 0.52 | 0.383 | 0.305 | 0.247 | 0.195 | 0.131 | 0.043 | 0 | 0 | 0 | 0 | 0 | 0 | 0 | 0 | 0 | 0 | 0 | 0 | 0 | NPgY | GSP | NG FES - Consumer Transformation | Total installed waste incineration capacity (MW)
NG FES - Consumer Transformation | Gen_BB011 | MW | NPgN | NEEP_3 | Total installed waste incineration capacity (MW) | Neepsend | NEEPSEND | 0 | 0.027 | 0.043 | 0.045 | 0.047 | 0.049 | 0.052 | 0.054 | 0.056 | 0.055 | 0.049 | 0.036 | 0.028 | 0.023 | 0.018 | 0.012 | 0.004 | 0 | 0 | 0 | 0 | 0 | 0 | 0 | 0 | 0 | 0 | 0 | 0 | 0 | NPgY | GSP | NG FES - Consumer Transformation | Total installed waste incineration capacity (MW)
NG FES - Consumer Transformation | Gen_BB011 | MW | NPgN | NORL_3 | Total installed waste incineration capacity (MW) | Norton Lees | NORTON LEES | 0 | 0 | 0 | 0 | 0 | 0 | 0 | 0 | 0 | 0 | 0 | 0 | 0 | 0 | 0 | 0 | 0 | 0 | 0 | 0 | 0 | 0 | 0 | 0 | 0 | 0 | 0 | 0 | 0 | 0 | NPgY | GSP | NG FES - Consumer Transformation | Total installed waste incineration capacity (MW)
NG FES - Consumer Transformation | Gen_BB011 | MW | NPgN | PITS_BB_B | Total installed waste incineration capacity (MW) | Pitsmoor | PITSMOOR 3/4 | 0 | 0 | 0 | 0 | 0 | 0 | 0 | 0 | 0 | 0 | 0 | 0 | 0 | 0 | 0 | 0 | 0 | 0 | 0 | 0 | 0 | 0 | 0 | 0 | 0 | 0 | 0 | 0 | 0 | 0 | NPgY | GSP | NG FES - Consumer Transformation | Total installed waste incineration capacity (MW)
NG FES - Consumer Transformation | Gen_BB011 | MW | NPgN | SALT_1 | Total installed waste incineration capacity (MW) | Saltend North | SALTEND NORTH | 0 | 0.003 | 0.005 | 0.005 | 0.006 | 0.006 | 0.006 | 0.006 | 0.007 | 0.006 | 0.006 | 0.004 | 0.003 | 0.003 | 0.002 | 0.001 | 0 | 0 | 0 | 0 | 0 | 0 | 0 | 0 | 0 | 0 | 0 | 0 | 0 | 0 | NPgY | GSP | NG FES - Consumer Transformation | Total installed waste incineration capacity (MW)
NG FES - Consumer Transformation | Gen_BB011 | MW | NPgN | SHEC_3 | Total installed waste incineration capacity (MW) | Sheffield City | SHEFFIELD CITY | 0 | 0.006 | 0.009 | 0.009 | 0.01 | 0.01 | 0.011 | 0.011 | 0.012 | 0.011 | 0.01 | 0.007 | 0.006 | 0.005 | 0.004 | 0.003 | 0.001 | 0 | 0 | 0 | 0 | 0 | 0 | 0 | 0 | 0 | 0 | 0 | 0 | 0 | NPgY | GSP | NG FES - Consumer Transformation | Total installed waste incineration capacity (MW)
NG FES - Consumer Transformation | Gen_BB011 | MW | NPgN | SKLGB1 | Total installed waste incineration capacity (MW) | Skelton Grange | SKELTON GRANGE | 25.66 | 26.421 | 26.855 | 26.915 | 26.975 | 27.036 | 27.096 | 27.157 | 27.217 | 27.188 | 27.011 | 26.655 | 26.45 | 26.301 | 26.166 | 26 | 25.772 | 25.66 | 25.66 | 25.66 | 25.66 | 25.66 | 25.66 | 25.66 | 25.66 | 25.66 | 25.66 | 25.66 | 25.66 | 25.66 | NPgY | GSP | NG FES - Consumer Transformation | Total installed waste incineration capacity (MW)
NG FES - Consumer Transformation | Gen_BB011 | MW | NPgN | TEMP_3 | Total installed waste incineration capacity (MW) | Templeborough | TEMPLEBOROUGH 275/33KV | 0 | 0.021 | 0.033 | 0.034 | 0.036 | 0.038 | 0.039 | 0.041 | 0.043 | 0.042 | 0.037 | 0.027 | 0.022 | 0.018 | 0.014 | 0.009 | 0.003 | 0 | 0 | 0 | 0 | 0 | 0 | 0 | 0 | 0 | 0 | 0 | 0 | 0 | NPgY | GSP | NG FES - Consumer Transformation | Total installed waste incineration capacity (MW)
NG FES - Consumer Transformation | Gen_BB011 | MW | NPgN | THUR_6 | Total installed waste incineration capacity (MW) | Thurcroft | THURCROFT | 5.7 | 7.873 | 9.11 | 9.283 | 9.455 | 9.627 | 9.799 | 9.971 | 10.144 | 10.062 | 9.555 | 8.54 | 7.955 | 7.531 | 7.144 | 6.671 | 6.022 | 5.7 | 5.7 | 5.7 | 5.7 | 5.7 | 5.7 | 5.7 | 5.7 | 5.7 | 5.7 | 5.7 | 5.7 | 5.7 | NPgY | GSP | NG FES - Consumer Transformation | Total installed waste incineration capacity (MW)
NG FES - Consumer Transformation | Gen_BB011 | MW | NPgN | WMEL_THOM | Total installed waste incineration capacity (MW) | Thorpe Marsh | WEST MELTON / THORPE MARSH | 19.998 | 21.981 | 23.11 | 23.267 | 23.424 | 23.582 | 23.739 | 23.896 | 24.053 | 23.979 | 23.516 | 22.59 | 22.056 | 21.669 | 21.316 | 20.884 | 20.292 | 19.998 | 19.998 | 19.998 | 19.998 | 19.998 | 19.998 | 19.998 | 19.998 | 19.998 | 19.998 | 19.998 | 19.998 | 19.998 | NPgY | GSP | NG FES - Consumer Transformation | Total installed waste incineration capacity (MW)
NG FES - Consumer Transformation | Gen_BB011 | MW | NPgN | WMEL_BB3 | Total installed waste incineration capacity (MW) | West Melton | WEST MELTON SECTION 3 | 0 | 2.122 | 3.331 | 3.499 | 3.667 | 3.835 | 4.004 | 4.172 | 4.34 | 4.26 | 3.765 | 2.774 | 2.203 | 1.788 | 1.41 | 0.948 | 0.314 | 0 | 0 | 0 | 0 | 0 | 0 | 0 | 0 | 0 | 0 | 0 | 0 | 0 | NPgY | GSP | NG FES - Consumer Transformation | Total installed waste incineration capacity (MW)
NG FES - Consumer Transformation | Gen_BB011 | MW | NPgN | WIBA_3 | Total installed waste incineration capacity (MW) | Wincobank | WINCOBANK | 0 | 0.074 | 0.116 | 0.122 | 0.128 | 0.134 | 0.14 | 0.145 | 0.151 | 0.149 | 0.131 | 0.097 | 0.077 | 0.062 | 0.049 | 0.033 | 0.011 | 0 | 0 | 0 | 0 | 0 | 0 | 0 | 0 | 0 | 0 | 0 | 0 | 0 | NPgY | GSP | NG FES - Consumer Transformation | Total installed waste incineration capacity (MW)
NG FES - Falling Short | Gen_BB011 | MW | NPgN | BLYTB1 | Total installed waste incineration capacity (MW) | Blyth 66kV | BLYTH 66kV | 7.2 | 7.934 | 8.384 | 8.613 | 8.81 | 8.982 | 9.135 | 9.273 | 9.398 | 9.49 | 9.572 | 9.648 | 9.686 | 9.717 | 9.739 | 9.711 | 9.675 | 9.655 | 9.536 | 9.425 | 9.332 | 9.205 | 9.073 | 8.939 | 8.794 | 8.586 | 8.368 | 8.138 | 7.845 | 7.549 | NPgN | GSP | NG FES - Falling Short | Total installed waste incineration capacity (MW)
NG FES - Falling Short | Gen_BB011 | MW | NPgN | BLYTH132 | Total installed waste incineration capacity (MW) | Blyth 132kV | BLYTH 132kV | 0 | 1.298 | 2.093 | 2.499 | 2.846 | 3.151 | 3.422 | 3.665 | 3.886 | 4.048 | 4.195 | 4.328 | 4.395 | 4.451 | 4.49 | 4.44 | 4.377 | 4.341 | 4.13 | 3.934 | 3.769 | 3.546 | 3.312 | 3.075 | 2.818 | 2.45 | 2.066 | 1.658 | 1.14 | 0.617 | NPgN | GSP | NG FES - Falling Short | Total installed waste incineration capacity (MW)
NG FES - Falling Short | Gen_BB011 | MW | NPgN | FOUR_1 | Total installed waste incineration capacity (MW) | Fourstones | FOURSTONES | 0 | 0.067 | 0.108 | 0.129 | 0.147 | 0.163 | 0.177 | 0.19 | 0.201 | 0.209 | 0.217 | 0.224 | 0.227 | 0.23 | 0.232 | 0.23 | 0.226 | 0.224 | 0.214 | 0.203 | 0.195 | 0.183 | 0.171 | 0.159 | 0.146 | 0.127 | 0.107 | 0.086 | 0.059 | 0.032 | NPgN | GSP | NG FES - Falling Short | Total installed waste incineration capacity (MW)
NG FES - Falling Short | Gen_BB011 | MW | NPgN | HARM_6 | Total installed waste incineration capacity (MW) | Hart Moor | HARTMOOR | 0 | 0.363 | 0.585 | 0.698 | 0.796 | 0.881 | 0.956 | 1.024 | 1.086 | 1.132 | 1.172 | 1.21 | 1.229 | 1.244 | 1.255 | 1.241 | 1.223 | 1.213 | 1.154 | 1.1 | 1.054 | 0.991 | 0.926 | 0.86 | 0.788 | 0.685 | 0.577 | 0.463 | 0.319 | 0.172 | NPgN | GSP | NG FES - Falling Short | Total installed waste incineration capacity (MW)
NG FES - Falling Short | Gen_BB011 | MW | NPgN | HAWP_6 | Total installed waste incineration capacity (MW) | Hawthorn Pit | HAWTHORN PIT GRID | 1.9 | 2.279 | 2.511 | 2.63 | 2.731 | 2.82 | 2.899 | 2.97 | 3.035 | 3.082 | 3.125 | 3.164 | 3.184 | 3.2 | 3.211 | 3.197 | 3.178 | 3.168 | 3.106 | 3.049 | 3.001 | 2.936 | 2.867 | 2.798 | 2.723 | 2.616 | 2.503 | 2.384 | 2.233 | 2.08 | NPgN | GSP | NG FES - Falling Short | Total installed waste incineration capacity (MW)
NG FES - Falling Short | Gen_BB011 | MW | NPgN | KNARE_111 | Total installed waste incineration capacity (MW) | Knaresborough | KNARESBOROUGH | 38.135 | 39.643 | 40.568 | 41.039 | 41.444 | 41.798 | 42.112 | 42.395 | 42.653 | 42.841 | 43.011 | 43.166 | 43.245 | 43.309 | 43.354 | 43.297 | 43.223 | 43.181 | 42.936 | 42.708 | 42.517 | 42.257 | 41.985 | 41.71 | 41.411 | 40.983 | 40.536 | 40.062 | 39.46 | 38.852 | NPgN | GSP | NG FES - Falling Short | Total installed waste incineration capacity (MW)
NG FES - Falling Short | Gen_BB011 | MW | NPgN | LACK_6 | Total installed waste incineration capacity (MW) | Lackenby | LACKENBY | 6.197 | 6.588 | 6.828 | 6.95 | 7.055 | 7.147 | 7.229 | 7.302 | 7.369 | 7.418 | 7.462 | 7.502 | 7.522 | 7.539 | 7.551 | 7.536 | 7.517 | 7.506 | 7.442 | 7.383 | 7.333 | 7.266 | 7.196 | 7.124 | 7.047 | 6.936 | 6.82 | 6.697 | 6.54 | 6.383 | NPgN | GSP | NG FES - Falling Short | Total installed waste incineration capacity (MW)
NG FES - Falling Short | Gen_BB011 | MW | NPgN | NORT_1 | Total installed waste incineration capacity (MW) | Norton | NORTON | 72.561 | 75.669 | 77.573 | 78.545 | 79.378 | 80.107 | 80.755 | 81.339 | 81.869 | 82.257 | 82.607 | 82.926 | 83.088 | 83.22 | 83.313 | 83.195 | 83.043 | 82.957 | 82.451 | 81.982 | 81.588 | 81.053 | 80.494 | 79.926 | 79.31 | 78.429 | 77.508 | 76.532 | 75.29 | 74.039 | NPgN | GSP | NG FES - Falling Short | Total installed waste incineration capacity (MW)
NG FES - Falling Short | Gen_BB011 | MW | NPgN | OFFE_3 | Total installed waste incineration capacity (MW) | Offerton | OFFERTON | 0 | 0.027 | 0.043 | 0.052 | 0.059 | 0.065 | 0.071 | 0.076 | 0.081 | 0.084 | 0.087 | 0.09 | 0.091 | 0.092 | 0.093 | 0.092 | 0.091 | 0.09 | 0.086 | 0.082 | 0.078 | 0.073 | 0.069 | 0.064 | 0.058 | 0.051 | 0.043 | 0.034 | 0.024 | 0.013 | NPgN | GSP | NG FES - Falling Short | Total installed waste incineration capacity (MW)
NG FES - Falling Short | Gen_BB011 | MW | NPgN | OSBA_1 | Total installed waste incineration capacity (MW) | Osbaldwick | OSBALDWICK | 1.5 | 5.194 | 7.457 | 8.612 | 9.603 | 10.469 | 11.24 | 11.933 | 12.563 | 13.024 | 13.44 | 13.819 | 14.012 | 14.169 | 14.28 | 14.139 | 13.959 | 13.856 | 13.255 | 12.698 | 12.229 | 11.593 | 10.928 | 10.254 | 9.522 | 8.474 | 7.38 | 6.219 | 4.744 | 3.257 | NPgN | GSP | NG FES - Falling Short | Total installed waste incineration capacity (MW)
NG FES - Falling Short | Gen_BB011 | MW | NPgN | POPP_3 | Total installed waste incineration capacity (MW) | Poppleton | POPPLETON | 0 | 0.113 | 0.183 | 0.218 | 0.249 | 0.275 | 0.299 | 0.32 | 0.34 | 0.354 | 0.366 | 0.378 | 0.384 | 0.389 | 0.392 | 0.388 | 0.382 | 0.379 | 0.361 | 0.344 | 0.329 | 0.31 | 0.289 | 0.269 | 0.246 | 0.214 | 0.18 | 0.145 | 0.1 | 0.054 | NPgN | GSP | NG FES - Falling Short | Total installed waste incineration capacity (MW)
NG FES - Falling Short | Gen_BB011 | MW | NPgN | SALH_1 | Total installed waste incineration capacity (MW) | Saltholme | SALTHOLME | 5.1 | 5.128 | 5.145 | 5.154 | 5.162 | 5.168 | 5.174 | 5.179 | 5.184 | 5.188 | 5.191 | 5.194 | 5.195 | 5.197 | 5.197 | 5.196 | 5.195 | 5.194 | 5.19 | 5.185 | 5.182 | 5.177 | 5.172 | 5.167 | 5.161 | 5.153 | 5.145 | 5.136 | 5.124 | 5.113 | NPgN | GSP | NG FES - Falling Short | Total installed waste incineration capacity (MW)
NG FES - Falling Short | Gen_BB011 | MW | NPgN | SSHI_3 | Total installed waste incineration capacity (MW) | South Shields | SOUTH SHIELDS | 0 | 0 | 0 | 0 | 0 | 0 | 0 | 0.001 | 0.001 | 0.001 | 0.001 | 0.001 | 0.001 | 0.001 | 0.001 | 0.001 | 0.001 | 0.001 | 0.001 | 0.001 | 0.001 | 0.001 | 0 | 0 | 0 | 0 | 0 | 0 | 0 | 0 | NPgN | GSP | NG FES - Falling Short | Total installed waste incineration capacity (MW)
NG FES - Falling Short | Gen_BB011 | MW | NPgN | KIELD01 and SPAD20 | Total installed waste incineration capacity (MW) | 0 | SPADEADAM | 0 | 0.053 | 0.085 | 0.101 | 0.115 | 0.128 | 0.139 | 0.149 | 0.158 | 0.164 | 0.17 | 0.175 | 0.178 | 0.18 | 0.182 | 0.18 | 0.177 | 0.176 | 0.167 | 0.159 | 0.153 | 0.144 | 0.134 | 0.125 | 0.114 | 0.099 | 0.084 | 0.067 | 0.046 | 0.025 | NPgN | GSP | NG FES - Falling Short | Total installed waste incineration capacity (MW)
NG FES - Falling Short | Gen_BB011 | MW | NPgN | SPEN_1 | Total installed waste incineration capacity (MW) | Spennymoor | SPENNYMOOR | 3.8 | 6.268 | 7.78 | 8.552 | 9.214 | 9.792 | 10.307 | 10.77 | 11.191 | 11.499 | 11.778 | 12.031 | 12.159 | 12.265 | 12.338 | 12.245 | 12.124 | 12.055 | 11.654 | 11.282 | 10.968 | 10.543 | 10.099 | 9.649 | 9.16 | 8.46 | 7.729 | 6.953 | 5.967 | 4.974 | NPgN | GSP | NG FES - Falling Short | Total installed waste incineration capacity (MW)
NG FES - Falling Short | Gen_BB011 | MW | NPgN | STEN_1 | Total installed waste incineration capacity (MW) | Stella North | STELLA NORTH | 7.315 | 7.486 | 7.59 | 7.644 | 7.69 | 7.73 | 7.765 | 7.797 | 7.827 | 7.848 | 7.867 | 7.885 | 7.894 | 7.901 | 7.906 | 7.9 | 7.891 | 7.886 | 7.859 | 7.833 | 7.811 | 7.782 | 7.751 | 7.72 | 7.686 | 7.638 | 7.587 | 7.533 | 7.465 | 7.396 | NPgN | GSP | NG FES - Falling Short | Total installed waste incineration capacity (MW)
NG FES - Falling Short | Gen_BB011 | MW | NPgN | STES_1 | Total installed waste incineration capacity (MW) | Stella South | STELLA SOUTH | 0 | 1.205 | 1.944 | 2.321 | 2.644 | 2.927 | 3.178 | 3.404 | 3.61 | 3.76 | 3.896 | 4.02 | 4.083 | 4.134 | 4.17 | 4.124 | 4.065 | 4.032 | 3.836 | 3.654 | 3.501 | 3.293 | 3.076 | 2.856 | 2.618 | 2.276 | 1.919 | 1.54 | 1.058 | 0.573 | NPgN | GSP | NG FES - Falling Short | Total installed waste incineration capacity (MW)
NG FES - Falling Short | Gen_BB011 | MW | NPgN | TYNE_1 | Total installed waste incineration capacity (MW) | Tynemouth 1 | TYNEMOUTH | 6.555 | 6.601 | 6.63 | 6.644 | 6.657 | 6.667 | 6.677 | 6.686 | 6.694 | 6.7 | 6.705 | 6.709 | 6.712 | 6.714 | 6.715 | 6.714 | 6.711 | 6.71 | 6.702 | 6.695 | 6.69 | 6.682 | 6.673 | 6.665 | 6.656 | 6.642 | 6.629 | 6.614 | 6.596 | 6.577 | NPgN | GSP | NG FES - Falling Short | Total installed waste incineration capacity (MW)
NG FES - Falling Short | Gen_BB011 | MW | NPgN | WBOL_6 | Total installed waste incineration capacity (MW) | West Boldon | WEST BOLDON | 0 | 0.144 | 0.233 | 0.278 | 0.316 | 0.35 | 0.38 | 0.407 | 0.432 | 0.45 | 0.466 | 0.481 | 0.489 | 0.495 | 0.499 | 0.494 | 0.487 | 0.483 | 0.459 | 0.437 | 0.419 | 0.394 | 0.368 | 0.342 | 0.313 | 0.272 | 0.23 | 0.184 | 0.127 | 0.069 | NPgN | GSP | NG FES - Falling Short | Total installed waste incineration capacity (MW)
NG FES - Falling Short | Gen_BB011 | MW | NPgN | BRAW_1 | Total installed waste incineration capacity (MW) | Bradford West | BRADFORD WEST | 0 | 1.116 | 1.799 | 2.148 | 2.447 | 2.709 | 2.941 | 3.151 | 3.341 | 3.48 | 3.606 | 3.72 | 3.779 | 3.826 | 3.86 | 3.817 | 3.763 | 3.732 | 3.55 | 3.382 | 3.24 | 3.048 | 2.847 | 2.644 | 2.423 | 2.106 | 1.776 | 1.425 | 0.98 | 0.53 | NPgY | GSP | NG FES - Falling Short | Total installed waste incineration capacity (MW)
NG FES - Falling Short | Gen_BB011 | MW | NPgN | CAMB_01 | Total installed waste incineration capacity (MW) | Camblesforth | CAMBLESFORTH | 0 | 0.191 | 0.309 | 0.369 | 0.42 | 0.465 | 0.505 | 0.541 | 0.574 | 0.597 | 0.619 | 0.639 | 0.649 | 0.657 | 0.663 | 0.655 | 0.646 | 0.641 | 0.609 | 0.58 | 0.556 | 0.523 | 0.489 | 0.454 | 0.416 | 0.362 | 0.305 | 0.245 | 0.168 | 0.091 | NPgY | GSP | NG FES - Falling Short | Total installed waste incineration capacity (MW)
NG FES - Falling Short | Gen_BB011 | MW | NPgN | CREB_1 | Total installed waste incineration capacity (MW) | Creyke Beck | CREYKE BECK | 0 | 8.105 | 13.071 | 15.607 | 17.78 | 19.681 | 21.372 | 22.892 | 24.276 | 25.287 | 26.201 | 27.032 | 27.455 | 27.8 | 28.043 | 27.735 | 27.339 | 27.112 | 25.794 | 24.572 | 23.543 | 22.147 | 20.689 | 19.209 | 17.603 | 15.303 | 12.903 | 10.356 | 7.118 | 3.854 | NPgY | GSP | NG FES - Falling Short | Total installed waste incineration capacity (MW)
NG FES - Falling Short | Gen_BB011 | MW | NPgN | DRAX_YEDL | Total installed waste incineration capacity (MW) | Drax | DRAX | 0 | 0.973 | 1.57 | 1.875 | 2.136 | 2.364 | 2.567 | 2.75 | 2.916 | 3.037 | 3.147 | 3.247 | 3.298 | 3.339 | 3.368 | 3.331 | 3.284 | 3.256 | 3.098 | 2.951 | 2.828 | 2.66 | 2.485 | 2.307 | 2.114 | 1.838 | 1.55 | 1.244 | 0.855 | 0.463 | NPgY | GSP | NG FES - Falling Short | Total installed waste incineration capacity (MW)
NG FES - Falling Short | Gen_BB011 | MW | NPgN | ELLA_1 | Total installed waste incineration capacity (MW) | Elland | ELLAND | 0 | 1.103 | 1.778 | 2.123 | 2.419 | 2.677 | 2.907 | 3.114 | 3.302 | 3.44 | 3.564 | 3.677 | 3.735 | 3.782 | 3.815 | 3.773 | 3.719 | 3.688 | 3.509 | 3.343 | 3.203 | 3.013 | 2.815 | 2.613 | 2.395 | 2.082 | 1.755 | 1.409 | 0.968 | 0.524 | NPgY | GSP | NG FES - Falling Short | Total installed waste incineration capacity (MW)
NG FES - Falling Short | Gen_BB011 | MW | NPgN | FERRA2 | Total installed waste incineration capacity (MW) | Ferrybridge A | FERRYBRIDGE A | 0.05 | 1.645 | 2.622 | 3.12 | 3.548 | 3.922 | 4.255 | 4.554 | 4.826 | 5.025 | 5.205 | 5.368 | 5.452 | 5.519 | 5.567 | 5.507 | 5.429 | 5.384 | 5.125 | 4.884 | 4.682 | 4.407 | 4.12 | 3.829 | 3.513 | 3.061 | 2.588 | 2.087 | 1.45 | 0.808 | NPgY | GSP | NG FES - Falling Short | Total installed waste incineration capacity (MW)
NG FES - Falling Short | Gen_BB011 | MW | NPgN | FERRB9 | Total installed waste incineration capacity (MW) | Ferrybridge B (_M) | FERRYBRIDGE B | 79 | 83.087 | 85.591 | 86.869 | 87.965 | 88.924 | 89.776 | 90.543 | 91.24 | 91.75 | 92.211 | 92.63 | 92.844 | 93.018 | 93.14 | 92.985 | 92.785 | 92.671 | 92.006 | 91.39 | 90.871 | 90.167 | 89.432 | 88.686 | 87.876 | 86.716 | 85.506 | 84.222 | 82.589 | 80.944 | NPgY | GSP | NG FES - Falling Short | Total installed waste incineration capacity (MW)
NG FES - Falling Short | Gen_BB011 | MW | NPgN | GRIW_1 | Total installed waste incineration capacity (MW) | Grimsby West | GRIMSBY WEST | 0 | 2.623 | 4.231 | 5.051 | 5.755 | 6.37 | 6.917 | 7.409 | 7.857 | 8.184 | 8.48 | 8.749 | 8.886 | 8.998 | 9.076 | 8.977 | 8.849 | 8.775 | 8.349 | 7.953 | 7.62 | 7.168 | 6.696 | 6.217 | 5.697 | 4.953 | 4.176 | 3.352 | 2.304 | 1.247 | NPgY | GSP | NG FES - Falling Short | Total installed waste incineration capacity (MW)
NG FES - Falling Short | Gen_BB011 | MW | NPgN | JORD_3 | Total installed waste incineration capacity (MW) | Jordanthorpe | JORDANTHORPE | 0 | 0.124 | 0.2 | 0.239 | 0.272 | 0.301 | 0.327 | 0.351 | 0.372 | 0.387 | 0.401 | 0.414 | 0.42 | 0.426 | 0.429 | 0.425 | 0.419 | 0.415 | 0.395 | 0.376 | 0.361 | 0.339 | 0.317 | 0.294 | 0.27 | 0.234 | 0.198 | 0.159 | 0.109 | 0.059 | NPgY | GSP | NG FES - Falling Short | Total installed waste incineration capacity (MW)
NG FES - Falling Short | Gen_BB011 | MW | NPgN | KEAD_YEDL | Total installed waste incineration capacity (MW) | Keadby | KEADBY | 2.8 | 16.316 | 24.599 | 28.827 | 32.451 | 35.622 | 38.441 | 40.978 | 43.284 | 44.971 | 46.495 | 47.881 | 48.587 | 49.162 | 49.567 | 49.053 | 48.393 | 48.015 | 45.817 | 43.778 | 42.063 | 39.735 | 37.303 | 34.835 | 32.156 | 28.321 | 24.318 | 20.07 | 14.671 | 9.227 | NPgY | GSP | NG FES - Falling Short | Total installed waste incineration capacity (MW)
NG FES - Falling Short | Gen_BB011 | MW | NPgN | KIRKB1 | Total installed waste incineration capacity (MW) | Kirkstall B | KIRKSTALL B | 0 | 0.46 | 0.742 | 0.886 | 1.01 | 1.118 | 1.214 | 1.3 | 1.379 | 1.436 | 1.488 | 1.535 | 1.559 | 1.579 | 1.593 | 1.575 | 1.553 | 1.54 | 1.465 | 1.396 | 1.337 | 1.258 | 1.175 | 1.091 | 1 | 0.869 | 0.733 | 0.588 | 0.404 | 0.219 | NPgY | GSP | NG FES - Falling Short | Total installed waste incineration capacity (MW)
NG FES - Falling Short | Gen_BB011 | MW | NPgN | NEEP_3 | Total installed waste incineration capacity (MW) | Neepsend | NEEPSEND | 0 | 0.043 | 0.069 | 0.083 | 0.094 | 0.104 | 0.113 | 0.121 | 0.129 | 0.134 | 0.139 | 0.143 | 0.145 | 0.147 | 0.149 | 0.147 | 0.145 | 0.144 | 0.137 | 0.13 | 0.125 | 0.117 | 0.11 | 0.102 | 0.093 | 0.081 | 0.068 | 0.055 | 0.038 | 0.02 | NPgY | GSP | NG FES - Falling Short | Total installed waste incineration capacity (MW)
NG FES - Falling Short | Gen_BB011 | MW | NPgN | NORL_3 | Total installed waste incineration capacity (MW) | Norton Lees | NORTON LEES | 0 | 0 | 0 | 0 | 0 | 0 | 0 | 0 | 0 | 0 | 0 | 0 | 0 | 0 | 0 | 0 | 0 | 0 | 0 | 0 | 0 | 0 | 0 | 0 | 0 | 0 | 0 | 0 | 0 | 0 | NPgY | GSP | NG FES - Falling Short | Total installed waste incineration capacity (MW)
NG FES - Falling Short | Gen_BB011 | MW | NPgN | PITS_BB_B | Total installed waste incineration capacity (MW) | Pitsmoor | PITSMOOR 3/4 | 0 | 0 | 0.001 | 0.001 | 0.001 | 0.001 | 0.001 | 0.001 | 0.001 | 0.001 | 0.001 | 0.001 | 0.001 | 0.001 | 0.001 | 0.001 | 0.001 | 0.001 | 0.001 | 0.001 | 0.001 | 0.001 | 0.001 | 0.001 | 0.001 | 0.001 | 0.001 | 0 | 0 | 0 | NPgY | GSP | NG FES - Falling Short | Total installed waste incineration capacity (MW)
NG FES - Falling Short | Gen_BB011 | MW | NPgN | SALT_1 | Total installed waste incineration capacity (MW) | Saltend North | SALTEND NORTH | 0 | 0.005 | 0.008 | 0.01 | 0.011 | 0.012 | 0.013 | 0.014 | 0.015 | 0.016 | 0.016 | 0.017 | 0.017 | 0.017 | 0.017 | 0.017 | 0.017 | 0.017 | 0.016 | 0.015 | 0.015 | 0.014 | 0.013 | 0.012 | 0.011 | 0.009 | 0.008 | 0.006 | 0.004 | 0.002 | NPgY | GSP | NG FES - Falling Short | Total installed waste incineration capacity (MW)
NG FES - Falling Short | Gen_BB011 | MW | NPgN | SHEC_3 | Total installed waste incineration capacity (MW) | Sheffield City | SHEFFIELD CITY | 0 | 0.009 | 0.014 | 0.017 | 0.019 | 0.022 | 0.023 | 0.025 | 0.027 | 0.028 | 0.029 | 0.03 | 0.03 | 0.03 | 0.031 | 0.03 | 0.03 | 0.03 | 0.028 | 0.027 | 0.026 | 0.024 | 0.023 | 0.021 | 0.019 | 0.017 | 0.014 | 0.011 | 0.008 | 0.004 | NPgY | GSP | NG FES - Falling Short | Total installed waste incineration capacity (MW)
NG FES - Falling Short | Gen_BB011 | MW | NPgN | SKLGB1 | Total installed waste incineration capacity (MW) | Skelton Grange | SKELTON GRANGE | 25.66 | 26.854 | 27.587 | 27.96 | 28.281 | 28.561 | 28.81 | 29.034 | 29.238 | 29.387 | 29.522 | 29.645 | 29.707 | 29.758 | 29.794 | 29.748 | 29.69 | 29.657 | 29.462 | 29.282 | 29.13 | 28.925 | 28.71 | 28.491 | 28.255 | 27.916 | 27.562 | 27.186 | 26.709 | 26.228 | NPgY | GSP | NG FES - Falling Short | Total installed waste incineration capacity (MW)
NG FES - Falling Short | Gen_BB011 | MW | NPgN | TEMP_3 | Total installed waste incineration capacity (MW) | Templeborough | TEMPLEBOROUGH 275/33KV | 0 | 0.033 | 0.053 | 0.063 | 0.072 | 0.08 | 0.086 | 0.093 | 0.098 | 0.102 | 0.106 | 0.109 | 0.111 | 0.112 | 0.113 | 0.112 | 0.111 | 0.11 | 0.104 | 0.099 | 0.095 | 0.09 | 0.084 | 0.078 | 0.071 | 0.062 | 0.052 | 0.042 | 0.029 | 0.016 | NPgY | GSP | NG FES - Falling Short | Total installed waste incineration capacity (MW)
NG FES - Falling Short | Gen_BB011 | MW | NPgN | THUR_6 | Total installed waste incineration capacity (MW) | Thurcroft | THURCROFT | 5.7 | 9.109 | 11.199 | 12.265 | 13.179 | 13.979 | 14.69 | 15.33 | 15.912 | 16.337 | 16.722 | 17.071 | 17.249 | 17.394 | 17.496 | 17.367 | 17.2 | 17.105 | 16.551 | 16.036 | 15.604 | 15.016 | 14.403 | 13.781 | 13.105 | 12.138 | 11.128 | 10.056 | 8.694 | 7.321 | NPgY | GSP | NG FES - Falling Short | Total installed waste incineration capacity (MW)
NG FES - Falling Short | Gen_BB011 | MW | NPgN | WMEL_THOM | Total installed waste incineration capacity (MW) | Thorpe Marsh | WEST MELTON / THORPE MARSH | 19.998 | 23.109 | 25.016 | 25.989 | 26.823 | 27.552 | 28.201 | 28.785 | 29.316 | 29.704 | 30.055 | 30.374 | 30.536 | 30.669 | 30.762 | 30.644 | 30.492 | 30.405 | 29.899 | 29.43 | 29.035 | 28.499 | 27.939 | 27.371 | 26.755 | 25.872 | 24.951 | 23.973 | 22.731 | 21.478 | NPgY | GSP | NG FES - Falling Short | Total installed waste incineration capacity (MW)
NG FES - Falling Short | Gen_BB011 | MW | NPgN | WMEL_BB3 | Total installed waste incineration capacity (MW) | West Melton | WEST MELTON SECTION 3 | 0 | 3.33 | 5.37 | 6.412 | 7.305 | 8.086 | 8.78 | 9.405 | 9.973 | 10.389 | 10.765 | 11.106 | 11.28 | 11.422 | 11.521 | 11.395 | 11.232 | 11.139 | 10.597 | 10.095 | 9.673 | 9.099 | 8.5 | 7.892 | 7.232 | 6.287 | 5.301 | 4.255 | 2.924 | 1.584 | NPgY | GSP | NG FES - Falling Short | Total installed waste incineration capacity (MW)
NG FES - Falling Short | Gen_BB011 | MW | NPgN | WIBA_3 | Total installed waste incineration capacity (MW) | Wincobank | WINCOBANK | 0 | 0.116 | 0.187 | 0.223 | 0.255 | 0.282 | 0.306 | 0.328 | 0.348 | 0.362 | 0.375 | 0.387 | 0.393 | 0.398 | 0.402 | 0.397 | 0.392 | 0.388 | 0.369 | 0.352 | 0.337 | 0.317 | 0.296 | 0.275 | 0.252 | 0.219 | 0.185 | 0.148 | 0.102 | 0.055 | NPgY | GSP | NG FES - Falling Short | Total installed waste incineration capacity (MW)
NG FES - Leading the Way | Gen_BB011 | MW | NPgN | BLYTB1 | Total installed waste incineration capacity (MW) | Blyth 66kV | BLYTH 66kV | 7.2 | 7.689 | 7.967 | 8.006 | 8.045 | 8.083 | 8.122 | 8.161 | 8.2 | 8.181 | 8.067 | 7.839 | 7.707 | 7.612 | 7.525 | 7.418 | 7.272 | 7.2 | 7.2 | 7.2 | 7.2 | 7.172 | 6.664 | 6.112 | 5.67 | 5.183 | 4.983 | 4.839 | 4.733 | 4.522 | NPgN | GSP | NG FES - Leading the Way | Total installed waste incineration capacity (MW)
NG FES - Leading the Way | Gen_BB011 | MW | NPgN | BLYTH132 | Total installed waste incineration capacity (MW) | Blyth 132kV | BLYTH 132kV | 0 | 0.864 | 1.356 | 1.425 | 1.493 | 1.562 | 1.63 | 1.699 | 1.767 | 1.735 | 1.533 | 1.13 | 0.897 | 0.728 | 0.574 | 0.386 | 0.128 | 0 | 0 | 0 | 0 | 0 | 0 | 0 | 0 | 0 | 0 | 0 | 0 | 0 | NPgN | GSP | NG FES - Leading the Way | Total installed waste incineration capacity (MW)
NG FES - Leading the Way | Gen_BB011 | MW | NPgN | FOUR_1 | Total installed waste incineration capacity (MW) | Fourstones | FOURSTONES | 0 | 0.045 | 0.07 | 0.074 | 0.077 | 0.081 | 0.084 | 0.088 | 0.091 | 0.09 | 0.079 | 0.058 | 0.046 | 0.038 | 0.03 | 0.02 | 0.007 | 0 | 0 | 0 | 0 | 0 | 0 | 0 | 0 | 0 | 0 | 0 | 0 | 0 | NPgN | GSP | NG FES - Leading the Way | Total installed waste incineration capacity (MW)
NG FES - Leading the Way | Gen_BB011 | MW | NPgN | HARM_6 | Total installed waste incineration capacity (MW) | Hart Moor | HARTMOOR | 0 | 0.242 | 0.379 | 0.398 | 0.417 | 0.437 | 0.456 | 0.475 | 0.494 | 0.485 | 0.429 | 0.316 | 0.251 | 0.204 | 0.161 | 0.108 | 0.036 | 0 | 0 | 0 | 0 | 0 | 0 | 0 | 0 | 0 | 0 | 0 | 0 | 0 | NPgN | GSP | NG FES - Leading the Way | Total installed waste incineration capacity (MW)
NG FES - Leading the Way | Gen_BB011 | MW | NPgN | HAWP_6 | Total installed waste incineration capacity (MW) | Hawthorn Pit | HAWTHORN PIT GRID | 1.9 | 2.152 | 2.296 | 2.316 | 2.336 | 2.356 | 2.376 | 2.396 | 2.416 | 2.407 | 2.348 | 2.23 | 2.162 | 2.113 | 2.068 | 2.013 | 1.937 | 1.9 | 1.9 | 1.9 | 1.9 | 1.893 | 1.759 | 1.613 | 1.496 | 1.368 | 1.315 | 1.277 | 1.249 | 1.193 | NPgN | GSP | NG FES - Leading the Way | Total installed waste incineration capacity (MW)
NG FES - Leading the Way | Gen_BB011 | MW | NPgN | KNARE_111 | Total installed waste incineration capacity (MW) | Knaresborough | KNARESBOROUGH | 38.135 | 39.14 | 39.712 | 39.791 | 39.871 | 39.951 | 40.03 | 40.11 | 40.19 | 40.152 | 39.917 | 39.448 | 39.178 | 38.982 | 38.803 | 38.584 | 38.284 | 38.135 | 38.135 | 38.135 | 38.135 | 37.988 | 35.297 | 32.373 | 30.029 | 27.454 | 26.39 | 25.632 | 25.071 | 23.952 | NPgN | GSP | NG FES - Leading the Way | Total installed waste incineration capacity (MW)
NG FES - Leading the Way | Gen_BB011 | MW | NPgN | LACK_6 | Total installed waste incineration capacity (MW) | Lackenby | LACKENBY | 6.197 | 6.457 | 6.606 | 6.627 | 6.647 | 6.668 | 6.688 | 6.709 | 6.73 | 6.72 | 6.659 | 6.537 | 6.467 | 6.416 | 6.37 | 6.313 | 6.235 | 6.197 | 6.197 | 6.197 | 6.197 | 6.173 | 5.736 | 5.261 | 4.88 | 4.461 | 4.288 | 4.165 | 4.074 | 3.892 | NPgN | GSP | NG FES - Leading the Way | Total installed waste incineration capacity (MW)
NG FES - Leading the Way | Gen_BB011 | MW | NPgN | NORT_1 | Total installed waste incineration capacity (MW) | Norton | NORTON | 72.561 | 74.631 | 75.81 | 75.974 | 76.138 | 76.302 | 76.466 | 76.63 | 76.794 | 76.716 | 76.233 | 75.267 | 74.709 | 74.305 | 73.937 | 73.486 | 72.867 | 72.561 | 72.561 | 72.561 | 72.561 | 72.282 | 67.162 | 61.598 | 57.137 | 52.238 | 50.214 | 48.771 | 47.703 | 45.575 | NPgN | GSP | NG FES - Leading the Way | Total installed waste incineration capacity (MW)
NG FES - Leading the Way | Gen_BB011 | MW | NPgN | OFFE_3 | Total installed waste incineration capacity (MW) | Offerton | OFFERTON | 0 | 0.018 | 0.028 | 0.03 | 0.031 | 0.032 | 0.034 | 0.035 | 0.037 | 0.036 | 0.032 | 0.023 | 0.019 | 0.015 | 0.012 | 0.008 | 0.003 | 0 | 0 | 0 | 0 | 0 | 0 | 0 | 0 | 0 | 0 | 0 | 0 | 0 | NPgN | GSP | NG FES - Leading the Way | Total installed waste incineration capacity (MW)
NG FES - Leading the Way | Gen_BB011 | MW | NPgN | OSBA_1 | Total installed waste incineration capacity (MW) | Osbaldwick | OSBALDWICK | 1.5 | 3.96 | 5.361 | 5.556 | 5.751 | 5.946 | 6.141 | 6.336 | 6.531 | 6.439 | 5.865 | 4.716 | 4.054 | 3.573 | 3.135 | 2.6 | 1.864 | 1.5 | 1.5 | 1.5 | 1.5 | 1.494 | 1.388 | 1.273 | 1.181 | 1.08 | 1.038 | 1.008 | 0.986 | 0.942 | NPgN | GSP | NG FES - Leading the Way | Total installed waste incineration capacity (MW)
NG FES - Leading the Way | Gen_BB011 | MW | NPgN | POPP_3 | Total installed waste incineration capacity (MW) | Poppleton | POPPLETON | 0 | 0.076 | 0.119 | 0.124 | 0.13 | 0.136 | 0.142 | 0.148 | 0.154 | 0.152 | 0.134 | 0.099 | 0.078 | 0.064 | 0.05 | 0.034 | 0.011 | 0 | 0 | 0 | 0 | 0 | 0 | 0 | 0 | 0 | 0 | 0 | 0 | 0 | NPgN | GSP | NG FES - Leading the Way | Total installed waste incineration capacity (MW)
NG FES - Leading the Way | Gen_BB011 | MW | NPgN | SALH_1 | Total installed waste incineration capacity (MW) | Saltholme | SALTHOLME | 5.1 | 5.118 | 5.129 | 5.131 | 5.132 | 5.134 | 5.135 | 5.137 | 5.138 | 5.137 | 5.133 | 5.124 | 5.119 | 5.115 | 5.112 | 5.108 | 5.102 | 5.1 | 5.1 | 5.1 | 5.1 | 5.08 | 4.72 | 4.329 | 4.016 | 3.671 | 3.529 | 3.428 | 3.353 | 3.203 | NPgN | GSP | NG FES - Leading the Way | Total installed waste incineration capacity (MW)
NG FES - Leading the Way | Gen_BB011 | MW | NPgN | SSHI_3 | Total installed waste incineration capacity (MW) | South Shields | SOUTH SHIELDS | 0 | 0 | 0 | 0 | 0 | 0 | 0 | 0 | 0 | 0 | 0 | 0 | 0 | 0 | 0 | 0 | 0 | 0 | 0 | 0 | 0 | 0 | 0 | 0 | 0 | 0 | 0 | 0 | 0 | 0 | NPgN | GSP | NG FES - Leading the Way | Total installed waste incineration capacity (MW)
NG FES - Leading the Way | Gen_BB011 | MW | NPgN | KIELD01 and SPAD20 | Total installed waste incineration capacity (MW) | 0 | SPADEADAM | 0 | 0.035 | 0.055 | 0.058 | 0.061 | 0.063 | 0.066 | 0.069 | 0.072 | 0.07 | 0.062 | 0.046 | 0.036 | 0.03 | 0.023 | 0.016 | 0.005 | 0 | 0 | 0 | 0 | 0 | 0 | 0 | 0 | 0 | 0 | 0 | 0 | 0 | NPgN | GSP | NG FES - Leading the Way | Total installed waste incineration capacity (MW)
NG FES - Leading the Way | Gen_BB011 | MW | NPgN | SPEN_1 | Total installed waste incineration capacity (MW) | Spennymoor | SPENNYMOOR | 3.8 | 5.444 | 6.38 | 6.51 | 6.64 | 6.771 | 6.901 | 7.031 | 7.161 | 7.1 | 6.716 | 5.949 | 5.506 | 5.185 | 4.892 | 4.535 | 4.043 | 3.8 | 3.8 | 3.8 | 3.8 | 3.785 | 3.517 | 3.226 | 2.992 | 2.736 | 2.63 | 2.554 | 2.498 | 2.387 | NPgN | GSP | NG FES - Leading the Way | Total installed waste incineration capacity (MW)
NG FES - Leading the Way | Gen_BB011 | MW | NPgN | STEN_1 | Total installed waste incineration capacity (MW) | Stella North | STELLA NORTH | 7.315 | 7.429 | 7.494 | 7.503 | 7.512 | 7.521 | 7.53 | 7.539 | 7.548 | 7.543 | 7.517 | 7.464 | 7.433 | 7.411 | 7.391 | 7.366 | 7.332 | 7.315 | 7.315 | 7.315 | 7.315 | 7.287 | 6.771 | 6.21 | 5.76 | 5.266 | 5.062 | 4.917 | 4.809 | 4.595 | NPgN | GSP | NG FES - Leading the Way | Total installed waste incineration capacity (MW)
NG FES - Leading the Way | Gen_BB011 | MW | NPgN | STES_1 | Total installed waste incineration capacity (MW) | Stella South | STELLA SOUTH | 0 | 0.803 | 1.26 | 1.324 | 1.387 | 1.451 | 1.514 | 1.578 | 1.642 | 1.612 | 1.424 | 1.049 | 0.833 | 0.676 | 0.534 | 0.359 | 0.119 | 0 | 0 | 0 | 0 | 0 | 0 | 0 | 0 | 0 | 0 | 0 | 0 | 0 | NPgN | GSP | NG FES - Leading the Way | Total installed waste incineration capacity (MW)
NG FES - Leading the Way | Gen_BB011 | MW | NPgN | TYNE_1 | Total installed waste incineration capacity (MW) | Tynemouth 1 | TYNEMOUTH | 6.555 | 6.586 | 6.603 | 6.606 | 6.608 | 6.611 | 6.613 | 6.616 | 6.618 | 6.617 | 6.61 | 6.595 | 6.587 | 6.581 | 6.576 | 6.569 | 6.56 | 6.555 | 6.555 | 6.555 | 6.555 | 6.53 | 6.067 | 5.565 | 5.162 | 4.719 | 4.536 | 4.406 | 4.309 | 4.117 | NPgN | GSP | NG FES - Leading the Way | Total installed waste incineration capacity (MW)
NG FES - Leading the Way | Gen_BB011 | MW | NPgN | WBOL_6 | Total installed waste incineration capacity (MW) | West Boldon | WEST BOLDON | 0 | 0.096 | 0.151 | 0.158 | 0.166 | 0.174 | 0.181 | 0.189 | 0.197 | 0.193 | 0.17 | 0.126 | 0.1 | 0.081 | 0.064 | 0.043 | 0.014 | 0 | 0 | 0 | 0 | 0 | 0 | 0 | 0 | 0 | 0 | 0 | 0 | 0 | NPgN | GSP | NG FES - Leading the Way | Total installed waste incineration capacity (MW)
NG FES - Leading the Way | Gen_BB011 | MW | NPgN | BRAW_1 | Total installed waste incineration capacity (MW) | Bradford West | BRADFORD WEST | 0 | 0.743 | 1.166 | 1.225 | 1.284 | 1.343 | 1.402 | 1.461 | 1.519 | 1.492 | 1.318 | 0.971 | 0.771 | 0.626 | 0.494 | 0.332 | 0.11 | 0 | 0 | 0 | 0 | 0 | 0 | 0 | 0 | 0 | 0 | 0 | 0 | 0 | NPgY | GSP | NG FES - Leading the Way | Total installed waste incineration capacity (MW)
NG FES - Leading the Way | Gen_BB011 | MW | NPgN | CAMB_01 | Total installed waste incineration capacity (MW) | Camblesforth | CAMBLESFORTH | 0 | 0.128 | 0.2 | 0.21 | 0.22 | 0.23 | 0.241 | 0.251 | 0.261 | 0.256 | 0.226 | 0.167 | 0.132 | 0.107 | 0.085 | 0.057 | 0.019 | 0 | 0 | 0 | 0 | 0 | 0 | 0 | 0 | 0 | 0 | 0 | 0 | 0 | NPgY | GSP | NG FES - Leading the Way | Total installed waste incineration capacity (MW)
NG FES - Leading the Way | Gen_BB011 | MW | NPgN | CREB_1 | Total installed waste incineration capacity (MW) | Creyke Beck | CREYKE BECK | 0 | 5.399 | 8.473 | 8.901 | 9.328 | 9.756 | 10.184 | 10.612 | 11.04 | 10.838 | 9.577 | 7.057 | 5.603 | 4.549 | 3.588 | 2.413 | 0.799 | 0 | 0 | 0 | 0 | 0 | 0 | 0 | 0 | 0 | 0 | 0 | 0 | 0 | NPgY | GSP | NG FES - Leading the Way | Total installed waste incineration capacity (MW)
NG FES - Leading the Way | Gen_BB011 | MW | NPgN | DRAX_YEDL | Total installed waste incineration capacity (MW) | Drax | DRAX | 0 | 0.648 | 1.018 | 1.069 | 1.12 | 1.172 | 1.223 | 1.275 | 1.326 | 1.302 | 1.15 | 0.848 | 0.673 | 0.546 | 0.431 | 0.29 | 0.096 | 0 | 0 | 0 | 0 | 0 | 0 | 0 | 0 | 0 | 0 | 0 | 0 | 0 | NPgY | GSP | NG FES - Leading the Way | Total installed waste incineration capacity (MW)
NG FES - Leading the Way | Gen_BB011 | MW | NPgN | ELLA_1 | Total installed waste incineration capacity (MW) | Elland | ELLAND | 0 | 0.734 | 1.153 | 1.211 | 1.269 | 1.327 | 1.385 | 1.444 | 1.502 | 1.474 | 1.303 | 0.96 | 0.762 | 0.619 | 0.488 | 0.328 | 0.109 | 0 | 0 | 0 | 0 | 0 | 0 | 0 | 0 | 0 | 0 | 0 | 0 | 0 | NPgY | GSP | NG FES - Leading the Way | Total installed waste incineration capacity (MW)
NG FES - Leading the Way | Gen_BB011 | MW | NPgN | FERRA2 | Total installed waste incineration capacity (MW) | Ferrybridge A | FERRYBRIDGE A | 0.05 | 1.112 | 1.717 | 1.801 | 1.885 | 1.969 | 2.054 | 2.138 | 2.222 | 2.182 | 1.934 | 1.438 | 1.152 | 0.945 | 0.756 | 0.525 | 0.207 | 0.05 | 0.05 | 0.05 | 0.05 | 0.05 | 0.046 | 0.042 | 0.039 | 0.036 | 0.035 | 0.034 | 0.033 | 0.031 | NPgY | GSP | NG FES - Leading the Way | Total installed waste incineration capacity (MW)
NG FES - Leading the Way | Gen_BB011 | MW | NPgN | FERRB9 | Total installed waste incineration capacity (MW) | Ferrybridge B (_M) | FERRYBRIDGE B | 79 | 81.722 | 83.272 | 83.488 | 83.704 | 83.919 | 84.135 | 84.351 | 84.567 | 84.465 | 83.829 | 82.558 | 81.825 | 81.294 | 80.809 | 80.217 | 79.403 | 79 | 79 | 79 | 79 | 78.697 | 73.122 | 67.064 | 62.207 | 56.873 | 54.67 | 53.099 | 51.936 | 49.619 | NPgY | GSP | NG FES - Leading the Way | Total installed waste incineration capacity (MW)
NG FES - Leading the Way | Gen_BB011 | MW | NPgN | GRIW_1 | Total installed waste incineration capacity (MW) | Grimsby West | GRIMSBY WEST | 0 | 1.747 | 2.742 | 2.881 | 3.019 | 3.158 | 3.296 | 3.435 | 3.573 | 3.508 | 3.1 | 2.284 | 1.814 | 1.472 | 1.161 | 0.781 | 0.259 | 0 | 0 | 0 | 0 | 0 | 0 | 0 | 0 | 0 | 0 | 0 | 0 | 0 | NPgY | GSP | NG FES - Leading the Way | Total installed waste incineration capacity (MW)
NG FES - Leading the Way | Gen_BB011 | MW | NPgN | JORD_3 | Total installed waste incineration capacity (MW) | Jordanthorpe | JORDANTHORPE | 0 | 0.083 | 0.13 | 0.136 | 0.143 | 0.149 | 0.156 | 0.162 | 0.169 | 0.166 | 0.147 | 0.108 | 0.086 | 0.07 | 0.055 | 0.037 | 0.012 | 0 | 0 | 0 | 0 | 0 | 0 | 0 | 0 | 0 | 0 | 0 | 0 | 0 | NPgY | GSP | NG FES - Leading the Way | Total installed waste incineration capacity (MW)
NG FES - Leading the Way | Gen_BB011 | MW | NPgN | KEAD_YEDL | Total installed waste incineration capacity (MW) | Keadby | KEADBY | 2.8 | 11.803 | 16.93 | 17.643 | 18.357 | 19.07 | 19.784 | 20.497 | 21.211 | 20.874 | 18.772 | 14.568 | 12.144 | 10.386 | 8.783 | 6.823 | 4.132 | 2.8 | 2.8 | 2.8 | 2.8 | 2.8 | 2.8 | 2.8 | 2.8 | 2.8 | 2.8 | 2.8 | 2.8 | 2.8 | NPgY | GSP | NG FES - Leading the Way | Total installed waste incineration capacity (MW)
NG FES - Leading the Way | Gen_BB011 | MW | NPgN | KIRKB1 | Total installed waste incineration capacity (MW) | Kirkstall B | KIRKSTALL B | 0 | 0.307 | 0.481 | 0.506 | 0.53 | 0.554 | 0.578 | 0.603 | 0.627 | 0.616 | 0.544 | 0.401 | 0.318 | 0.258 | 0.204 | 0.137 | 0.045 | 0 | 0 | 0 | 0 | 0 | 0 | 0 | 0 | 0 | 0 | 0 | 0 | 0 | NPgY | GSP | NG FES - Leading the Way | Total installed waste incineration capacity (MW)
NG FES - Leading the Way | Gen_BB011 | MW | NPgN | NEEP_3 | Total installed waste incineration capacity (MW) | Neepsend | NEEPSEND | 0 | 0.029 | 0.045 | 0.047 | 0.049 | 0.052 | 0.054 | 0.056 | 0.058 | 0.057 | 0.051 | 0.037 | 0.03 | 0.024 | 0.019 | 0.013 | 0.004 | 0 | 0 | 0 | 0 | 0 | 0 | 0 | 0 | 0 | 0 | 0 | 0 | 0 | NPgY | GSP | NG FES - Leading the Way | Total installed waste incineration capacity (MW)
NG FES - Leading the Way | Gen_BB011 | MW | NPgN | NORL_3 | Total installed waste incineration capacity (MW) | Norton Lees | NORTON LEES | 0 | 0 | 0 | 0 | 0 | 0 | 0 | 0 | 0 | 0 | 0 | 0 | 0 | 0 | 0 | 0 | 0 | 0 | 0 | 0 | 0 | 0 | 0 | 0 | 0 | 0 | 0 | 0 | 0 | 0 | NPgY | GSP | NG FES - Leading the Way | Total installed waste incineration capacity (MW)
NG FES - Leading the Way | Gen_BB011 | MW | NPgN | PITS_BB_B | Total installed waste incineration capacity (MW) | Pitsmoor | PITSMOOR 3/4 | 0 | 0 | 0 | 0 | 0 | 0 | 0 | 0 | 0.001 | 0.001 | 0 | 0 | 0 | 0 | 0 | 0 | 0 | 0 | 0 | 0 | 0 | 0 | 0 | 0 | 0 | 0 | 0 | 0 | 0 | 0 | NPgY | GSP | NG FES - Leading the Way | Total installed waste incineration capacity (MW)
NG FES - Leading the Way | Gen_BB011 | MW | NPgN | SALT_1 | Total installed waste incineration capacity (MW) | Saltend North | SALTEND NORTH | 0 | 0.003 | 0.005 | 0.006 | 0.006 | 0.006 | 0.006 | 0.007 | 0.007 | 0.007 | 0.006 | 0.004 | 0.003 | 0.003 | 0.002 | 0.001 | 0 | 0 | 0 | 0 | 0 | 0 | 0 | 0 | 0 | 0 | 0 | 0 | 0 | 0 | NPgY | GSP | NG FES - Leading the Way | Total installed waste incineration capacity (MW)
NG FES - Leading the Way | Gen_BB011 | MW | NPgN | SHEC_3 | Total installed waste incineration capacity (MW) | Sheffield City | SHEFFIELD CITY | 0 | 0.006 | 0.009 | 0.01 | 0.01 | 0.011 | 0.011 | 0.012 | 0.012 | 0.012 | 0.01 | 0.008 | 0.006 | 0.005 | 0.004 | 0.003 | 0.001 | 0 | 0 | 0 | 0 | 0 | 0 | 0 | 0 | 0 | 0 | 0 | 0 | 0 | NPgY | GSP | NG FES - Leading the Way | Total installed waste incineration capacity (MW)
NG FES - Leading the Way | Gen_BB011 | MW | NPgN | SKLGB1 | Total installed waste incineration capacity (MW) | Skelton Grange | SKELTON GRANGE | 25.66 | 26.456 | 26.909 | 26.972 | 27.035 | 27.098 | 27.161 | 27.224 | 27.287 | 27.257 | 27.072 | 26.7 | 26.486 | 26.33 | 26.189 | 26.015 | 25.777 | 25.66 | 25.66 | 25.66 | 25.66 | 25.66 | 25.66 | 25.66 | 25.66 | 25.66 | 25.66 | 25.66 | 25.66 | 25.66 | NPgY | GSP | NG FES - Leading the Way | Total installed waste incineration capacity (MW)
NG FES - Leading the Way | Gen_BB011 | MW | NPgN | TEMP_3 | Total installed waste incineration capacity (MW) | Templeborough | TEMPLEBOROUGH 275/33KV | 0 | 0.022 | 0.034 | 0.036 | 0.038 | 0.039 | 0.041 | 0.043 | 0.045 | 0.044 | 0.039 | 0.029 | 0.023 | 0.018 | 0.015 | 0.01 | 0.003 | 0 | 0 | 0 | 0 | 0 | 0 | 0 | 0 | 0 | 0 | 0 | 0 | 0 | NPgY | GSP | NG FES - Leading the Way | Total installed waste incineration capacity (MW)
NG FES - Leading the Way | Gen_BB011 | MW | NPgN | THUR_6 | Total installed waste incineration capacity (MW) | Thurcroft | THURCROFT | 5.7 | 7.971 | 9.264 | 9.444 | 9.624 | 9.804 | 9.984 | 10.164 | 10.344 | 10.259 | 9.729 | 8.668 | 8.057 | 7.614 | 7.209 | 6.715 | 6.036 | 5.7 | 5.7 | 5.7 | 5.7 | 5.7 | 5.7 | 5.7 | 5.7 | 5.7 | 5.7 | 5.7 | 5.7 | 5.7 | NPgY | GSP | NG FES - Leading the Way | Total installed waste incineration capacity (MW)
NG FES - Leading the Way | Gen_BB011 | MW | NPgN | WMEL_THOM | Total installed waste incineration capacity (MW) | Thorpe Marsh | WEST MELTON / THORPE MARSH | 19.998 | 22.071 | 23.25 | 23.415 | 23.579 | 23.743 | 23.907 | 24.072 | 24.236 | 24.158 | 23.675 | 22.707 | 22.149 | 21.745 | 21.376 | 20.924 | 20.305 | 19.998 | 19.998 | 19.998 | 19.998 | 19.998 | 19.998 | 19.998 | 19.998 | 19.998 | 19.998 | 19.998 | 19.998 | 19.998 | NPgY | GSP | NG FES - Leading the Way | Total installed waste incineration capacity (MW)
NG FES - Leading the Way | Gen_BB011 | MW | NPgN | WMEL_BB3 | Total installed waste incineration capacity (MW) | West Melton | WEST MELTON SECTION 3 | 0 | 2.218 | 3.481 | 3.657 | 3.833 | 4.008 | 4.184 | 4.36 | 4.536 | 4.453 | 3.935 | 2.899 | 2.302 | 1.869 | 1.474 | 0.991 | 0.328 | 0 | 0 | 0 | 0 | 0 | 0 | 0 | 0 | 0 | 0 | 0 | 0 | 0 | NPgY | GSP | NG FES - Leading the Way | Total installed waste incineration capacity (MW)
NG FES - Leading the Way | Gen_BB011 | MW | NPgN | WIBA_3 | Total installed waste incineration capacity (MW) | Wincobank | WINCOBANK | 0 | 0.077 | 0.121 | 0.127 | 0.134 | 0.14 | 0.146 | 0.152 | 0.158 | 0.155 | 0.137 | 0.101 | 0.08 | 0.065 | 0.051 | 0.035 | 0.011 | 0 | 0 | 0 | 0 | 0 | 0 | 0 | 0 | 0 | 0 | 0 | 0 | 0 | NPgY | GSP | NG FES - Leading the Way | Total installed waste incineration capacity (MW)
NPg Planning Scenario | Gen_BB011 | MW | NPgN | BLYTB1 | Total installed waste incineration capacity (MW) | Blyth 66kV | BLYTH 66kV | 7.2 | 7.689 | 7.967 | 8.006 | 8.045 | 8.083 | 8.122 | 8.161 | 8.2 | 8.181 | 8.067 | 7.839 | 7.707 | 7.612 | 7.525 | 7.418 | 7.272 | 7.2 | 7.2 | 7.2 | 7.2 | 7.172 | 6.664 | 6.112 | 5.67 | 5.183 | 4.983 | 4.839 | 4.733 | 4.522 | NPgN | GSP | NPg Planning Scenario | Total installed waste incineration capacity (MW)
NPg Planning Scenario | Gen_BB011 | MW | NPgN | BLYTH132 | Total installed waste incineration capacity (MW) | Blyth 132kV | BLYTH 132kV | 0 | 0.864 | 1.356 | 1.425 | 1.493 | 1.562 | 1.63 | 1.699 | 1.767 | 1.735 | 1.533 | 1.13 | 0.897 | 0.728 | 0.574 | 0.386 | 0.128 | 0 | 0 | 0 | 0 | 0 | 0 | 0 | 0 | 0 | 0 | 0 | 0 | 0 | NPgN | GSP | NPg Planning Scenario | Total installed waste incineration capacity (MW)
NPg Planning Scenario | Gen_BB011 | MW | NPgN | FOUR_1 | Total installed waste incineration capacity (MW) | Fourstones | FOURSTONES | 0 | 0.045 | 0.07 | 0.074 | 0.077 | 0.081 | 0.084 | 0.088 | 0.091 | 0.09 | 0.079 | 0.058 | 0.046 | 0.038 | 0.03 | 0.02 | 0.007 | 0 | 0 | 0 | 0 | 0 | 0 | 0 | 0 | 0 | 0 | 0 | 0 | 0 | NPgN | GSP | NPg Planning Scenario | Total installed waste incineration capacity (MW)
NPg Planning Scenario | Gen_BB011 | MW | NPgN | HARM_6 | Total installed waste incineration capacity (MW) | Hart Moor | HARTMOOR | 0 | 0.242 | 0.379 | 0.398 | 0.417 | 0.437 | 0.456 | 0.475 | 0.494 | 0.485 | 0.429 | 0.316 | 0.251 | 0.204 | 0.161 | 0.108 | 0.036 | 0 | 0 | 0 | 0 | 0 | 0 | 0 | 0 | 0 | 0 | 0 | 0 | 0 | NPgN | GSP | NPg Planning Scenario | Total installed waste incineration capacity (MW)
NPg Planning Scenario | Gen_BB011 | MW | NPgN | HAWP_6 | Total installed waste incineration capacity (MW) | Hawthorn Pit | HAWTHORN PIT GRID | 1.9 | 2.152 | 2.296 | 2.316 | 2.336 | 2.356 | 2.376 | 2.396 | 2.416 | 2.407 | 2.348 | 2.23 | 2.162 | 2.113 | 2.068 | 2.013 | 1.937 | 1.9 | 1.9 | 1.9 | 1.9 | 1.893 | 1.759 | 1.613 | 1.496 | 1.368 | 1.315 | 1.277 | 1.249 | 1.193 | NPgN | GSP | NPg Planning Scenario | Total installed waste incineration capacity (MW)
NPg Planning Scenario | Gen_BB011 | MW | NPgN | KNARE_111 | Total installed waste incineration capacity (MW) | Knaresborough | KNARESBOROUGH | 38.135 | 39.14 | 39.712 | 39.791 | 39.871 | 39.951 | 40.03 | 40.11 | 40.19 | 40.152 | 39.917 | 39.448 | 39.178 | 38.982 | 38.803 | 38.584 | 38.284 | 38.135 | 38.135 | 38.135 | 38.135 | 37.988 | 35.297 | 32.373 | 30.029 | 27.454 | 26.39 | 25.632 | 25.071 | 23.952 | NPgN | GSP | NPg Planning Scenario | Total installed waste incineration capacity (MW)
NPg Planning Scenario | Gen_BB011 | MW | NPgN | LACK_6 | Total installed waste incineration capacity (MW) | Lackenby | LACKENBY | 6.197 | 6.457 | 6.606 | 6.627 | 6.647 | 6.668 | 6.688 | 6.709 | 6.73 | 6.72 | 6.659 | 6.537 | 6.467 | 6.416 | 6.37 | 6.313 | 6.235 | 6.197 | 6.197 | 6.197 | 6.197 | 6.173 | 5.736 | 5.261 | 4.88 | 4.461 | 4.288 | 4.165 | 4.074 | 3.892 | NPgN | GSP | NPg Planning Scenario | Total installed waste incineration capacity (MW)
NPg Planning Scenario | Gen_BB011 | MW | NPgN | NORT_1 | Total installed waste incineration capacity (MW) | Norton | NORTON | 72.561 | 74.631 | 75.81 | 75.974 | 76.138 | 76.302 | 76.466 | 76.63 | 76.794 | 76.716 | 76.233 | 75.267 | 74.709 | 74.305 | 73.937 | 73.486 | 72.867 | 72.561 | 72.561 | 72.561 | 72.561 | 72.282 | 67.162 | 61.598 | 57.137 | 52.238 | 50.214 | 48.771 | 47.703 | 45.575 | NPgN | GSP | NPg Planning Scenario | Total installed waste incineration capacity (MW)
NPg Planning Scenario | Gen_BB011 | MW | NPgN | OFFE_3 | Total installed waste incineration capacity (MW) | Offerton | OFFERTON | 0 | 0.018 | 0.028 | 0.03 | 0.031 | 0.032 | 0.034 | 0.035 | 0.037 | 0.036 | 0.032 | 0.023 | 0.019 | 0.015 | 0.012 | 0.008 | 0.003 | 0 | 0 | 0 | 0 | 0 | 0 | 0 | 0 | 0 | 0 | 0 | 0 | 0 | NPgN | GSP | NPg Planning Scenario | Total installed waste incineration capacity (MW)
NPg Planning Scenario | Gen_BB011 | MW | NPgN | OSBA_1 | Total installed waste incineration capacity (MW) | Osbaldwick | OSBALDWICK | 1.5 | 3.96 | 5.361 | 5.556 | 5.751 | 5.946 | 6.141 | 6.336 | 6.531 | 6.439 | 5.865 | 4.716 | 4.054 | 3.573 | 3.135 | 2.6 | 1.864 | 1.5 | 1.5 | 1.5 | 1.5 | 1.494 | 1.388 | 1.273 | 1.181 | 1.08 | 1.038 | 1.008 | 0.986 | 0.942 | NPgN | GSP | NPg Planning Scenario | Total installed waste incineration capacity (MW)
NPg Planning Scenario | Gen_BB011 | MW | NPgN | POPP_3 | Total installed waste incineration capacity (MW) | Poppleton | POPPLETON | 0 | 0.076 | 0.119 | 0.124 | 0.13 | 0.136 | 0.142 | 0.148 | 0.154 | 0.152 | 0.134 | 0.099 | 0.078 | 0.064 | 0.05 | 0.034 | 0.011 | 0 | 0 | 0 | 0 | 0 | 0 | 0 | 0 | 0 | 0 | 0 | 0 | 0 | NPgN | GSP | NPg Planning Scenario | Total installed waste incineration capacity (MW)
NPg Planning Scenario | Gen_BB011 | MW | NPgN | SALH_1 | Total installed waste incineration capacity (MW) | Saltholme | SALTHOLME | 5.1 | 5.118 | 5.129 | 5.131 | 5.132 | 5.134 | 5.135 | 5.137 | 5.138 | 5.137 | 5.133 | 5.124 | 5.119 | 5.115 | 5.112 | 5.108 | 5.102 | 5.1 | 5.1 | 5.1 | 5.1 | 5.08 | 4.72 | 4.329 | 4.016 | 3.671 | 3.529 | 3.428 | 3.353 | 3.203 | NPgN | GSP | NPg Planning Scenario | Total installed waste incineration capacity (MW)
NPg Planning Scenario | Gen_BB011 | MW | NPgN | SSHI_3 | Total installed waste incineration capacity (MW) | South Shields | SOUTH SHIELDS | 0 | 0 | 0 | 0 | 0 | 0 | 0 | 0 | 0 | 0 | 0 | 0 | 0 | 0 | 0 | 0 | 0 | 0 | 0 | 0 | 0 | 0 | 0 | 0 | 0 | 0 | 0 | 0 | 0 | 0 | NPgN | GSP | NPg Planning Scenario | Total installed waste incineration capacity (MW)
NPg Planning Scenario | Gen_BB011 | MW | NPgN | KIELD01 and SPAD20 | Total installed waste incineration capacity (MW) | 0 | SPADEADAM | 0 | 0.035 | 0.055 | 0.058 | 0.061 | 0.063 | 0.066 | 0.069 | 0.072 | 0.07 | 0.062 | 0.046 | 0.036 | 0.03 | 0.023 | 0.016 | 0.005 | 0 | 0 | 0 | 0 | 0 | 0 | 0 | 0 | 0 | 0 | 0 | 0 | 0 | NPgN | GSP | NPg Planning Scenario | Total installed waste incineration capacity (MW)
NPg Planning Scenario | Gen_BB011 | MW | NPgN | SPEN_1 | Total installed waste incineration capacity (MW) | Spennymoor | SPENNYMOOR | 3.8 | 5.444 | 6.38 | 6.51 | 6.64 | 6.771 | 6.901 | 7.031 | 7.161 | 7.1 | 6.716 | 5.949 | 5.506 | 5.185 | 4.892 | 4.535 | 4.043 | 3.8 | 3.8 | 3.8 | 3.8 | 3.785 | 3.517 | 3.226 | 2.992 | 2.736 | 2.63 | 2.554 | 2.498 | 2.387 | NPgN | GSP | NPg Planning Scenario | Total installed waste incineration capacity (MW)
NPg Planning Scenario | Gen_BB011 | MW | NPgN | STEN_1 | Total installed waste incineration capacity (MW) | Stella North | STELLA NORTH | 7.315 | 7.429 | 7.494 | 7.503 | 7.512 | 7.521 | 7.53 | 7.539 | 7.548 | 7.543 | 7.517 | 7.464 | 7.433 | 7.411 | 7.391 | 7.366 | 7.332 | 7.315 | 7.315 | 7.315 | 7.315 | 7.287 | 6.771 | 6.21 | 5.76 | 5.266 | 5.062 | 4.917 | 4.809 | 4.595 | NPgN | GSP | NPg Planning Scenario | Total installed waste incineration capacity (MW)
NPg Planning Scenario | Gen_BB011 | MW | NPgN | STES_1 | Total installed waste incineration capacity (MW) | Stella South | STELLA SOUTH | 0 | 0.803 | 1.26 | 1.324 | 1.387 | 1.451 | 1.514 | 1.578 | 1.642 | 1.612 | 1.424 | 1.049 | 0.833 | 0.676 | 0.534 | 0.359 | 0.119 | 0 | 0 | 0 | 0 | 0 | 0 | 0 | 0 | 0 | 0 | 0 | 0 | 0 | NPgN | GSP | NPg Planning Scenario | Total installed waste incineration capacity (MW)
NPg Planning Scenario | Gen_BB011 | MW | NPgN | TYNE_1 | Total installed waste incineration capacity (MW) | Tynemouth 1 | TYNEMOUTH | 6.555 | 6.586 | 6.603 | 6.606 | 6.608 | 6.611 | 6.613 | 6.616 | 6.618 | 6.617 | 6.61 | 6.595 | 6.587 | 6.581 | 6.576 | 6.569 | 6.56 | 6.555 | 6.555 | 6.555 | 6.555 | 6.53 | 6.067 | 5.565 | 5.162 | 4.719 | 4.536 | 4.406 | 4.309 | 4.117 | NPgN | GSP | NPg Planning Scenario | Total installed waste incineration capacity (MW)
NPg Planning Scenario | Gen_BB011 | MW | NPgN | WBOL_6 | Total installed waste incineration capacity (MW) | West Boldon | WEST BOLDON | 0 | 0.096 | 0.151 | 0.158 | 0.166 | 0.174 | 0.181 | 0.189 | 0.197 | 0.193 | 0.17 | 0.126 | 0.1 | 0.081 | 0.064 | 0.043 | 0.014 | 0 | 0 | 0 | 0 | 0 | 0 | 0 | 0 | 0 | 0 | 0 | 0 | 0 | NPgN | GSP | NPg Planning Scenario | Total installed waste incineration capacity (MW)
NPg Planning Scenario | Gen_BB011 | MW | NPgN | BRAW_1 | Total installed waste incineration capacity (MW) | Bradford West | BRADFORD WEST | 0 | 0.743 | 1.166 | 1.225 | 1.284 | 1.343 | 1.402 | 1.461 | 1.519 | 1.492 | 1.318 | 0.971 | 0.771 | 0.626 | 0.494 | 0.332 | 0.11 | 0 | 0 | 0 | 0 | 0 | 0 | 0 | 0 | 0 | 0 | 0 | 0 | 0 | NPgY | GSP | NPg Planning Scenario | Total installed waste incineration capacity (MW)
NPg Planning Scenario | Gen_BB011 | MW | NPgN | CAMB_01 | Total installed waste incineration capacity (MW) | Camblesforth | CAMBLESFORTH | 0 | 0.128 | 0.2 | 0.21 | 0.22 | 0.23 | 0.241 | 0.251 | 0.261 | 0.256 | 0.226 | 0.167 | 0.132 | 0.107 | 0.085 | 0.057 | 0.019 | 0 | 0 | 0 | 0 | 0 | 0 | 0 | 0 | 0 | 0 | 0 | 0 | 0 | NPgY | GSP | NPg Planning Scenario | Total installed waste incineration capacity (MW)
NPg Planning Scenario | Gen_BB011 | MW | NPgN | CREB_1 | Total installed waste incineration capacity (MW) | Creyke Beck | CREYKE BECK | 0 | 5.399 | 8.473 | 8.901 | 9.328 | 9.756 | 10.184 | 10.612 | 11.04 | 10.838 | 9.577 | 7.057 | 5.603 | 4.549 | 3.588 | 2.413 | 0.799 | 0 | 0 | 0 | 0 | 0 | 0 | 0 | 0 | 0 | 0 | 0 | 0 | 0 | NPgY | GSP | NPg Planning Scenario | Total installed waste incineration capacity (MW)
NPg Planning Scenario | Gen_BB011 | MW | NPgN | DRAX_YEDL | Total installed waste incineration capacity (MW) | Drax | DRAX | 0 | 0.648 | 1.018 | 1.069 | 1.12 | 1.172 | 1.223 | 1.275 | 1.326 | 1.302 | 1.15 | 0.848 | 0.673 | 0.546 | 0.431 | 0.29 | 0.096 | 0 | 0 | 0 | 0 | 0 | 0 | 0 | 0 | 0 | 0 | 0 | 0 | 0 | NPgY | GSP | NPg Planning Scenario | Total installed waste incineration capacity (MW)
NPg Planning Scenario | Gen_BB011 | MW | NPgN | ELLA_1 | Total installed waste incineration capacity (MW) | Elland | ELLAND | 0 | 0.734 | 1.153 | 1.211 | 1.269 | 1.327 | 1.385 | 1.444 | 1.502 | 1.474 | 1.303 | 0.96 | 0.762 | 0.619 | 0.488 | 0.328 | 0.109 | 0 | 0 | 0 | 0 | 0 | 0 | 0 | 0 | 0 | 0 | 0 | 0 | 0 | NPgY | GSP | NPg Planning Scenario | Total installed waste incineration capacity (MW)
NPg Planning Scenario | Gen_BB011 | MW | NPgN | FERRA2 | Total installed waste incineration capacity (MW) | Ferrybridge A | FERRYBRIDGE A | 0.05 | 1.112 | 1.717 | 1.801 | 1.885 | 1.969 | 2.054 | 2.138 | 2.222 | 2.182 | 1.934 | 1.438 | 1.152 | 0.945 | 0.756 | 0.525 | 0.207 | 0.05 | 0.05 | 0.05 | 0.05 | 0.05 | 0.046 | 0.042 | 0.039 | 0.036 | 0.035 | 0.034 | 0.033 | 0.031 | NPgY | GSP | NPg Planning Scenario | Total installed waste incineration capacity (MW)
NPg Planning Scenario | Gen_BB011 | MW | NPgN | FERRB9 | Total installed waste incineration capacity (MW) | Ferrybridge B (_M) | FERRYBRIDGE B | 79 | 81.722 | 83.272 | 83.488 | 83.704 | 83.919 | 84.135 | 84.351 | 84.567 | 84.465 | 83.829 | 82.558 | 81.825 | 81.294 | 80.809 | 80.217 | 79.403 | 79 | 79 | 79 | 79 | 78.697 | 73.122 | 67.064 | 62.207 | 56.873 | 54.67 | 53.099 | 51.936 | 49.619 | NPgY | GSP | NPg Planning Scenario | Total installed waste incineration capacity (MW)
NPg Planning Scenario | Gen_BB011 | MW | NPgN | GRIW_1 | Total installed waste incineration capacity (MW) | Grimsby West | GRIMSBY WEST | 0 | 1.747 | 2.742 | 2.881 | 3.019 | 3.158 | 3.296 | 3.435 | 3.573 | 3.508 | 3.1 | 2.284 | 1.814 | 1.472 | 1.161 | 0.781 | 0.259 | 0 | 0 | 0 | 0 | 0 | 0 | 0 | 0 | 0 | 0 | 0 | 0 | 0 | NPgY | GSP | NPg Planning Scenario | Total installed waste incineration capacity (MW)
NPg Planning Scenario | Gen_BB011 | MW | NPgN | JORD_3 | Total installed waste incineration capacity (MW) | Jordanthorpe | JORDANTHORPE | 0 | 0.083 | 0.13 | 0.136 | 0.143 | 0.149 | 0.156 | 0.162 | 0.169 | 0.166 | 0.147 | 0.108 | 0.086 | 0.07 | 0.055 | 0.037 | 0.012 | 0 | 0 | 0 | 0 | 0 | 0 | 0 | 0 | 0 | 0 | 0 | 0 | 0 | NPgY | GSP | NPg Planning Scenario | Total installed waste incineration capacity (MW)
NPg Planning Scenario | Gen_BB011 | MW | NPgN | KEAD_YEDL | Total installed waste incineration capacity (MW) | Keadby | KEADBY | 2.8 | 11.803 | 16.93 | 17.643 | 18.357 | 19.07 | 19.784 | 20.497 | 21.211 | 20.874 | 18.772 | 14.568 | 12.144 | 10.386 | 8.783 | 6.823 | 4.132 | 2.8 | 2.8 | 2.8 | 2.8 | 2.8 | 2.8 | 2.8 | 2.8 | 2.8 | 2.8 | 2.8 | 2.8 | 2.8 | NPgY | GSP | NPg Planning Scenario | Total installed waste incineration capacity (MW)
NPg Planning Scenario | Gen_BB011 | MW | NPgN | KIRKB1 | Total installed waste incineration capacity (MW) | Kirkstall B | KIRKSTALL B | 0 | 0.307 | 0.481 | 0.506 | 0.53 | 0.554 | 0.578 | 0.603 | 0.627 | 0.616 | 0.544 | 0.401 | 0.318 | 0.258 | 0.204 | 0.137 | 0.045 | 0 | 0 | 0 | 0 | 0 | 0 | 0 | 0 | 0 | 0 | 0 | 0 | 0 | NPgY | GSP | NPg Planning Scenario | Total installed waste incineration capacity (MW)
NPg Planning Scenario | Gen_BB011 | MW | NPgN | NEEP_3 | Total installed waste incineration capacity (MW) | Neepsend | NEEPSEND | 0 | 0.029 | 0.045 | 0.047 | 0.049 | 0.052 | 0.054 | 0.056 | 0.058 | 0.057 | 0.051 | 0.037 | 0.03 | 0.024 | 0.019 | 0.013 | 0.004 | 0 | 0 | 0 | 0 | 0 | 0 | 0 | 0 | 0 | 0 | 0 | 0 | 0 | NPgY | GSP | NPg Planning Scenario | Total installed waste incineration capacity (MW)
NPg Planning Scenario | Gen_BB011 | MW | NPgN | NORL_3 | Total installed waste incineration capacity (MW) | Norton Lees | NORTON LEES | 0 | 0 | 0 | 0 | 0 | 0 | 0 | 0 | 0 | 0 | 0 | 0 | 0 | 0 | 0 | 0 | 0 | 0 | 0 | 0 | 0 | 0 | 0 | 0 | 0 | 0 | 0 | 0 | 0 | 0 | NPgY | GSP | NPg Planning Scenario | Total installed waste incineration capacity (MW)
NPg Planning Scenario | Gen_BB011 | MW | NPgN | PITS_BB_B | Total installed waste incineration capacity (MW) | Pitsmoor | PITSMOOR 3/4 | 0 | 0 | 0 | 0 | 0 | 0 | 0 | 0 | 0.001 | 0.001 | 0 | 0 | 0 | 0 | 0 | 0 | 0 | 0 | 0 | 0 | 0 | 0 | 0 | 0 | 0 | 0 | 0 | 0 | 0 | 0 | NPgY | GSP | NPg Planning Scenario | Total installed waste incineration capacity (MW)
NPg Planning Scenario | Gen_BB011 | MW | NPgN | SALT_1 | Total installed waste incineration capacity (MW) | Saltend North | SALTEND NORTH | 0 | 0.003 | 0.005 | 0.006 | 0.006 | 0.006 | 0.006 | 0.007 | 0.007 | 0.007 | 0.006 | 0.004 | 0.003 | 0.003 | 0.002 | 0.001 | 0 | 0 | 0 | 0 | 0 | 0 | 0 | 0 | 0 | 0 | 0 | 0 | 0 | 0 | NPgY | GSP | NPg Planning Scenario | Total installed waste incineration capacity (MW)
NPg Planning Scenario | Gen_BB011 | MW | NPgN | SHEC_3 | Total installed waste incineration capacity (MW) | Sheffield City | SHEFFIELD CITY | 0 | 0.006 | 0.009 | 0.01 | 0.01 | 0.011 | 0.011 | 0.012 | 0.012 | 0.012 | 0.01 | 0.008 | 0.006 | 0.005 | 0.004 | 0.003 | 0.001 | 0 | 0 | 0 | 0 | 0 | 0 | 0 | 0 | 0 | 0 | 0 | 0 | 0 | NPgY | GSP | NPg Planning Scenario | Total installed waste incineration capacity (MW)
NPg Planning Scenario | Gen_BB011 | MW | NPgN | SKLGB1 | Total installed waste incineration capacity (MW) | Skelton Grange | SKELTON GRANGE | 25.66 | 26.456 | 26.909 | 26.972 | 27.035 | 27.098 | 27.161 | 27.224 | 27.287 | 27.257 | 27.072 | 26.7 | 26.486 | 26.33 | 26.189 | 26.015 | 25.777 | 25.66 | 25.66 | 25.66 | 25.66 | 25.66 | 25.66 | 25.66 | 25.66 | 25.66 | 25.66 | 25.66 | 25.66 | 25.66 | NPgY | GSP | NPg Planning Scenario | Total installed waste incineration capacity (MW)
NPg Planning Scenario | Gen_BB011 | MW | NPgN | TEMP_3 | Total installed waste incineration capacity (MW) | Templeborough | TEMPLEBOROUGH 275/33KV | 0 | 0.022 | 0.034 | 0.036 | 0.038 | 0.039 | 0.041 | 0.043 | 0.045 | 0.044 | 0.039 | 0.029 | 0.023 | 0.018 | 0.015 | 0.01 | 0.003 | 0 | 0 | 0 | 0 | 0 | 0 | 0 | 0 | 0 | 0 | 0 | 0 | 0 | NPgY | GSP | NPg Planning Scenario | Total installed waste incineration capacity (MW)
NPg Planning Scenario | Gen_BB011 | MW | NPgN | THUR_6 | Total installed waste incineration capacity (MW) | Thurcroft | THURCROFT | 5.7 | 7.971 | 9.264 | 9.444 | 9.624 | 9.804 | 9.984 | 10.164 | 10.344 | 10.259 | 9.729 | 8.668 | 8.057 | 7.614 | 7.209 | 6.715 | 6.036 | 5.7 | 5.7 | 5.7 | 5.7 | 5.7 | 5.7 | 5.7 | 5.7 | 5.7 | 5.7 | 5.7 | 5.7 | 5.7 | NPgY | GSP | NPg Planning Scenario | Total installed waste incineration capacity (MW)
NPg Planning Scenario | Gen_BB011 | MW | NPgN | WMEL_THOM | Total installed waste incineration capacity (MW) | Thorpe Marsh | WEST MELTON / THORPE MARSH | 19.998 | 22.071 | 23.25 | 23.415 | 23.579 | 23.743 | 23.907 | 24.072 | 24.236 | 24.158 | 23.675 | 22.707 | 22.149 | 21.745 | 21.376 | 20.924 | 20.305 | 19.998 | 19.998 | 19.998 | 19.998 | 19.998 | 19.998 | 19.998 | 19.998 | 19.998 | 19.998 | 19.998 | 19.998 | 19.998 | NPgY | GSP | NPg Planning Scenario | Total installed waste incineration capacity (MW)
NPg Planning Scenario | Gen_BB011 | MW | NPgN | WMEL_BB3 | Total installed waste incineration capacity (MW) | West Melton | WEST MELTON SECTION 3 | 0 | 2.218 | 3.481 | 3.657 | 3.833 | 4.008 | 4.184 | 4.36 | 4.536 | 4.453 | 3.935 | 2.899 | 2.302 | 1.869 | 1.474 | 0.991 | 0.328 | 0 | 0 | 0 | 0 | 0 | 0 | 0 | 0 | 0 | 0 | 0 | 0 | 0 | NPgY | GSP | NPg Planning Scenario | Total installed waste incineration capacity (MW)
NPg Planning Scenario | Gen_BB011 | MW | NPgN | WIBA_3 | Total installed waste incineration capacity (MW) | Wincobank | WINCOBANK | 0 | 0.077 | 0.121 | 0.127 | 0.134 | 0.14 | 0.146 | 0.152 | 0.158 | 0.155 | 0.137 | 0.101 | 0.08 | 0.065 | 0.051 | 0.035 | 0.011 | 0 | 0 | 0 | 0 | 0 | 0 | 0 | 0 | 0 | 0 | 0 | 0 | 0 | NPgY | GSP | NPg Planning Scenario | Total installed waste incineration capacity (MW)
NG FES - System Transformation | Gen_BB011 | MW | NPgN | BLYTB1 | Total installed waste incineration capacity (MW) | Blyth 66kV | BLYTH 66kV | 7.2 | 7.934 | 8.191 | 8.274 | 8.357 | 8.44 | 8.523 | 8.606 | 8.689 | 8.715 | 8.601 | 8.458 | 8.327 | 8.203 | 8.085 | 7.983 | 7.844 | 7.695 | 7.567 | 7.424 | 7.231 | 6.759 | 6.304 | 5.78 | 5.285 | 4.863 | 4.523 | 4.21 | 3.884 | 3.639 | NPgN | GSP | NG FES - System Transformation | Total installed waste incineration capacity (MW)
NG FES - System Transformation | Gen_BB011 | MW | NPgN | BLYTH132 | Total installed waste incineration capacity (MW) | Blyth 132kV | BLYTH 132kV | 0 | 1.298 | 1.752 | 1.899 | 2.045 | 2.192 | 2.339 | 2.486 | 2.633 | 2.678 | 2.477 | 2.224 | 1.992 | 1.773 | 1.564 | 1.385 | 1.139 | 0.876 | 0.649 | 0.396 | 0.1 | 0 | 0 | 0 | 0 | 0 | 0 | 0 | 0 | 0 | NPgN | GSP | NG FES - System Transformation | Total installed waste incineration capacity (MW)
NG FES - System Transformation | Gen_BB011 | MW | NPgN | FOUR_1 | Total installed waste incineration capacity (MW) | Fourstones | FOURSTONES | 0 | 0.067 | 0.091 | 0.098 | 0.106 | 0.113 | 0.121 | 0.129 | 0.136 | 0.139 | 0.128 | 0.115 | 0.103 | 0.092 | 0.081 | 0.072 | 0.059 | 0.045 | 0.034 | 0.02 | 0.005 | 0 | 0 | 0 | 0 | 0 | 0 | 0 | 0 | 0 | NPgN | GSP | NG FES - System Transformation | Total installed waste incineration capacity (MW)
NG FES - System Transformation | Gen_BB011 | MW | NPgN | HARM_6 | Total installed waste incineration capacity (MW) | Hart Moor | HARTMOOR | 0 | 0.363 | 0.49 | 0.531 | 0.572 | 0.613 | 0.654 | 0.695 | 0.736 | 0.749 | 0.692 | 0.622 | 0.557 | 0.495 | 0.437 | 0.387 | 0.318 | 0.245 | 0.181 | 0.111 | 0.028 | 0 | 0 | 0 | 0 | 0 | 0 | 0 | 0 | 0 | NPgN | GSP | NG FES - System Transformation | Total installed waste incineration capacity (MW)
NG FES - System Transformation | Gen_BB011 | MW | NPgN | HAWP_6 | Total installed waste incineration capacity (MW) | Hawthorn Pit | HAWTHORN PIT GRID | 1.9 | 2.279 | 2.412 | 2.455 | 2.497 | 2.54 | 2.583 | 2.626 | 2.669 | 2.682 | 2.623 | 2.55 | 2.482 | 2.418 | 2.357 | 2.305 | 2.233 | 2.156 | 2.09 | 2.016 | 1.922 | 1.784 | 1.664 | 1.525 | 1.395 | 1.283 | 1.194 | 1.111 | 1.025 | 0.96 | NPgN | GSP | NG FES - System Transformation | Total installed waste incineration capacity (MW)
NG FES - System Transformation | Gen_BB011 | MW | NPgN | KNARE_111 | Total installed waste incineration capacity (MW) | Knaresborough | KNARESBOROUGH | 38.135 | 39.643 | 40.171 | 40.342 | 40.513 | 40.683 | 40.854 | 41.025 | 41.195 | 41.249 | 41.014 | 40.721 | 40.45 | 40.196 | 39.953 | 39.745 | 39.458 | 39.153 | 38.89 | 38.596 | 38.117 | 35.8 | 33.389 | 30.614 | 27.99 | 25.754 | 23.958 | 22.296 | 20.573 | 19.272 | NPgN | GSP | NG FES - System Transformation | Total installed waste incineration capacity (MW)
NG FES - System Transformation | Gen_BB011 | MW | NPgN | LACK_6 | Total installed waste incineration capacity (MW) | Lackenby | LACKENBY | 6.197 | 6.588 | 6.725 | 6.769 | 6.814 | 6.858 | 6.902 | 6.946 | 6.991 | 7.004 | 6.944 | 6.868 | 6.797 | 6.731 | 6.668 | 6.614 | 6.54 | 6.461 | 6.393 | 6.316 | 6.205 | 5.817 | 5.426 | 4.975 | 4.548 | 4.185 | 3.893 | 3.623 | 3.343 | 3.132 | NPgN | GSP | NG FES - System Transformation | Total installed waste incineration capacity (MW)
NG FES - System Transformation | Gen_BB011 | MW | NPgN | NORT_1 | Total installed waste incineration capacity (MW) | Norton | NORTON | 72.561 | 75.669 | 76.757 | 77.108 | 77.46 | 77.811 | 78.163 | 78.514 | 78.866 | 78.976 | 78.493 | 77.889 | 77.331 | 76.806 | 76.307 | 75.878 | 75.288 | 74.658 | 74.116 | 73.51 | 72.545 | 68.118 | 63.53 | 58.251 | 53.257 | 49.004 | 45.585 | 42.424 | 39.146 | 36.669 | NPgN | GSP | NG FES - System Transformation | Total installed waste incineration capacity (MW)
NG FES - System Transformation | Gen_BB011 | MW | NPgN | OFFE_3 | Total installed waste incineration capacity (MW) | Offerton | OFFERTON | 0 | 0.027 | 0.036 | 0.039 | 0.042 | 0.045 | 0.048 | 0.052 | 0.055 | 0.055 | 0.051 | 0.046 | 0.041 | 0.037 | 0.032 | 0.029 | 0.024 | 0.018 | 0.013 | 0.008 | 0.002 | 0 | 0 | 0 | 0 | 0 | 0 | 0 | 0 | 0 | NPgN | GSP | NG FES - System Transformation | Total installed waste incineration capacity (MW)
NG FES - System Transformation | Gen_BB011 | MW | NPgN | OSBA_1 | Total installed waste incineration capacity (MW) | Osbaldwick | OSBALDWICK | 1.5 | 5.194 | 6.487 | 6.904 | 7.322 | 7.74 | 8.158 | 8.576 | 8.994 | 9.124 | 8.55 | 7.832 | 7.17 | 6.546 | 5.952 | 5.443 | 4.741 | 3.993 | 3.348 | 2.628 | 1.779 | 1.408 | 1.313 | 1.204 | 1.101 | 1.013 | 0.942 | 0.877 | 0.809 | 0.758 | NPgN | GSP | NG FES - System Transformation | Total installed waste incineration capacity (MW)
NG FES - System Transformation | Gen_BB011 | MW | NPgN | POPP_3 | Total installed waste incineration capacity (MW) | Poppleton | POPPLETON | 0 | 0.113 | 0.153 | 0.166 | 0.179 | 0.192 | 0.204 | 0.217 | 0.23 | 0.234 | 0.216 | 0.194 | 0.174 | 0.155 | 0.137 | 0.121 | 0.099 | 0.076 | 0.057 | 0.035 | 0.009 | 0 | 0 | 0 | 0 | 0 | 0 | 0 | 0 | 0 | NPgN | GSP | NG FES - System Transformation | Total installed waste incineration capacity (MW)
NG FES - System Transformation | Gen_BB011 | MW | NPgN | SALH_1 | Total installed waste incineration capacity (MW) | Saltholme | SALTHOLME | 5.1 | 5.128 | 5.138 | 5.141 | 5.144 | 5.147 | 5.151 | 5.154 | 5.157 | 5.158 | 5.154 | 5.148 | 5.143 | 5.138 | 5.134 | 5.13 | 5.124 | 5.119 | 5.114 | 5.108 | 5.084 | 4.787 | 4.465 | 4.094 | 3.743 | 3.444 | 3.204 | 2.982 | 2.751 | 2.577 | NPgN | GSP | NG FES - System Transformation | Total installed waste incineration capacity (MW)
NG FES - System Transformation | Gen_BB011 | MW | NPgN | SSHI_3 | Total installed waste incineration capacity (MW) | South Shields | SOUTH SHIELDS | 0 | 0 | 0 | 0 | 0 | 0 | 0 | 0 | 0 | 0 | 0 | 0 | 0 | 0 | 0 | 0 | 0 | 0 | 0 | 0 | 0 | 0 | 0 | 0 | 0 | 0 | 0 | 0 | 0 | 0 | NPgN | GSP | NG FES - System Transformation | Total installed waste incineration capacity (MW)
NG FES - System Transformation | Gen_BB011 | MW | NPgN | KIELD01 and SPAD20 | Total installed waste incineration capacity (MW) | 0 | SPADEADAM | 0 | 0.053 | 0.071 | 0.077 | 0.083 | 0.089 | 0.095 | 0.101 | 0.107 | 0.109 | 0.1 | 0.09 | 0.081 | 0.072 | 0.063 | 0.056 | 0.046 | 0.035 | 0.026 | 0.016 | 0.004 | 0 | 0 | 0 | 0 | 0 | 0 | 0 | 0 | 0 | NPgN | GSP | NG FES - System Transformation | Total installed waste incineration capacity (MW)
NG FES - System Transformation | Gen_BB011 | MW | NPgN | SPEN_1 | Total installed waste incineration capacity (MW) | Spennymoor | SPENNYMOOR | 3.8 | 6.268 | 7.132 | 7.411 | 7.69 | 7.969 | 8.248 | 8.527 | 8.807 | 8.894 | 8.51 | 8.031 | 7.588 | 7.171 | 6.775 | 6.434 | 5.965 | 5.465 | 5.035 | 4.554 | 3.977 | 3.567 | 3.327 | 3.051 | 2.789 | 2.566 | 2.387 | 2.222 | 2.05 | 1.92 | NPgN | GSP | NG FES - System Transformation | Total installed waste incineration capacity (MW)
NG FES - System Transformation | Gen_BB011 | MW | NPgN | STEN_1 | Total installed waste incineration capacity (MW) | Stella North | STELLA NORTH | 7.315 | 7.486 | 7.546 | 7.565 | 7.584 | 7.604 | 7.623 | 7.642 | 7.662 | 7.668 | 7.641 | 7.608 | 7.577 | 7.548 | 7.521 | 7.497 | 7.465 | 7.43 | 7.4 | 7.367 | 7.302 | 6.867 | 6.405 | 5.872 | 5.369 | 4.94 | 4.596 | 4.277 | 3.946 | 3.697 | NPgN | GSP | NG FES - System Transformation | Total installed waste incineration capacity (MW)
NG FES - System Transformation | Gen_BB011 | MW | NPgN | STES_1 | Total installed waste incineration capacity (MW) | Stella South | STELLA SOUTH | 0 | 1.205 | 1.627 | 1.763 | 1.9 | 2.036 | 2.173 | 2.309 | 2.445 | 2.488 | 2.3 | 2.066 | 1.85 | 1.646 | 1.453 | 1.286 | 1.057 | 0.813 | 0.603 | 0.368 | 0.093 | 0 | 0 | 0 | 0 | 0 | 0 | 0 | 0 | 0 | NPgN | GSP | NG FES - System Transformation | Total installed waste incineration capacity (MW)
NG FES - System Transformation | Gen_BB011 | MW | NPgN | TYNE_1 | Total installed waste incineration capacity (MW) | Tynemouth 1 | TYNEMOUTH | 6.555 | 6.601 | 6.618 | 6.623 | 6.628 | 6.633 | 6.639 | 6.644 | 6.649 | 6.651 | 6.643 | 6.634 | 6.626 | 6.618 | 6.611 | 6.604 | 6.596 | 6.586 | 6.578 | 6.569 | 6.536 | 6.154 | 5.739 | 5.262 | 4.811 | 4.427 | 4.118 | 3.833 | 3.536 | 3.313 | NPgN | GSP | NG FES - System Transformation | Total installed waste incineration capacity (MW)
NG FES - System Transformation | Gen_BB011 | MW | NPgN | WBOL_6 | Total installed waste incineration capacity (MW) | West Boldon | WEST BOLDON | 0 | 0.144 | 0.195 | 0.211 | 0.227 | 0.244 | 0.26 | 0.276 | 0.293 | 0.298 | 0.275 | 0.247 | 0.221 | 0.197 | 0.174 | 0.154 | 0.127 | 0.097 | 0.072 | 0.044 | 0.011 | 0 | 0 | 0 | 0 | 0 | 0 | 0 | 0 | 0 | NPgN | GSP | NG FES - System Transformation | Total installed waste incineration capacity (MW)
NG FES - System Transformation | Gen_BB011 | MW | NPgN | BRAW_1 | Total installed waste incineration capacity (MW) | Bradford West | BRADFORD WEST | 0 | 1.116 | 1.506 | 1.632 | 1.758 | 1.885 | 2.011 | 2.137 | 2.263 | 2.303 | 2.129 | 1.912 | 1.712 | 1.524 | 1.345 | 1.191 | 0.979 | 0.753 | 0.558 | 0.341 | 0.086 | 0 | 0 | 0 | 0 | 0 | 0 | 0 | 0 | 0 | NPgY | GSP | NG FES - System Transformation | Total installed waste incineration capacity (MW)
NG FES - System Transformation | Gen_BB011 | MW | NPgN | CAMB_01 | Total installed waste incineration capacity (MW) | Camblesforth | CAMBLESFORTH | 0 | 0.191 | 0.259 | 0.28 | 0.302 | 0.323 | 0.345 | 0.367 | 0.388 | 0.395 | 0.365 | 0.328 | 0.294 | 0.262 | 0.231 | 0.204 | 0.168 | 0.129 | 0.096 | 0.058 | 0.015 | 0 | 0 | 0 | 0 | 0 | 0 | 0 | 0 | 0 | NPgY | GSP | NG FES - System Transformation | Total installed waste incineration capacity (MW)
NG FES - System Transformation | Gen_BB011 | MW | NPgN | CREB_1 | Total installed waste incineration capacity (MW) | Creyke Beck | CREYKE BECK | 0 | 8.105 | 10.942 | 11.859 | 12.776 | 13.693 | 14.61 | 15.526 | 16.443 | 16.73 | 15.47 | 13.895 | 12.441 | 11.072 | 9.77 | 8.651 | 7.112 | 5.469 | 4.055 | 2.476 | 0.624 | 0 | 0 | 0 | 0 | 0 | 0 | 0 | 0 | 0 | NPgY | GSP | NG FES - System Transformation | Total installed waste incineration capacity (MW)
NG FES - System Transformation | Gen_BB011 | MW | NPgN | DRAX_YEDL | Total installed waste incineration capacity (MW) | Drax | DRAX | 0 | 0.973 | 1.314 | 1.424 | 1.535 | 1.645 | 1.755 | 1.865 | 1.975 | 2.009 | 1.858 | 1.669 | 1.494 | 1.33 | 1.173 | 1.039 | 0.854 | 0.657 | 0.487 | 0.297 | 0.075 | 0 | 0 | 0 | 0 | 0 | 0 | 0 | 0 | 0 | NPgY | GSP | NG FES - System Transformation | Total installed waste incineration capacity (MW)
NG FES - System Transformation | Gen_BB011 | MW | NPgN | ELLA_1 | Total installed waste incineration capacity (MW) | Elland | ELLAND | 0 | 1.103 | 1.489 | 1.613 | 1.738 | 1.863 | 1.988 | 2.112 | 2.237 | 2.276 | 2.105 | 1.89 | 1.692 | 1.506 | 1.329 | 1.177 | 0.967 | 0.744 | 0.552 | 0.337 | 0.085 | 0 | 0 | 0 | 0 | 0 | 0 | 0 | 0 | 0 | NPgY | GSP | NG FES - System Transformation | Total installed waste incineration capacity (MW)
NG FES - System Transformation | Gen_BB011 | MW | NPgN | FERRA2 | Total installed waste incineration capacity (MW) | Ferrybridge A | FERRYBRIDGE A | 0.05 | 1.645 | 2.203 | 2.383 | 2.564 | 2.744 | 2.924 | 3.105 | 3.285 | 3.342 | 3.094 | 2.784 | 2.498 | 2.228 | 1.972 | 1.752 | 1.449 | 1.126 | 0.848 | 0.537 | 0.173 | 0.047 | 0.044 | 0.04 | 0.037 | 0.034 | 0.031 | 0.029 | 0.027 | 0.025 | NPgY | GSP | NG FES - System Transformation | Total installed waste incineration capacity (MW)
NG FES - System Transformation | Gen_BB011 | MW | NPgN | FERRB9 | Total installed waste incineration capacity (MW) | Ferrybridge B (_M) | FERRYBRIDGE B | 79 | 83.087 | 84.518 | 84.98 | 85.442 | 85.904 | 86.367 | 86.829 | 87.291 | 87.436 | 86.8 | 86.006 | 85.273 | 84.583 | 83.926 | 83.362 | 82.586 | 81.758 | 81.045 | 80.248 | 79.037 | 74.163 | 69.168 | 63.42 | 57.983 | 53.353 | 49.631 | 46.189 | 42.619 | 39.923 | NPgY | GSP | NG FES - System Transformation | Total installed waste incineration capacity (MW)
NG FES - System Transformation | Gen_BB011 | MW | NPgN | GRIW_1 | Total installed waste incineration capacity (MW) | Grimsby West | GRIMSBY WEST | 0 | 2.623 | 3.542 | 3.838 | 4.135 | 4.432 | 4.729 | 5.025 | 5.322 | 5.415 | 5.007 | 4.497 | 4.027 | 3.584 | 3.162 | 2.8 | 2.302 | 1.77 | 1.312 | 0.801 | 0.202 | 0 | 0 | 0 | 0 | 0 | 0 | 0 | 0 | 0 | NPgY | GSP | NG FES - System Transformation | Total installed waste incineration capacity (MW)
NG FES - System Transformation | Gen_BB011 | MW | NPgN | JORD_3 | Total installed waste incineration capacity (MW) | Jordanthorpe | JORDANTHORPE | 0 | 0.124 | 0.168 | 0.182 | 0.196 | 0.21 | 0.224 | 0.238 | 0.252 | 0.256 | 0.237 | 0.213 | 0.191 | 0.17 | 0.15 | 0.132 | 0.109 | 0.084 | 0.062 | 0.038 | 0.01 | 0 | 0 | 0 | 0 | 0 | 0 | 0 | 0 | 0 | NPgY | GSP | NG FES - System Transformation | Total installed waste incineration capacity (MW)
NG FES - System Transformation | Gen_BB011 | MW | NPgN | KEAD_YEDL | Total installed waste incineration capacity (MW) | Keadby | KEADBY | 2.8 | 16.316 | 21.048 | 22.577 | 24.106 | 25.635 | 27.165 | 28.693 | 30.223 | 30.701 | 28.599 | 25.972 | 23.548 | 21.264 | 19.093 | 17.228 | 14.66 | 11.921 | 9.562 | 6.928 | 3.84 | 2.8 | 2.8 | 2.8 | 2.8 | 2.8 | 2.8 | 2.8 | 2.8 | 2.8 | NPgY | GSP | NG FES - System Transformation | Total installed waste incineration capacity (MW)
NG FES - System Transformation | Gen_BB011 | MW | NPgN | KIRKB1 | Total installed waste incineration capacity (MW) | Kirkstall B | KIRKSTALL B | 0 | 0.46 | 0.621 | 0.674 | 0.726 | 0.778 | 0.83 | 0.882 | 0.934 | 0.95 | 0.879 | 0.789 | 0.707 | 0.629 | 0.555 | 0.491 | 0.404 | 0.311 | 0.23 | 0.141 | 0.035 | 0 | 0 | 0 | 0 | 0 | 0 | 0 | 0 | 0 | NPgY | GSP | NG FES - System Transformation | Total installed waste incineration capacity (MW)
NG FES - System Transformation | Gen_BB011 | MW | NPgN | NEEP_3 | Total installed waste incineration capacity (MW) | Neepsend | NEEPSEND | 0 | 0.043 | 0.058 | 0.063 | 0.068 | 0.073 | 0.077 | 0.082 | 0.087 | 0.089 | 0.082 | 0.074 | 0.066 | 0.059 | 0.052 | 0.046 | 0.038 | 0.029 | 0.021 | 0.013 | 0.003 | 0 | 0 | 0 | 0 | 0 | 0 | 0 | 0 | 0 | NPgY | GSP | NG FES - System Transformation | Total installed waste incineration capacity (MW)
NG FES - System Transformation | Gen_BB011 | MW | NPgN | NORL_3 | Total installed waste incineration capacity (MW) | Norton Lees | NORTON LEES | 0 | 0 | 0 | 0 | 0 | 0 | 0 | 0 | 0 | 0 | 0 | 0 | 0 | 0 | 0 | 0 | 0 | 0 | 0 | 0 | 0 | 0 | 0 | 0 | 0 | 0 | 0 | 0 | 0 | 0 | NPgY | GSP | NG FES - System Transformation | Total installed waste incineration capacity (MW)
NG FES - System Transformation | Gen_BB011 | MW | NPgN | PITS_BB_B | Total installed waste incineration capacity (MW) | Pitsmoor | PITSMOOR 3/4 | 0 | 0 | 0.001 | 0.001 | 0.001 | 0.001 | 0.001 | 0.001 | 0.001 | 0.001 | 0.001 | 0.001 | 0.001 | 0.001 | 0 | 0 | 0 | 0 | 0 | 0 | 0 | 0 | 0 | 0 | 0 | 0 | 0 | 0 | 0 | 0 | NPgY | GSP | NG FES - System Transformation | Total installed waste incineration capacity (MW)
NG FES - System Transformation | Gen_BB011 | MW | NPgN | SALT_1 | Total installed waste incineration capacity (MW) | Saltend North | SALTEND NORTH | 0 | 0.005 | 0.007 | 0.007 | 0.008 | 0.008 | 0.009 | 0.01 | 0.01 | 0.01 | 0.01 | 0.009 | 0.008 | 0.007 | 0.006 | 0.005 | 0.004 | 0.003 | 0.003 | 0.002 | 0 | 0 | 0 | 0 | 0 | 0 | 0 | 0 | 0 | 0 | NPgY | GSP | NG FES - System Transformation | Total installed waste incineration capacity (MW)
NG FES - System Transformation | Gen_BB011 | MW | NPgN | SHEC_3 | Total installed waste incineration capacity (MW) | Sheffield City | SHEFFIELD CITY | 0 | 0.009 | 0.012 | 0.013 | 0.014 | 0.015 | 0.016 | 0.017 | 0.018 | 0.018 | 0.017 | 0.015 | 0.014 | 0.012 | 0.011 | 0.009 | 0.008 | 0.006 | 0.004 | 0.003 | 0.001 | 0 | 0 | 0 | 0 | 0 | 0 | 0 | 0 | 0 | NPgY | GSP | NG FES - System Transformation | Total installed waste incineration capacity (MW)
NG FES - System Transformation | Gen_BB011 | MW | NPgN | SKLGB1 | Total installed waste incineration capacity (MW) | Skelton Grange | SKELTON GRANGE | 25.66 | 26.854 | 27.273 | 27.408 | 27.543 | 27.678 | 27.813 | 27.949 | 28.084 | 28.126 | 27.94 | 27.708 | 27.494 | 27.292 | 27.1 | 26.935 | 26.708 | 26.466 | 26.257 | 26.025 | 25.752 | 25.66 | 25.66 | 25.66 | 25.66 | 25.66 | 25.66 | 25.66 | 25.66 | 25.66 | NPgY | GSP | NG FES - System Transformation | Total installed waste incineration capacity (MW)
NG FES - System Transformation | Gen_BB011 | MW | NPgN | TEMP_3 | Total installed waste incineration capacity (MW) | Templeborough | TEMPLEBOROUGH 275/33KV | 0 | 0.033 | 0.044 | 0.048 | 0.052 | 0.055 | 0.059 | 0.063 | 0.066 | 0.068 | 0.063 | 0.056 | 0.05 | 0.045 | 0.039 | 0.035 | 0.029 | 0.022 | 0.016 | 0.01 | 0.003 | 0 | 0 | 0 | 0 | 0 | 0 | 0 | 0 | 0 | NPgY | GSP | NG FES - System Transformation | Total installed waste incineration capacity (MW)
NG FES - System Transformation | Gen_BB011 | MW | NPgN | THUR_6 | Total installed waste incineration capacity (MW) | Thurcroft | THURCROFT | 5.7 | 9.109 | 10.303 | 10.689 | 11.074 | 11.46 | 11.846 | 12.231 | 12.617 | 12.738 | 12.208 | 11.545 | 10.933 | 10.358 | 9.81 | 9.339 | 8.692 | 8.001 | 7.406 | 6.741 | 5.962 | 5.7 | 5.7 | 5.7 | 5.7 | 5.7 | 5.7 | 5.7 | 5.7 | 5.7 | NPgY | GSP | NG FES - System Transformation | Total installed waste incineration capacity (MW)
NG FES - System Transformation | Gen_BB011 | MW | NPgN | WMEL_THOM | Total installed waste incineration capacity (MW) | Thorpe Marsh | WEST MELTON / THORPE MARSH | 19.998 | 23.109 | 24.198 | 24.55 | 24.902 | 25.254 | 25.606 | 25.958 | 26.31 | 26.42 | 25.936 | 25.332 | 24.774 | 24.248 | 23.748 | 23.319 | 22.728 | 22.098 | 21.555 | 20.949 | 20.238 | 19.998 | 19.998 | 19.998 | 19.998 | 19.998 | 19.998 | 19.998 | 19.998 | 19.998 | NPgY | GSP | NG FES - System Transformation | Total installed waste incineration capacity (MW)
NG FES - System Transformation | Gen_BB011 | MW | NPgN | WMEL_BB3 | Total installed waste incineration capacity (MW) | West Melton | WEST MELTON SECTION 3 | 0 | 3.33 | 4.496 | 4.872 | 5.249 | 5.626 | 6.002 | 6.379 | 6.756 | 6.874 | 6.356 | 5.709 | 5.111 | 4.549 | 4.014 | 3.554 | 2.922 | 2.247 | 1.666 | 1.017 | 0.256 | 0 | 0 | 0 | 0 | 0 | 0 | 0 | 0 | 0 | NPgY | GSP | NG FES - System Transformation | Total installed waste incineration capacity (MW)
NG FES - System Transformation | Gen_BB011 | MW | NPgN | WIBA_3 | Total installed waste incineration capacity (MW) | Wincobank | WINCOBANK | 0 | 0.116 | 0.157 | 0.17 | 0.183 | 0.196 | 0.209 | 0.222 | 0.235 | 0.24 | 0.222 | 0.199 | 0.178 | 0.159 | 0.14 | 0.124 | 0.102 | 0.078 | 0.058 | 0.035 | 0.009 | 0 | 0 | 0 | 0 | 0 | 0 | 0 | 0 | 0 | NPgY | GSP | NG FES - System Transformation | Total installed waste incineration capacity (MW)
NG FES - Consumer Transformation | Lct_BB56_NPgAggregate | Number of | NPgN | BLYTB1 | Total number of domestic heat pumps | Blyth 66kV | BLYTH 66kV | 986.7 | 1640.8 | 2138.6 | 2634.7 | 3127.8 | 4167.7 | 5863.7 | 8377 | 11829 | 16138.1 | 20781.2 | 25364.8 | 29987.5 | 34620.2 | 40114.5 | 46244.8 | 51732.3 | 57215.6 | 62957.9 | 68478.7 | 73595 | 77789.4 | 81187.3 | 83730.8 | 85641.9 | 87053.3 | 88423.8 | 89703.3 | 90870.7 | 91227.9 | NPgN | GSP | NG FES - Consumer Transformation | Total number of domestic heat pumps
NG FES - Consumer Transformation | Lct_BB56_NPgAggregate | Number of | NPgN | BLYTH132 | Total number of domestic heat pumps | Blyth 132kV | BLYTH 132kV | 388.5 | 566 | 703.2 | 878.1 | 1045.2 | 1476.9 | 2328.5 | 3656.3 | 5277.3 | 6840 | 8768.1 | 10377.1 | 11999.8 | 13312.2 | 14734.6 | 16260.2 | 17482.6 | 18701.1 | 19980.3 | 21218.4 | 22370.1 | 23314.2 | 24088.7 | 24669.9 | 25111.8 | 25445.5 | 25794.3 | 26140.9 | 26463.5 | 26569.1 | NPgN | GSP | NG FES - Consumer Transformation | Total number of domestic heat pumps
NG FES - Consumer Transformation | Lct_BB56_NPgAggregate | Number of | NPgN | FOUR_1 | Total number of domestic heat pumps | Fourstones | FOURSTONES | 88.7 | 128.1 | 159.9 | 229.7 | 295.9 | 486.4 | 877.5 | 1474.5 | 2130.2 | 2725.1 | 3530.1 | 4134.8 | 4737.7 | 5195.3 | 5657.9 | 6106.7 | 6353.3 | 6599.8 | 6857.7 | 7108.3 | 7342.6 | 7537.8 | 7700.8 | 7826.6 | 7925 | 8002.2 | 8082.2 | 8162 | 8237.6 | 8270.8 | NPgN | GSP | NG FES - Consumer Transformation | Total number of domestic heat pumps
NG FES - Consumer Transformation | Lct_BB56_NPgAggregate | Number of | NPgN | HARM_6 | Total number of domestic heat pumps | Hart Moor | HARTMOOR | 500.8 | 846 | 1111 | 1385.7 | 1658.2 | 2243.2 | 3218.8 | 4672.2 | 6633.7 | 9071.1 | 11583.8 | 14013.5 | 16480.2 | 18969.5 | 21920.5 | 25214.7 | 28168.9 | 31121.1 | 34208.7 | 37134.7 | 39849.3 | 42082.1 | 43894.9 | 45264.7 | 46308.7 | 47093.3 | 47857.1 | 48574.9 | 49232.9 | 49467.8 | NPgN | GSP | NG FES - Consumer Transformation | Total number of domestic heat pumps
NG FES - Consumer Transformation | Lct_BB56_NPgAggregate | Number of | NPgN | HAWP_6 | Total number of domestic heat pumps | Hawthorn Pit | HAWTHORN PIT GRID | 507.8 | 860.9 | 1131.2 | 1404.1 | 1674.4 | 2249.3 | 3198.8 | 4609.9 | 6674.2 | 9295.5 | 12142.5 | 15020.9 | 17949.8 | 20910.7 | 24424.1 | 28360.6 | 31891.2 | 35419.2 | 39118 | 42669.3 | 45957.8 | 48636.8 | 50795.3 | 52397.3 | 53596.2 | 54476 | 55348.4 | 56175.2 | 56924.7 | 57121.9 | NPgN | GSP | NG FES - Consumer Transformation | Total number of domestic heat pumps
NG FES - Consumer Transformation | Lct_BB56_NPgAggregate | Number of | NPgN | KNARE_111 | Total number of domestic heat pumps | Knaresborough | KNARESBOROUGH | 691.3 | 1070.7 | 1364.5 | 1660.2 | 1950.5 | 2577.6 | 3621.2 | 5166.9 | 7452 | 10163.2 | 13336.3 | 16568.5 | 19835.2 | 23019.4 | 26703.7 | 30784.8 | 34337.7 | 37871.7 | 41587 | 45153.9 | 48435.8 | 51063.2 | 53139.1 | 54644.7 | 55758.3 | 56559 | 57370.9 | 58147.7 | 58833.2 | 58940.1 | NPgN | GSP | NG FES - Consumer Transformation | Total number of domestic heat pumps
NG FES - Consumer Transformation | Lct_BB56_NPgAggregate | Number of | NPgN | LACK_6 | Total number of domestic heat pumps | Lackenby | LACKENBY | 755.7 | 1263.3 | 1653.6 | 2061.5 | 2464 | 3337.1 | 4810.1 | 7006.8 | 10095 | 13943.1 | 18058.9 | 22146.7 | 26307.4 | 30467.2 | 35361.7 | 40832.7 | 45712 | 50585 | 55692.7 | 60533.8 | 65018.8 | 68674.8 | 71634.1 | 73838.3 | 75500 | 76734.9 | 77967.8 | 79144.8 | 80214 | 80529.7 | NPgN | GSP | NG FES - Consumer Transformation | Total number of domestic heat pumps
NG FES - Consumer Transformation | Lct_BB56_NPgAggregate | Number of | NPgN | NORT_1 | Total number of domestic heat pumps | Norton | NORTON | 2147.5 | 3557.8 | 4641.9 | 5793.9 | 6934.3 | 9431.5 | 13658.6 | 19971.1 | 28468.5 | 38550 | 49480.1 | 59885.5 | 70415 | 80757.7 | 92810.8 | 106171.2 | 117920.7 | 129636.6 | 141906.1 | 153596.2 | 164406.3 | 173228.4 | 180343.9 | 185673.4 | 189723 | 192754 | 195699.8 | 198455.4 | 200944.1 | 201769.4 | NPgN | GSP | NG FES - Consumer Transformation | Total number of domestic heat pumps
NG FES - Consumer Transformation | Lct_BB56_NPgAggregate | Number of | NPgN | OFFE_3 | Total number of domestic heat pumps | Offerton | OFFERTON | 165.9 | 304.1 | 413.9 | 528.8 | 642.6 | 887 | 1293.2 | 1896.6 | 2865.5 | 4164.9 | 5604.6 | 7079.6 | 8584.1 | 10161.6 | 12089.3 | 14251.5 | 16191.8 | 18140 | 20179.2 | 22145.7 | 23971.7 | 25468.2 | 26657.9 | 27544.3 | 28205.9 | 28681.8 | 29162.9 | 29625.3 | 30053 | 30146.1 | NPgN | GSP | NG FES - Consumer Transformation | Total number of domestic heat pumps
NG FES - Consumer Transformation | Lct_BB56_NPgAggregate | Number of | NPgN | OSBA_1 | Total number of domestic heat pumps | Osbaldwick | OSBALDWICK | 1525.7 | 2366.4 | 3026.3 | 3715.4 | 4386.2 | 5860.4 | 8397.7 | 12186.5 | 17201.3 | 23352.2 | 30039.1 | 36374.7 | 42764.1 | 49061.4 | 56442.4 | 64645.2 | 71897.8 | 79140.1 | 86729 | 94044.5 | 100831.9 | 106391.6 | 110884.9 | 114259.2 | 116823.9 | 118742.5 | 120688.7 | 122575.6 | 124316.1 | 124866.1 | NPgN | GSP | NG FES - Consumer Transformation | Total number of domestic heat pumps
NG FES - Consumer Transformation | Lct_BB56_NPgAggregate | Number of | NPgN | POPP_3 | Total number of domestic heat pumps | Poppleton | POPPLETON | 209.3 | 358.4 | 474.8 | 596.1 | 716.1 | 974 | 1404.9 | 2046.1 | 2937.6 | 4033.1 | 5184.1 | 6293.7 | 7413.2 | 8551.1 | 9888 | 11380.8 | 12716.6 | 14047.6 | 15440.9 | 16758 | 17974.3 | 18963.8 | 19754.5 | 20347.9 | 20804 | 21148.8 | 21486.8 | 21805.4 | 22092 | 22190.8 | NPgN | GSP | NG FES - Consumer Transformation | Total number of domestic heat pumps
NG FES - Consumer Transformation | Lct_BB56_NPgAggregate | Number of | NPgN | SALH_1 | Total number of domestic heat pumps | Saltholme | SALTHOLME | 8.8 | 16.1 | 21.9 | 28.2 | 34.5 | 48 | 70.8 | 104.9 | 154.7 | 214 | 275.3 | 335.7 | 397.2 | 459.1 | 528.8 | 607.1 | 677.2 | 746.5 | 819.3 | 889 | 952.6 | 1002.8 | 1042.5 | 1071.5 | 1094 | 1111.5 | 1128.4 | 1144.1 | 1157.3 | 1161.9 | NPgN | GSP | NG FES - Consumer Transformation | Total number of domestic heat pumps
NG FES - Consumer Transformation | Lct_BB56_NPgAggregate | Number of | NPgN | SSHI_3 | Total number of domestic heat pumps | South Shields | SOUTH SHIELDS | 235.8 | 408.6 | 544.8 | 682.1 | 817.8 | 1104.1 | 1572 | 2263.4 | 3293.4 | 4640.5 | 6085.1 | 7574.2 | 9088.4 | 10640.2 | 12507.7 | 14599.2 | 16477.9 | 18359.2 | 20328.2 | 22204.2 | 23944.3 | 25369.7 | 26511.3 | 27363.8 | 28000.7 | 28464.4 | 28929.5 | 29374.7 | 29784.8 | 29886.9 | NPgN | GSP | NG FES - Consumer Transformation | Total number of domestic heat pumps
NG FES - Consumer Transformation | Lct_BB56_NPgAggregate | Number of | NPgN | KIELD01 and SPAD20 | Total number of domestic heat pumps | 0 | SPADEADAM | 39.7 | 57.9 | 72.3 | 97.5 | 121.4 | 186.1 | 314.7 | 509.3 | 733.5 | 952.3 | 1232.1 | 1458.3 | 1684.9 | 1872.4 | 2067.6 | 2266.9 | 2400.5 | 2532.9 | 2672.3 | 2806.9 | 2931.2 | 3031.2 | 3112.5 | 3173 | 3220.1 | 3256.8 | 3295.1 | 3333.1 | 3367.1 | 3379.6 | NPgN | GSP | NG FES - Consumer Transformation | Total number of domestic heat pumps
NG FES - Consumer Transformation | Lct_BB56_NPgAggregate | Number of | NPgN | SPEN_1 | Total number of domestic heat pumps | Spennymoor | SPENNYMOOR | 1656.5 | 2546.2 | 3226.5 | 3922.4 | 4597.8 | 6065 | 8567 | 12277.9 | 17223.2 | 23342.5 | 29929.8 | 36356.5 | 42873 | 49302.8 | 56754.2 | 65034.2 | 72320.1 | 79575.1 | 87194.2 | 94525.9 | 101312.8 | 106820 | 111266.4 | 114568.3 | 117070.5 | 118942.9 | 120849.4 | 122697.5 | 124373.6 | 124869.7 | NPgN | GSP | NG FES - Consumer Transformation | Total number of domestic heat pumps
NG FES - Consumer Transformation | Lct_BB56_NPgAggregate | Number of | NPgN | STEN_1 | Total number of domestic heat pumps | Stella North | STELLA NORTH | 892.2 | 1509.8 | 2012 | 2542.6 | 3060.4 | 4183.4 | 6093.3 | 8930.8 | 12841.8 | 17796.1 | 23296.3 | 28465.8 | 33536.4 | 38692.8 | 44732.2 | 51497.9 | 57571.2 | 63626.5 | 69969.3 | 76070.2 | 81717.5 | 86324.3 | 90040.5 | 92838 | 94990.2 | 96628.1 | 98273.7 | 99860.2 | 101305.5 | 101816.3 | NPgN | GSP | NG FES - Consumer Transformation | Total number of domestic heat pumps
NG FES - Consumer Transformation | Lct_BB56_NPgAggregate | Number of | NPgN | STES_1 | Total number of domestic heat pumps | Stella South | STELLA SOUTH | 768.1 | 1244.5 | 1608.4 | 1988.6 | 2363.4 | 3178.6 | 4555.5 | 6605.9 | 9369.3 | 12839 | 16580.2 | 20229.6 | 23937.9 | 27637.9 | 32045.5 | 36948.7 | 41292.3 | 45644.2 | 50200.5 | 54573.8 | 58640.4 | 61990.3 | 64710.8 | 66754.1 | 68289.3 | 69420.7 | 70547.8 | 71623.3 | 72620.8 | 72918.6 | NPgN | GSP | NG FES - Consumer Transformation | Total number of domestic heat pumps
NG FES - Consumer Transformation | Lct_BB56_NPgAggregate | Number of | NPgN | TYNE_1 | Total number of domestic heat pumps | Tynemouth 1 | TYNEMOUTH | 746.1 | 1304.2 | 1743.9 | 2182.7 | 2618.5 | 3531.1 | 5004.6 | 7178.1 | 10399.8 | 14406.5 | 18789.5 | 23213.6 | 27655.8 | 32167.2 | 37456.9 | 43376.8 | 48683.8 | 53965.7 | 59503.3 | 64770.8 | 69621.9 | 73536.7 | 76648.4 | 78949.6 | 80688 | 81976.3 | 83237.7 | 84419.5 | 85465.6 | 85749.9 | NPgN | GSP | NG FES - Consumer Transformation | Total number of domestic heat pumps
NG FES - Consumer Transformation | Lct_BB56_NPgAggregate | Number of | NPgN | WBOL_6 | Total number of domestic heat pumps | West Boldon | WEST BOLDON | 934.8 | 1639.1 | 2188.9 | 2741 | 3289.4 | 4443.4 | 6317.9 | 9088.7 | 13225.7 | 18527.5 | 24364.8 | 30289.7 | 36261.6 | 42347.5 | 49603.9 | 57732.4 | 65032.6 | 72330 | 79973.1 | 87248 | 93984.2 | 99479.9 | 103898.8 | 107184.7 | 109643.1 | 111442.4 | 113224.7 | 114913.6 | 116450 | 116848.2 | NPgN | GSP | NG FES - Consumer Transformation | Total number of domestic heat pumps
NG FES - Consumer Transformation | Lct_BB56_NPgAggregate | Number of | NPgN | BRAW_1 | Total number of domestic heat pumps | Bradford West | BRADFORD WEST | 1509.7 | 2631.9 | 3484.9 | 4401.4 | 5304.3 | 7437.9 | 10841.5 | 15901.9 | 23167.4 | 32316.9 | 42526.7 | 52735.4 | 62887 | 73103.2 | 85351.6 | 99001.9 | 111121.6 | 123197.2 | 135259.2 | 147788.6 | 159200.3 | 168625.1 | 175947.7 | 181393.9 | 185513 | 188979.5 | 192168.8 | 195191.9 | 197858.5 | 198576.9 | NPgY | GSP | NG FES - Consumer Transformation | Total number of domestic heat pumps
NG FES - Consumer Transformation | Lct_BB56_NPgAggregate | Number of | NPgN | CAMB_01 | Total number of domestic heat pumps | Camblesforth | CAMBLESFORTH | 142 | 228.3 | 293.4 | 367.3 | 439.1 | 625.4 | 944.1 | 1446.4 | 2126.1 | 2863.6 | 3739.9 | 4550.2 | 5351.7 | 6115.5 | 6950.8 | 7875.3 | 8677.6 | 9476.7 | 10273.6 | 11101.5 | 11854.3 | 12475.7 | 12961.7 | 13323.3 | 13597 | 13829.3 | 14043.1 | 14250 | 14435.3 | 14487.9 | NPgY | GSP | NG FES - Consumer Transformation | Total number of domestic heat pumps
NG FES - Consumer Transformation | Lct_BB56_NPgAggregate | Number of | NPgN | CREB_1 | Total number of domestic heat pumps | Creyke Beck | CREYKE BECK | 2428.7 | 3818.4 | 4846.2 | 5892.5 | 6924 | 9352.5 | 13232 | 19002.5 | 26880.7 | 36208.3 | 46954.8 | 57476.8 | 67869.7 | 77934.2 | 89680.4 | 102676.8 | 114093.6 | 125483.1 | 136832.2 | 148550.2 | 159211.6 | 168029.7 | 174974.1 | 180137.6 | 183987.9 | 187214.7 | 190183.3 | 192980.7 | 195441.2 | 196094.5 | NPgY | GSP | NG FES - Consumer Transformation | Total number of domestic heat pumps
NG FES - Consumer Transformation | Lct_BB56_NPgAggregate | Number of | NPgN | DRAX_YEDL | Total number of domestic heat pumps | Drax | DRAX | 383 | 565.8 | 704.6 | 858 | 1005.6 | 1382.5 | 2023.7 | 3022.4 | 4208.1 | 5472.9 | 6895.2 | 8087.9 | 9255.9 | 10327.1 | 11464.3 | 12703.6 | 13754 | 14802.2 | 15844.5 | 16919.2 | 17902.6 | 18730.8 | 19403.2 | 19921.4 | 20324.1 | 20672.7 | 20998.6 | 21319.7 | 21619.7 | 21749.7 | NPgY | GSP | NG FES - Consumer Transformation | Total number of domestic heat pumps
NG FES - Consumer Transformation | Lct_BB56_NPgAggregate | Number of | NPgN | ELLA_1 | Total number of domestic heat pumps | Elland | ELLAND | 1173.6 | 2056.3 | 2715.8 | 3407.7 | 4094.3 | 5690.2 | 8200.4 | 11892.4 | 17331.3 | 24171.5 | 31944.4 | 39826.1 | 47658.4 | 55530.3 | 64997.6 | 75541.9 | 84894.5 | 94211.6 | 103513.3 | 113155.7 | 121922.3 | 129142.4 | 134736 | 138874.4 | 141984.1 | 144592.2 | 146986 | 149224.1 | 151162.2 | 151637.8 | NPgY | GSP | NG FES - Consumer Transformation | Total number of domestic heat pumps
NG FES - Consumer Transformation | Lct_BB56_NPgAggregate | Number of | NPgN | FERRA2 | Total number of domestic heat pumps | Ferrybridge A | FERRYBRIDGE A | 721.6 | 1125.6 | 1426 | 1733.1 | 2030.1 | 2732.9 | 3871.2 | 5581.3 | 7732.7 | 10382.6 | 13022.5 | 15655.4 | 18259.6 | 20796.9 | 23751.7 | 27039.6 | 29973.2 | 32898.7 | 35812.1 | 38848.6 | 41618.1 | 43924.9 | 45767.2 | 47159.3 | 48222.1 | 49133.4 | 49978 | 50799.1 | 51545.2 | 51813.9 | NPgY | GSP | NG FES - Consumer Transformation | Total number of domestic heat pumps
NG FES - Consumer Transformation | Lct_BB56_NPgAggregate | Number of | NPgN | FERRB9 | Total number of domestic heat pumps | Ferrybridge B (_M) | FERRYBRIDGE B | 1059.5 | 1807.4 | 2374.1 | 2989.8 | 3593.9 | 5047.5 | 7404.8 | 10972.8 | 15640.7 | 21264.5 | 27165.3 | 32845.1 | 38483.9 | 44019.1 | 50491.1 | 57689.1 | 64081.3 | 70457.4 | 76818.9 | 83413.6 | 89434.5 | 94445.5 | 98426.9 | 101436.9 | 103735.2 | 105696.5 | 107514.4 | 109228.6 | 110745.8 | 111298.7 | NPgY | GSP | NG FES - Consumer Transformation | Total number of domestic heat pumps
NG FES - Consumer Transformation | Lct_BB56_NPgAggregate | Number of | NPgN | GRIW_1 | Total number of domestic heat pumps | Grimsby West | GRIMSBY WEST | 670.1 | 1095.1 | 1411.8 | 1726.3 | 2037 | 2753.8 | 3881.6 | 5541.8 | 8006.3 | 11013.4 | 14518.1 | 18095.2 | 21640.9 | 25143.8 | 29271.1 | 33868.6 | 37961 | 42035.8 | 46094.9 | 50314.7 | 54137.3 | 57269.3 | 59694.7 | 61474.1 | 62798.5 | 63909.4 | 64925.4 | 65883.7 | 66711.6 | 66886.4 | NPgY | GSP | NG FES - Consumer Transformation | Total number of domestic heat pumps
NG FES - Consumer Transformation | Lct_BB56_NPgAggregate | Number of | NPgN | JORD_3 | Total number of domestic heat pumps | Jordanthorpe | JORDANTHORPE | 193.5 | 351.9 | 476.9 | 608.2 | 736.3 | 1039 | 1524.5 | 2249 | 3344.2 | 4674.9 | 6224.4 | 7750.1 | 9267.5 | 10779.8 | 12528.3 | 14486.8 | 16237.9 | 17975.4 | 19703.1 | 21504 | 23123 | 24434.7 | 25439.2 | 26172.4 | 26730 | 27212.4 | 27653.3 | 28076.2 | 28437.5 | 28529.4 | NPgY | GSP | NG FES - Consumer Transformation | Total number of domestic heat pumps
NG FES - Consumer Transformation | Lct_BB56_NPgAggregate | Number of | NPgN | KEAD_YEDL | Total number of domestic heat pumps | Keadby | KEADBY | 1300.4 | 1996.2 | 2519.9 | 3107.4 | 3675.1 | 5135 | 7621.7 | 11502.4 | 16434 | 21799 | 28115.8 | 33787.9 | 39377.1 | 44595.6 | 50271.9 | 56512 | 61845.8 | 67168.2 | 72472.9 | 77992.8 | 83029.3 | 87220.4 | 90566.8 | 93083.7 | 94986.2 | 96604.8 | 98101.8 | 99564.4 | 100902 | 101338.8 | NPgY | GSP | NG FES - Consumer Transformation | Total number of domestic heat pumps
NG FES - Consumer Transformation | Lct_BB56_NPgAggregate | Number of | NPgN | KIRKB1 | Total number of domestic heat pumps | Kirkstall B | KIRKSTALL B | 711 | 1346.2 | 1824.6 | 2323.3 | 2820.5 | 3960.1 | 5733 | 8335.4 | 12027.5 | 16597.8 | 21577.3 | 26470.4 | 31337.8 | 36214.1 | 42044.1 | 48550.9 | 54384.9 | 60190.6 | 65973.8 | 71934 | 77334.9 | 81775.1 | 85237.9 | 87819.6 | 89786.8 | 91469.8 | 93020.9 | 94435.8 | 95619 | 96013.5 | NPgY | GSP | NG FES - Consumer Transformation | Total number of domestic heat pumps
NG FES - Consumer Transformation | Lct_BB56_NPgAggregate | Number of | NPgN | NEEP_3 | Total number of domestic heat pumps | Neepsend | NEEPSEND | 316.3 | 549.7 | 729.1 | 914.2 | 1095.9 | 1515.9 | 2177.7 | 3150.1 | 4557.9 | 6383.4 | 8444.7 | 10474.6 | 12494 | 14548.3 | 17042.9 | 19827.8 | 22324.2 | 24812.6 | 27298.3 | 29875.5 | 32227.2 | 34175 | 35688.7 | 36818.1 | 37673.9 | 38391.8 | 39053.3 | 39686.3 | 40254.3 | 40407.9 | NPgY | GSP | NG FES - Consumer Transformation | Total number of domestic heat pumps
NG FES - Consumer Transformation | Lct_BB56_NPgAggregate | Number of | NPgN | NORL_3 | Total number of domestic heat pumps | Norton Lees | NORTON LEES | 273.8 | 493.9 | 666.4 | 843.5 | 1016.5 | 1414.5 | 2040.7 | 2956.9 | 4346.6 | 6125.5 | 8178.7 | 10189.9 | 12190 | 14230.4 | 16670.1 | 19399.7 | 21848.8 | 24281.4 | 26704.3 | 29202.8 | 31460.4 | 33304.7 | 34713.6 | 35751.8 | 36546.8 | 37226.9 | 37850.7 | 38452.4 | 38980.3 | 39118.4 | NPgY | GSP | NG FES - Consumer Transformation | Total number of domestic heat pumps
NG FES - Consumer Transformation | Lct_BB56_NPgAggregate | Number of | NPgN | PITS_BB_B | Total number of domestic heat pumps | Pitsmoor | PITSMOOR 3/4 | 108.3 | 201 | 273.5 | 349.1 | 423.1 | 594.8 | 865.9 | 1265.7 | 1857.7 | 2642.1 | 3503.4 | 4387.8 | 5270.6 | 6164.6 | 7251.7 | 8469.9 | 9566.8 | 10661.8 | 11755.9 | 12888 | 13921.8 | 14778.6 | 15453 | 15955.6 | 16331.9 | 16647.8 | 16938.7 | 17219.6 | 17474.1 | 17540.7 | NPgY | GSP | NG FES - Consumer Transformation | Total number of domestic heat pumps
NG FES - Consumer Transformation | Lct_BB56_NPgAggregate | Number of | NPgN | SALT_1 | Total number of domestic heat pumps | Saltend North | SALTEND NORTH | 322.1 | 502.7 | 636.3 | 772.1 | 905.2 | 1218.1 | 1718.9 | 2462.6 | 3483 | 4730.2 | 6129.1 | 7540.8 | 8937.2 | 10299.3 | 11902.5 | 13681.2 | 15249 | 16813.3 | 18373.1 | 19982.1 | 21446.9 | 22659.2 | 23615 | 24325.1 | 24854.4 | 25298.2 | 25706.3 | 26098.8 | 26451 | 26541.4 | NPgY | GSP | NG FES - Consumer Transformation | Total number of domestic heat pumps
NG FES - Consumer Transformation | Lct_BB56_NPgAggregate | Number of | NPgN | SHEC_3 | Total number of domestic heat pumps | Sheffield City | SHEFFIELD CITY | 154.7 | 278.3 | 372.3 | 467.6 | 561.7 | 775.8 | 1108.7 | 1593.3 | 2303.6 | 3219 | 4289.7 | 5320.4 | 6346.2 | 7383.5 | 8641.4 | 10046.6 | 11309.1 | 12567.4 | 13823.1 | 15107.4 | 16276.2 | 17241.8 | 17993.6 | 18554.2 | 18978.8 | 19336.8 | 19666.6 | 19979.3 | 20255.4 | 20333.2 | NPgY | GSP | NG FES - Consumer Transformation | Total number of domestic heat pumps
NG FES - Consumer Transformation | Lct_BB56_NPgAggregate | Number of | NPgN | SKLGB1 | Total number of domestic heat pumps | Skelton Grange | SKELTON GRANGE | 1663 | 3132.4 | 4236.8 | 5390.6 | 6540.4 | 9180.6 | 13294.3 | 19341.8 | 28018 | 38901.5 | 50870 | 62607.3 | 74292.7 | 86102 | 100333.1 | 116224.4 | 130492.3 | 144698.4 | 158867.5 | 173435.5 | 186669 | 197581.8 | 206072.2 | 212412.4 | 217246.6 | 221355.6 | 225144.2 | 228631.9 | 231602.3 | 232549.7 | NPgY | GSP | NG FES - Consumer Transformation | Total number of domestic heat pumps
NG FES - Consumer Transformation | Lct_BB56_NPgAggregate | Number of | NPgN | TEMP_3 | Total number of domestic heat pumps | Templeborough | TEMPLEBOROUGH 275/33KV | 16.7 | 32 | 44.2 | 57.4 | 70.4 | 101 | 150 | 223.1 | 331.7 | 466.7 | 610.3 | 756.8 | 902.8 | 1049.3 | 1220.1 | 1411.9 | 1583.7 | 1754.2 | 1923.6 | 2100.1 | 2258.6 | 2387 | 2485.9 | 2558.5 | 2614.2 | 2663 | 2707.7 | 2750.2 | 2786.1 | 2797.1 | NPgY | GSP | NG FES - Consumer Transformation | Total number of domestic heat pumps
NG FES - Consumer Transformation | Lct_BB56_NPgAggregate | Number of | NPgN | THUR_6 | Total number of domestic heat pumps | Thurcroft | THURCROFT | 1098.4 | 1757.5 | 2234.7 | 2705.9 | 3172.6 | 4240.2 | 5910 | 8357.1 | 11590.2 | 15556.5 | 19830.7 | 24159.6 | 28439.1 | 32595.5 | 37549.9 | 43040.1 | 47913.1 | 52781.7 | 57634.8 | 62630.7 | 67190.4 | 70985.4 | 74010.1 | 76277.1 | 77965.7 | 79377.9 | 80681.4 | 81892.3 | 82953 | 83271.7 | NPgY | GSP | NG FES - Consumer Transformation | Total number of domestic heat pumps
NG FES - Consumer Transformation | Lct_BB56_NPgAggregate | Number of | NPgN | WMEL_THOM | Total number of domestic heat pumps | Thorpe Marsh | WEST MELTON / THORPE MARSH | 1733.5 | 2807.8 | 3596.9 | 4377.3 | 5142.5 | 6899.4 | 9667.1 | 13738.9 | 19352.9 | 26392.6 | 33983.7 | 41779.2 | 49505.8 | 57130.5 | 66186.9 | 76280.3 | 85304.4 | 94300.6 | 103263.6 | 112509 | 120911.4 | 127852.8 | 133312.2 | 137371.9 | 140419.8 | 142995.7 | 145366.1 | 147627.5 | 149628.6 | 150188.1 | NPgY | GSP | NG FES - Consumer Transformation | Total number of domestic heat pumps
NG FES - Consumer Transformation | Lct_BB56_NPgAggregate | Number of | NPgN | WMEL_BB3 | Total number of domestic heat pumps | West Melton | WEST MELTON SECTION 3 | 1578.3 | 2620.9 | 3405.5 | 4241.9 | 5058.7 | 6997.1 | 10118.4 | 14798.7 | 20879 | 28497.5 | 36183.2 | 43867.2 | 51496.5 | 59052.5 | 68042.2 | 78051.7 | 86968.8 | 95867.7 | 104750.3 | 113964.1 | 122388.2 | 129413.6 | 135002.7 | 139228.7 | 142449 | 145188.5 | 147727.5 | 150152.9 | 152334.8 | 153102.1 | NPgY | GSP | NG FES - Consumer Transformation | Total number of domestic heat pumps
NG FES - Consumer Transformation | Lct_BB56_NPgAggregate | Number of | NPgN | WIBA_3 | Total number of domestic heat pumps | Wincobank | WINCOBANK | 52.9 | 99 | 133.1 | 168.2 | 203.3 | 283.1 | 406.5 | 587.1 | 838.4 | 1151.8 | 1470.2 | 1804.4 | 2136.7 | 2467.4 | 2867.3 | 3312.8 | 3712.5 | 4111.2 | 4508.7 | 4914.2 | 5283.1 | 5588.4 | 5829.5 | 6010 | 6146 | 6260.9 | 6367 | 6463.4 | 6544.8 | 6571.4 | NPgY | GSP | NG FES - Consumer Transformation | Total number of domestic heat pumps
NG FES - Falling Short | Lct_BB56_NPgAggregate | Number of | NPgN | BLYTB1 | Total number of domestic heat pumps | Blyth 66kV | BLYTH 66kV | 986.7 | 1239.8 | 1466.8 | 1691.7 | 1921 | 2327.1 | 2989.8 | 3739.2 | 4568.4 | 5476.2 | 6628 | 7792 | 9018.1 | 10331 | 11746 | 13895 | 15827.3 | 17972.5 | 20399.9 | 23046.3 | 26245.9 | 28760 | 31189.1 | 33532.2 | 35799.5 | 37970.5 | 40263.8 | 43272 | 46598.5 | 50188.1 | NPgN | GSP | NG FES - Falling Short | Total number of domestic heat pumps
NG FES - Falling Short | Lct_BB56_NPgAggregate | Number of | NPgN | BLYTH132 | Total number of domestic heat pumps | Blyth 132kV | BLYTH 132kV | 388.5 | 461.8 | 528.4 | 590.3 | 652.9 | 788.6 | 1018.1 | 1298.4 | 1651.9 | 2070.7 | 2708.3 | 3336.5 | 4003.1 | 4720 | 5400.1 | 6181.7 | 6889.5 | 7630 | 8466 | 9328.1 | 10346.4 | 11147.5 | 11906 | 12572.8 | 13162.7 | 13723.7 | 14318.2 | 15096.5 | 15957.6 | 16874.6 | NPgN | GSP | NG FES - Falling Short | Total number of domestic heat pumps
NG FES - Falling Short | Lct_BB56_NPgAggregate | Number of | NPgN | FOUR_1 | Total number of domestic heat pumps | Fourstones | FOURSTONES | 88.7 | 104.9 | 119.7 | 134 | 148.5 | 202 | 293.4 | 417.3 | 579.3 | 770.1 | 1059.9 | 1341.7 | 1640.5 | 1961.7 | 2237.1 | 2534.4 | 2802.8 | 3062.1 | 3355 | 3652.4 | 3988.8 | 4253.4 | 4497.4 | 4708.3 | 4893 | 5065.1 | 5247.6 | 5483.2 | 5743.3 | 6011.6 | NPgN | GSP | NG FES - Falling Short | Total number of domestic heat pumps
NG FES - Falling Short | Lct_BB56_NPgAggregate | Number of | NPgN | HARM_6 | Total number of domestic heat pumps | Hart Moor | HARTMOOR | 500.8 | 634.2 | 753.7 | 873.4 | 995.4 | 1219.8 | 1586.4 | 2009.6 | 2482.9 | 2999.5 | 3658.6 | 4330.5 | 5037.8 | 5794.8 | 6597.7 | 7812.2 | 8902.1 | 10097.4 | 11450.6 | 12929.7 | 14700.6 | 16091.7 | 17430.5 | 18727.8 | 19984.8 | 21186.8 | 22457.6 | 24123.3 | 25966.4 | 27952.6 | NPgN | GSP | NG FES - Falling Short | Total number of domestic heat pumps
NG FES - Falling Short | Lct_BB56_NPgAggregate | Number of | NPgN | HAWP_6 | Total number of domestic heat pumps | Hawthorn Pit | HAWTHORN PIT GRID | 507.8 | 645.2 | 768.5 | 890.6 | 1015 | 1237.3 | 1601.2 | 2016.1 | 2477.9 | 2982.6 | 3625.8 | 4278.5 | 4965.9 | 5701.7 | 6546.3 | 7853.3 | 9028 | 10356.4 | 11859.9 | 13505.7 | 15511.7 | 17087.6 | 18619.2 | 20101 | 21535.7 | 22916.6 | 24376.3 | 26300 | 28428.9 | 30732.3 | NPgN | GSP | NG FES - Falling Short | Total number of domestic heat pumps
NG FES - Falling Short | Lct_BB56_NPgAggregate | Number of | NPgN | KNARE_111 | Total number of domestic heat pumps | Knaresborough | KNARESBOROUGH | 691.3 | 841.4 | 976.7 | 1109.3 | 1244.1 | 1482.2 | 1875.1 | 2316 | 2811.3 | 3364.8 | 4093.6 | 4814.3 | 5575.1 | 6390.9 | 7331.7 | 8684.1 | 9900.6 | 11280.7 | 12842.4 | 14530.3 | 16587.8 | 18204.2 | 19778.4 | 21288.3 | 22737.2 | 24138.2 | 25620.8 | 27584.1 | 29756.6 | 32107.6 | NPgN | GSP | NG FES - Falling Short | Total number of domestic heat pumps
NG FES - Falling Short | Lct_BB56_NPgAggregate | Number of | NPgN | LACK_6 | Total number of domestic heat pumps | Lackenby | LACKENBY | 755.7 | 953.7 | 1131.7 | 1307.9 | 1487.5 | 1818.2 | 2361.3 | 2989.5 | 3696.8 | 4472.3 | 5473.3 | 6489.9 | 7560.5 | 8706.6 | 9971.3 | 11889.4 | 13611.9 | 15535.3 | 17712.7 | 20086.9 | 22971.6 | 25237.6 | 27431.7 | 29544.4 | 31588.1 | 33552.1 | 35630.6 | 38367.8 | 41397.9 | 44670 | NPgN | GSP | NG FES - Falling Short | Total number of domestic heat pumps
NG FES - Falling Short | Lct_BB56_NPgAggregate | Number of | NPgN | NORT_1 | Total number of domestic heat pumps | Norton | NORTON | 2147.5 | 2693.1 | 3182.4 | 3672.1 | 4171.4 | 5109.3 | 6645.4 | 8424.1 | 10438 | 12664.4 | 15573.4 | 18505.1 | 21596.3 | 24908.1 | 28401 | 33425.8 | 37937.5 | 42876.1 | 48466.2 | 54523.3 | 61778.5 | 67477.7 | 72961.6 | 78229.3 | 83300.3 | 88157.4 | 93297.6 | 100049.7 | 107521.3 | 115565.9 | NPgN | GSP | NG FES - Falling Short | Total number of domestic heat pumps
NG FES - Falling Short | Lct_BB56_NPgAggregate | Number of | NPgN | OFFE_3 | Total number of domestic heat pumps | Offerton | OFFERTON | 165.9 | 219.2 | 267 | 316.6 | 367.1 | 460.7 | 614 | 791.4 | 989.6 | 1204.9 | 1477.6 | 1756 | 2049 | 2362.5 | 2757.7 | 3406.1 | 3989.8 | 4662 | 5422.5 | 6264.9 | 7279.7 | 8077.4 | 8857 | 9627.2 | 10371.6 | 11089.6 | 11845.7 | 12841.8 | 13943 | 15140.1 | NPgN | GSP | NG FES - Falling Short | Total number of domestic heat pumps
NG FES - Falling Short | Lct_BB56_NPgAggregate | Number of | NPgN | OSBA_1 | Total number of domestic heat pumps | Osbaldwick | OSBALDWICK | 1525.7 | 1862.7 | 2167.3 | 2464.8 | 2767.1 | 3315.6 | 4227.8 | 5282 | 6479.5 | 7799.3 | 9535.3 | 11289.9 | 13138 | 15116.9 | 17173.4 | 20239.5 | 22993.4 | 26014 | 29432.9 | 33143.8 | 37585.3 | 41074.5 | 44434.3 | 47664.6 | 50769 | 53743.7 | 56890.3 | 61023.9 | 65598.1 | 70527.9 | NPgN | GSP | NG FES - Falling Short | Total number of domestic heat pumps
NG FES - Falling Short | Lct_BB56_NPgAggregate | Number of | NPgN | POPP_3 | Total number of domestic heat pumps | Poppleton | POPPLETON | 209.3 | 267 | 318.9 | 371.5 | 425.1 | 523.7 | 685.4 | 872.1 | 1081 | 1308.9 | 1599.7 | 1895.9 | 2207.8 | 2541.6 | 2906.2 | 3451.6 | 3940.1 | 4479.9 | 5091.4 | 5758.9 | 6555.2 | 7180.4 | 7783.6 | 8372.6 | 8944.3 | 9493.8 | 10075.7 | 10842.4 | 11691.2 | 12607.7 | NPgN | GSP | NG FES - Falling Short | Total number of domestic heat pumps
NG FES - Falling Short | Lct_BB56_NPgAggregate | Number of | NPgN | SALH_1 | Total number of domestic heat pumps | Saltholme | SALTHOLME | 8.8 | 11.6 | 14.2 | 16.8 | 19.5 | 24.6 | 33 | 42.8 | 53.9 | 65.9 | 81.2 | 96.9 | 113.4 | 131.1 | 151.4 | 180.9 | 207.1 | 236.4 | 269.7 | 305.9 | 350 | 384.5 | 417.9 | 450.4 | 482.3 | 513.2 | 546.2 | 590.2 | 639.1 | 691.9 | NPgN | GSP | NG FES - Falling Short | Total number of domestic heat pumps
NG FES - Falling Short | Lct_BB56_NPgAggregate | Number of | NPgN | SSHI_3 | Total number of domestic heat pumps | South Shields | SOUTH SHIELDS | 235.8 | 303 | 363.4 | 424.9 | 487.6 | 599.2 | 782.1 | 990 | 1219.7 | 1469.6 | 1784 | 2103.2 | 2439 | 2798.4 | 3219 | 3890.8 | 4495 | 5177 | 5948.8 | 6800.7 | 7832.4 | 8643.2 | 9430.9 | 10199.5 | 10944 | 11659.1 | 12413.3 | 13404.6 | 14501 | 15688.3 | NPgN | GSP | NG FES - Falling Short | Total number of domestic heat pumps
NG FES - Falling Short | Lct_BB56_NPgAggregate | Number of | NPgN | KIELD01 and SPAD20 | Total number of domestic heat pumps | 0 | SPADEADAM | 39.7 | 47.2 | 54.1 | 60.6 | 67.2 | 86.6 | 119.5 | 162.8 | 217.6 | 280.9 | 374.3 | 465.7 | 562.4 | 666.2 | 759.7 | 868.8 | 966.8 | 1065.6 | 1177.4 | 1293.1 | 1427.4 | 1532.8 | 1631.7 | 1721 | 1802.9 | 1880.6 | 1963.3 | 2071.7 | 2191.8 | 2318 | NPgN | GSP | NG FES - Falling Short | Total number of domestic heat pumps
NG FES - Falling Short | Lct_BB56_NPgAggregate | Number of | NPgN | SPEN_1 | Total number of domestic heat pumps | Spennymoor | SPENNYMOOR | 1656.5 | 2016.6 | 2342.8 | 2649.5 | 2960.9 | 3512.4 | 4432.3 | 5488.4 | 6679.1 | 7984.5 | 9683.2 | 11397.9 | 13202.9 | 15134.5 | 17158.3 | 20206.6 | 22940.3 | 25963.9 | 29387.8 | 33102.7 | 37590.5 | 41114.8 | 44518.6 | 47792.4 | 50958.2 | 54002.1 | 57228.4 | 61481.7 | 66192 | 71267.4 | NPgN | GSP | NG FES - Falling Short | Total number of domestic heat pumps
NG FES - Falling Short | Lct_BB56_NPgAggregate | Number of | NPgN | STEN_1 | Total number of domestic heat pumps | Stella North | STELLA NORTH | 892.2 | 1137.7 | 1359.1 | 1585.6 | 1815.9 | 2239.4 | 2942.4 | 3762.1 | 4683.3 | 5681.2 | 6956.1 | 8261.8 | 9634.2 | 11101.5 | 12695.5 | 15161 | 17366.8 | 19802.9 | 22563.1 | 25589.6 | 29223.7 | 32076.8 | 34829.8 | 37510.4 | 40117.6 | 42623.8 | 45281.1 | 48783.9 | 52666 | 56855.3 | NPgN | GSP | NG FES - Falling Short | Total number of domestic heat pumps
NG FES - Falling Short | Lct_BB56_NPgAggregate | Number of | NPgN | STES_1 | Total number of domestic heat pumps | Stella South | STELLA SOUTH | 768.1 | 954.6 | 1122.3 | 1286.5 | 1453.8 | 1761.7 | 2267.8 | 2852.2 | 3511.4 | 4236.1 | 5175.6 | 6125.4 | 7126.1 | 8197.6 | 9330.9 | 11062.1 | 12620.4 | 14344.8 | 16295.5 | 18419.9 | 20979.4 | 22991.2 | 24933.8 | 26804.2 | 28606.1 | 30330 | 32149.2 | 34533.3 | 37168.5 | 40011.4 | NPgN | GSP | NG FES - Falling Short | Total number of domestic heat pumps
NG FES - Falling Short | Lct_BB56_NPgAggregate | Number of | NPgN | TYNE_1 | Total number of domestic heat pumps | Tynemouth 1 | TYNEMOUTH | 746.1 | 961.5 | 1154.7 | 1353.2 | 1555.7 | 1914.5 | 2500.5 | 3162.1 | 3889.2 | 4681.4 | 5674.4 | 6679.1 | 7736.7 | 8868.6 | 10185.7 | 12181.1 | 13969.3 | 15983.6 | 18265.2 | 20763.5 | 23790.6 | 26167.7 | 28475.6 | 30724.9 | 32913.6 | 35024.2 | 37259.7 | 40213 | 43483.5 | 47022 | NPgN | GSP | NG FES - Falling Short | Total number of domestic heat pumps
NG FES - Falling Short | Lct_BB56_NPgAggregate | Number of | NPgN | WBOL_6 | Total number of domestic heat pumps | West Boldon | WEST BOLDON | 934.8 | 1206.6 | 1450.3 | 1698.7 | 1951.9 | 2403.4 | 3140.7 | 3976.9 | 4899.5 | 5904.4 | 7167.7 | 8448.4 | 9796.5 | 11239.4 | 12930.4 | 15573.7 | 17948.8 | 20632.3 | 23669.9 | 27011.3 | 31072.7 | 34263.9 | 37364.4 | 40380.4 | 43306.2 | 46119.4 | 49091.2 | 53003.2 | 57332.1 | 62017.4 | NPgN | GSP | NG FES - Falling Short | Total number of domestic heat pumps
NG FES - Falling Short | Lct_BB56_NPgAggregate | Number of | NPgN | BRAW_1 | Total number of domestic heat pumps | Bradford West | BRADFORD WEST | 1509.7 | 1919.3 | 2293.5 | 2665.1 | 3052 | 3848.6 | 5076.7 | 6508 | 8113.1 | 9880.5 | 12179 | 14489.3 | 16921.5 | 19525.2 | 22459.3 | 27150.2 | 31219.4 | 35726.8 | 40894.9 | 46549.4 | 53449.3 | 58802.3 | 63972.8 | 69022.6 | 73888.5 | 78856.7 | 83852.4 | 90375.9 | 97467.3 | 104602 | NPgY | GSP | NG FES - Falling Short | Total number of domestic heat pumps
NG FES - Falling Short | Lct_BB56_NPgAggregate | Number of | NPgN | CAMB_01 | Total number of domestic heat pumps | Camblesforth | CAMBLESFORTH | 142 | 177.3 | 207 | 236.4 | 265.8 | 325.4 | 423.9 | 540.5 | 679.9 | 842.5 | 1071.2 | 1304.3 | 1550.9 | 1815.9 | 2094.6 | 2473.3 | 2803.6 | 3169.5 | 3578.8 | 4013.3 | 4541.8 | 4952.1 | 5348.2 | 5723.6 | 6084.7 | 6452.5 | 6805 | 7297.5 | 7844.3 | 8320.3 | NPgY | GSP | NG FES - Falling Short | Total number of domestic heat pumps
NG FES - Falling Short | Lct_BB56_NPgAggregate | Number of | NPgN | CREB_1 | Total number of domestic heat pumps | Creyke Beck | CREYKE BECK | 2428.7 | 2979 | 3446 | 3909.3 | 4375.3 | 5332.5 | 6735.1 | 8326.6 | 10146.8 | 12156.6 | 14812.5 | 17467.1 | 20269.1 | 23273.6 | 26479 | 31265.2 | 35430.6 | 40045.5 | 45245.1 | 50862.5 | 57750.9 | 63097.6 | 68259.8 | 73185.1 | 77926.9 | 82762.2 | 87534.4 | 93855.5 | 100729.5 | 107380.6 | NPgY | GSP | NG FES - Falling Short | Total number of domestic heat pumps
NG FES - Falling Short | Lct_BB56_NPgAggregate | Number of | NPgN | DRAX_YEDL | Total number of domestic heat pumps | Drax | DRAX | 383 | 461.8 | 526.3 | 590 | 652.5 | 777.4 | 980.9 | 1220.4 | 1503.9 | 1830.1 | 2283.5 | 2744.8 | 3232.4 | 3755.7 | 4241.6 | 4890.5 | 5455 | 6080.4 | 6741.4 | 7438.2 | 8266.7 | 8909.8 | 9530.7 | 10100.4 | 10649.3 | 11209.7 | 11734.7 | 12530.9 | 13420.5 | 14077.7 | NPgY | GSP | NG FES - Falling Short | Total number of domestic heat pumps
NG FES - Falling Short | Lct_BB56_NPgAggregate | Number of | NPgN | ELLA_1 | Total number of domestic heat pumps | Elland | ELLAND | 1173.6 | 1496.2 | 1786.7 | 2075.7 | 2375.4 | 2997 | 3927.2 | 4998.4 | 6196.3 | 7505.8 | 9195.1 | 10882.3 | 12659.3 | 14561.9 | 16759.5 | 20266.8 | 23310.9 | 26682.8 | 30576.8 | 34839 | 40062.7 | 44115.5 | 48029.9 | 51859.7 | 55549.3 | 59315.6 | 63114.1 | 68036.7 | 73377.6 | 78823.1 | NPgY | GSP | NG FES - Falling Short | Total number of domestic heat pumps
NG FES - Falling Short | Lct_BB56_NPgAggregate | Number of | NPgN | FERRA2 | Total number of domestic heat pumps | Ferrybridge A | FERRYBRIDGE A | 721.6 | 902.1 | 1044.1 | 1184.1 | 1319.5 | 1591.2 | 1999.4 | 2470 | 3001.6 | 3586.4 | 4355.1 | 5134.6 | 5955 | 6832.9 | 7702 | 9059.5 | 10234.9 | 11536.8 | 12978.2 | 14540.4 | 16443.8 | 17919.9 | 19346.2 | 20698.5 | 22005.4 | 23345.6 | 24671.8 | 26361.1 | 28132.9 | 29869 | NPgY | GSP | NG FES - Falling Short | Total number of domestic heat pumps
NG FES - Falling Short | Lct_BB56_NPgAggregate | Number of | NPgN | FERRB9 | Total number of domestic heat pumps | Ferrybridge B (_M) | FERRYBRIDGE B | 1059.5 | 1343.3 | 1595.2 | 1845 | 2101.7 | 2627.9 | 3451.4 | 4418.4 | 5512.2 | 6731 | 8342.6 | 9974.6 | 11693.9 | 13535.2 | 15426 | 18308.3 | 20806.7 | 23574 | 26644.8 | 29977.2 | 34023.2 | 37161.6 | 40193.5 | 43082.5 | 45870.6 | 48723.5 | 51543.4 | 55301.7 | 59361.4 | 63213.7 | NPgY | GSP | NG FES - Falling Short | Total number of domestic heat pumps
NG FES - Falling Short | Lct_BB56_NPgAggregate | Number of | NPgN | GRIW_1 | Total number of domestic heat pumps | Grimsby West | GRIMSBY WEST | 670.1 | 834.5 | 976.9 | 1118.2 | 1261.8 | 1557.1 | 1979.1 | 2453.3 | 2990.8 | 3577 | 4340.8 | 5102.8 | 5906.5 | 6767.8 | 7767.1 | 9309.5 | 10650 | 12134.9 | 13857.3 | 15729.2 | 18044.3 | 19840.5 | 21575.4 | 23259.8 | 24883.3 | 26541.6 | 28202.7 | 30351.8 | 32679.5 | 35028.3 | NPgY | GSP | NG FES - Falling Short | Total number of domestic heat pumps
NG FES - Falling Short | Lct_BB56_NPgAggregate | Number of | NPgN | JORD_3 | Total number of domestic heat pumps | Jordanthorpe | JORDANTHORPE | 193.5 | 250.1 | 304.1 | 357.7 | 414.2 | 529 | 704.1 | 906.6 | 1134.9 | 1385.7 | 1713.3 | 2044 | 2392.2 | 2764.9 | 3206.8 | 3888.4 | 4476.9 | 5128.7 | 5887.6 | 6713.3 | 7735 | 8526.7 | 9292.3 | 10039.6 | 10763.6 | 11508.7 | 12260.3 | 13288.6 | 14431.1 | 15540.9 | NPgY | GSP | NG FES - Falling Short | Total number of domestic heat pumps
NG FES - Falling Short | Lct_BB56_NPgAggregate | Number of | NPgN | KEAD_YEDL | Total number of domestic heat pumps | Keadby | KEADBY | 1300.4 | 1597.3 | 1840.1 | 2080 | 2316.2 | 2791.6 | 3572.1 | 4493 | 5588.6 | 6855.7 | 8624.2 | 10420.7 | 12320.9 | 14361.1 | 16382.7 | 19136.9 | 21538.7 | 24199.9 | 27113.1 | 30196.5 | 33942.7 | 36851.3 | 39658.8 | 42273.8 | 44790.6 | 47356.2 | 49798 | 53326.3 | 57260.3 | 60492.9 | NPgY | GSP | NG FES - Falling Short | Total number of domestic heat pumps
NG FES - Falling Short | Lct_BB56_NPgAggregate | Number of | NPgN | KIRKB1 | Total number of domestic heat pumps | Kirkstall B | KIRKSTALL B | 711 | 930.1 | 1136.7 | 1342.4 | 1560.1 | 2014 | 2685.8 | 3459.8 | 4315.3 | 5243.9 | 6428.4 | 7614.3 | 8862.1 | 10197.3 | 11686.2 | 14027.6 | 16051.6 | 18293.2 | 20842.7 | 23633.3 | 27047.3 | 29693.9 | 32252.1 | 34731.6 | 37128.7 | 39587.9 | 42069.7 | 45364.4 | 48973.8 | 52652.9 | NPgY | GSP | NG FES - Falling Short | Total number of domestic heat pumps
NG FES - Falling Short | Lct_BB56_NPgAggregate | Number of | NPgN | NEEP_3 | Total number of domestic heat pumps | Neepsend | NEEPSEND | 316.3 | 403 | 481.9 | 560.2 | 641.4 | 807.4 | 1055 | 1339.6 | 1656.3 | 1999.9 | 2440.7 | 2883.1 | 3348.5 | 3846.2 | 4413.1 | 5349.3 | 6161.1 | 7060.3 | 8092.7 | 9229.7 | 10611.6 | 11683.7 | 12719.2 | 13736.7 | 14716.5 | 15715.9 | 16724.1 | 18046.9 | 19505.8 | 21025.9 | NPgY | GSP | NG FES - Falling Short | Total number of domestic heat pumps
NG FES - Falling Short | Lct_BB56_NPgAggregate | Number of | NPgN | NORL_3 | Total number of domestic heat pumps | Norton Lees | NORTON LEES | 273.8 | 354.6 | 429.9 | 504.4 | 582.4 | 740.6 | 977.1 | 1248.5 | 1549.4 | 1873.9 | 2287.6 | 2703.3 | 3140.1 | 3607.1 | 4165.2 | 5076.7 | 5863.5 | 6734.9 | 7747.7 | 8862.7 | 10223.6 | 11278.3 | 12298 | 13307.1 | 14282.7 | 15283.4 | 16301 | 17657.8 | 19174 | 20774.5 | NPgY | GSP | NG FES - Falling Short | Total number of domestic heat pumps
NG FES - Falling Short | Lct_BB56_NPgAggregate | Number of | NPgN | PITS_BB_B | Total number of domestic heat pumps | Pitsmoor | PITSMOOR 3/4 | 108.3 | 142.1 | 173.6 | 204.9 | 237.6 | 304.4 | 405.4 | 522.5 | 652.1 | 792.8 | 972.7 | 1154.1 | 1344.7 | 1548.5 | 1786.3 | 2188.5 | 2537 | 2923 | 3368.1 | 3861 | 4468.1 | 4939 | 5393.8 | 5838.1 | 6266.4 | 6704 | 7146 | 7715.2 | 8335.1 | 8988.2 | NPgY | GSP | NG FES - Falling Short | Total number of domestic heat pumps
NG FES - Falling Short | Lct_BB56_NPgAggregate | Number of | NPgN | SALT_1 | Total number of domestic heat pumps | Saltend North | SALTEND NORTH | 322.1 | 397.1 | 458.7 | 519.8 | 580.2 | 703.4 | 885 | 1091.7 | 1327 | 1585.8 | 1926.1 | 2267.1 | 2626.6 | 3011.9 | 3425.8 | 4065.5 | 4621.8 | 5238.1 | 5936.9 | 6695.1 | 7628.4 | 8352.7 | 9052.1 | 9722 | 10367.2 | 11025.7 | 11679.5 | 12524.2 | 13429.2 | 14323 | NPgY | GSP | NG FES - Falling Short | Total number of domestic heat pumps
NG FES - Falling Short | Lct_BB56_NPgAggregate | Number of | NPgN | SHEC_3 | Total number of domestic heat pumps | Sheffield City | SHEFFIELD CITY | 154.7 | 200 | 241.3 | 282.2 | 324.9 | 412.6 | 540.4 | 686 | 847.2 | 1020.8 | 1241.4 | 1461.9 | 1693.8 | 1941.9 | 2227.9 | 2697.6 | 3104.5 | 3555.3 | 4073.4 | 4644.5 | 5343.6 | 5886 | 6409.8 | 6922.2 | 7416.1 | 7920.7 | 8430.7 | 9118 | 9894.1 | 10716.3 | NPgY | GSP | NG FES - Falling Short | Total number of domestic heat pumps
NG FES - Falling Short | Lct_BB56_NPgAggregate | Number of | NPgN | SKLGB1 | Total number of domestic heat pumps | Skelton Grange | SKELTON GRANGE | 1663 | 2174.8 | 2653.2 | 3129.6 | 3632.1 | 4679.4 | 6233.3 | 8026.3 | 10008.6 | 12162.7 | 14912.7 | 17668.2 | 20567.4 | 23669.6 | 27167.7 | 32744.1 | 37569.8 | 42914.5 | 49016.2 | 55709.7 | 63867.9 | 70194.4 | 76307.6 | 82269.6 | 88024 | 93914.1 | 99861.3 | 107723.5 | 116349.4 | 125263.5 | NPgY | GSP | NG FES - Falling Short | Total number of domestic heat pumps
NG FES - Falling Short | Lct_BB56_NPgAggregate | Number of | NPgN | TEMP_3 | Total number of domestic heat pumps | Templeborough | TEMPLEBOROUGH 275/33KV | 16.7 | 22 | 27.2 | 32.4 | 37.9 | 49 | 66.7 | 87.6 | 110.8 | 136.2 | 168.8 | 202 | 236.9 | 274.1 | 317.7 | 386.7 | 446.1 | 511.8 | 587.7 | 670.9 | 773.8 | 853.5 | 930.6 | 1005.7 | 1078.7 | 1154.1 | 1230.7 | 1330.8 | 1439.4 | 1553.8 | NPgY | GSP | NG FES - Falling Short | Total number of domestic heat pumps
NG FES - Falling Short | Lct_BB56_NPgAggregate | Number of | NPgN | THUR_6 | Total number of domestic heat pumps | Thurcroft | THURCROFT | 1098.4 | 1368.4 | 1588.7 | 1807.5 | 2024 | 2470.6 | 3103.6 | 3815.4 | 4616 | 5486 | 6611.2 | 7732.4 | 8914.3 | 10180.5 | 11491.9 | 13526.7 | 15296.9 | 17257.9 | 19456.4 | 21841.7 | 24773.5 | 27049.1 | 29246.2 | 31332.4 | 33341.1 | 35390 | 37423.8 | 40007.4 | 42741.3 | 45474 | NPgY | GSP | NG FES - Falling Short | Total number of domestic heat pumps
NG FES - Falling Short | Lct_BB56_NPgAggregate | Number of | NPgN | WMEL_THOM | Total number of domestic heat pumps | Thorpe Marsh | WEST MELTON / THORPE MARSH | 1733.5 | 2188.8 | 2555.9 | 2919.3 | 3276.3 | 4003.8 | 5047.3 | 6227.1 | 7550.2 | 8985.2 | 10838.9 | 12697.4 | 14654 | 16748.5 | 19016.5 | 22625.3 | 25755.8 | 29223.5 | 33176.5 | 37484.1 | 42792.8 | 46911 | 50889.1 | 54717.1 | 58410.6 | 62189.3 | 65973.5 | 70770.1 | 75872 | 81106.3 | NPgY | GSP | NG FES - Falling Short | Total number of domestic heat pumps
NG FES - Falling Short | Lct_BB56_NPgAggregate | Number of | NPgN | WMEL_BB3 | Total number of domestic heat pumps | West Melton | WEST MELTON SECTION 3 | 1578.3 | 1998.8 | 2355.1 | 2707.9 | 3062.8 | 3784.8 | 4901.1 | 6206.9 | 7670 | 9283.1 | 11389.1 | 13520.9 | 15763.5 | 18163 | 20616.5 | 24520.1 | 27901.1 | 31645.9 | 35815.4 | 40365.5 | 45895.9 | 50185.4 | 54329.6 | 58295.5 | 62123 | 66040.4 | 69942 | 74926.5 | 80204.2 | 85478.7 | NPgY | GSP | NG FES - Falling Short | Total number of domestic heat pumps
NG FES - Falling Short | Lct_BB56_NPgAggregate | Number of | NPgN | WIBA_3 | Total number of domestic heat pumps | Wincobank | WINCOBANK | 52.9 | 69.2 | 84.1 | 99 | 114.5 | 147.1 | 194.4 | 248.5 | 308.4 | 373.2 | 455.7 | 538.1 | 624.8 | 717.6 | 819 | 979.7 | 1118.9 | 1273.1 | 1447.2 | 1638.1 | 1871.9 | 2053.3 | 2228.5 | 2397.1 | 2559.9 | 2726.3 | 2893.7 | 3100.7 | 3317.5 | 3542.9 | NPgY | GSP | NG FES - Falling Short | Total number of domestic heat pumps
NG FES - Leading the Way | Lct_BB56_NPgAggregate | Number of | NPgN | BLYTB1 | Total number of domestic heat pumps | Blyth 66kV | BLYTH 66kV | 986.7 | 1308.8 | 2825.9 | 4497.7 | 6767.8 | 9765.8 | 12874.1 | 16082.2 | 19146.3 | 22488.3 | 27494.9 | 31455.5 | 35454.8 | 39419.6 | 44165.3 | 51363.5 | 56145.9 | 59894.7 | 63228.2 | 65875.5 | 70002.4 | 71739.9 | 73105 | 74882.1 | 76394.3 | 77966.7 | 78980 | 79657 | 80452.4 | 80403.9 | NPgN | GSP | NG FES - Leading the Way | Total number of domestic heat pumps
NG FES - Leading the Way | Lct_BB56_NPgAggregate | Number of | NPgN | BLYTH132 | Total number of domestic heat pumps | Blyth 132kV | BLYTH 132kV | 388.5 | 486.6 | 1040.5 | 1714.9 | 2615 | 3630.4 | 4731.5 | 6206.5 | 7527.1 | 9013.9 | 10749.7 | 12179 | 13499 | 14640 | 15805.3 | 17396 | 18449.8 | 19274.3 | 20005.6 | 20584.7 | 21495.4 | 21882.6 | 22177.3 | 22572.5 | 22913.4 | 23273.9 | 23518.4 | 23719.1 | 23967.7 | 23989 | NPgN | GSP | NG FES - Leading the Way | Total number of domestic heat pumps
NG FES - Leading the Way | Lct_BB56_NPgAggregate | Number of | NPgN | FOUR_1 | Total number of domestic heat pumps | Fourstones | FOURSTONES | 88.7 | 110.3 | 333 | 645.7 | 1059.4 | 1459.4 | 1895 | 2580.8 | 3135.8 | 3726.9 | 4356.5 | 4857.1 | 5294.4 | 5661.3 | 6005.1 | 6324.1 | 6540.1 | 6712.6 | 6868.2 | 6995.1 | 7186 | 7277.4 | 7351.2 | 7443 | 7523.8 | 7607.4 | 7668 | 7720.6 | 7782 | 7799 | NPgN | GSP | NG FES - Leading the Way | Total number of domestic heat pumps
NG FES - Leading the Way | Lct_BB56_NPgAggregate | Number of | NPgN | HARM_6 | Total number of domestic heat pumps | Hart Moor | HARTMOOR | 500.8 | 670.3 | 1511.7 | 2472.2 | 3802.3 | 5529.8 | 7323.4 | 9016.7 | 10672.3 | 12470.5 | 15140.6 | 17255.2 | 19399.3 | 21539.3 | 24097.5 | 27965.5 | 30546 | 32575.9 | 34384.7 | 35827.4 | 38016.1 | 38951.4 | 39700.4 | 40665.6 | 41494.8 | 42357.8 | 42931.6 | 43332.2 | 43812.5 | 43857.7 | NPgN | GSP | NG FES - Leading the Way | Total number of domestic heat pumps
NG FES - Leading the Way | Lct_BB56_NPgAggregate | Number of | NPgN | HAWP_6 | Total number of domestic heat pumps | Hawthorn Pit | HAWTHORN PIT GRID | 507.8 | 683.3 | 1520.6 | 2455.9 | 3738.3 | 5560.8 | 7454.6 | 9418.1 | 11330.7 | 13425.9 | 16632.5 | 19135.8 | 21678 | 24205 | 27224.9 | 31860.8 | 34912.8 | 37277.7 | 39369.5 | 41006.1 | 43598.6 | 44623.3 | 45408 | 46477.5 | 47385.2 | 48346.1 | 48957.6 | 49372.7 | 49893.6 | 49847.2 | NPgN | GSP | NG FES - Leading the Way | Total number of domestic heat pumps
NG FES - Leading the Way | Lct_BB56_NPgAggregate | Number of | NPgN | KNARE_111 | Total number of domestic heat pumps | Knaresborough | KNARESBOROUGH | 691.3 | 885.7 | 1800.3 | 2786.2 | 4076 | 5948.1 | 7906.1 | 10329.7 | 12626.1 | 15106.6 | 18703.5 | 21445 | 24152.7 | 26795.3 | 29864.7 | 34536.1 | 37537 | 39804.3 | 41761.3 | 43226.2 | 45672.5 | 46463.2 | 47007.9 | 47891.4 | 48633.8 | 49466.1 | 49967.9 | 50282.8 | 50714.4 | 50549.5 | NPgN | GSP | NG FES - Leading the Way | Total number of domestic heat pumps
NG FES - Leading the Way | Lct_BB56_NPgAggregate | Number of | NPgN | LACK_6 | Total number of domestic heat pumps | Lackenby | LACKENBY | 755.7 | 1009.4 | 2264.7 | 3698.9 | 5676 | 8372.4 | 11179.3 | 14020.6 | 16789.4 | 19828.1 | 24385.3 | 27948.1 | 31538.9 | 35076.7 | 39264.4 | 45653.8 | 49861.7 | 53123.2 | 56006.6 | 58259.9 | 61768.2 | 63161.6 | 64221.1 | 65678.9 | 66925.7 | 68254.4 | 69119.8 | 69728.9 | 70488.7 | 70477.4 | NPgN | GSP | NG FES - Leading the Way | Total number of domestic heat pumps
NG FES - Leading the Way | Lct_BB56_NPgAggregate | Number of | NPgN | NORT_1 | Total number of domestic heat pumps | Norton | NORTON | 2147.5 | 2841.7 | 6377.4 | 10417 | 15922.7 | 23049.1 | 30481.4 | 38276.6 | 45676 | 53715.3 | 65166.3 | 74146.3 | 83082.8 | 91853.7 | 102119 | 117493.4 | 127637.7 | 135526.3 | 142482 | 147928.7 | 156409.4 | 159783.6 | 162394.7 | 165956.8 | 169015.1 | 172271.4 | 174407.8 | 175827 | 177572.2 | 177611 | NPgN | GSP | NG FES - Leading the Way | Total number of domestic heat pumps
NG FES - Leading the Way | Lct_BB56_NPgAggregate | Number of | NPgN | OFFE_3 | Total number of domestic heat pumps | Offerton | OFFERTON | 165.9 | 233.6 | 586.1 | 990 | 1550.4 | 2431.4 | 3344.6 | 4317.4 | 5265.7 | 6277.9 | 7910.4 | 9192.3 | 10528.3 | 11907.4 | 13600.1 | 16176.4 | 17888.9 | 19228.4 | 20426.9 | 21383.5 | 22878.6 | 23486.2 | 23985.5 | 24621.4 | 25154.7 | 25700.4 | 26040.1 | 26286.2 | 26586 | 26539.5 | NPgN | GSP | NG FES - Leading the Way | Total number of domestic heat pumps
NG FES - Leading the Way | Lct_BB56_NPgAggregate | Number of | NPgN | OSBA_1 | Total number of domestic heat pumps | Osbaldwick | OSBALDWICK | 1525.7 | 1966.7 | 4114.6 | 6553.9 | 9895.4 | 14182.6 | 18657.9 | 23352.8 | 27736.8 | 32462.6 | 39392.9 | 44860 | 50333 | 55721.2 | 62053.4 | 71553.1 | 77850.9 | 82773.7 | 87141.1 | 90598.5 | 96001.6 | 98224.4 | 99972.2 | 102294.7 | 104286.1 | 106379.5 | 107767.7 | 108817.8 | 110055.6 | 110048.3 | NPgN | GSP | NG FES - Leading the Way | Total number of domestic heat pumps
NG FES - Leading the Way | Lct_BB56_NPgAggregate | Number of | NPgN | POPP_3 | Total number of domestic heat pumps | Poppleton | POPPLETON | 209.3 | 282.9 | 655.3 | 1080.3 | 1668.2 | 2458.7 | 3278.2 | 4090.1 | 4866.4 | 5701.4 | 6930.6 | 7884.5 | 8847 | 9814.8 | 10960.7 | 12709.7 | 13858.7 | 14746.8 | 15525.8 | 16130.1 | 17065.9 | 17416.2 | 17688.5 | 18074.2 | 18407.6 | 18768.6 | 19009 | 19171.8 | 19364.1 | 19364 | NPgN | GSP | NG FES - Leading the Way | Total number of domestic heat pumps
NG FES - Leading the Way | Lct_BB56_NPgAggregate | Number of | NPgN | SALH_1 | Total number of domestic heat pumps | Saltholme | SALTHOLME | 8.8 | 12.4 | 31.7 | 54.4 | 86.2 | 131.4 | 178.3 | 224 | 268.6 | 317.6 | 388 | 440 | 491.2 | 541.5 | 598.4 | 689 | 745.8 | 787.4 | 822.1 | 846.2 | 888.2 | 897.9 | 902.7 | 916 | 928 | 943.4 | 953.7 | 959.3 | 967.4 | 967.1 | NPgN | GSP | NG FES - Leading the Way | Total number of domestic heat pumps
NG FES - Leading the Way | Lct_BB56_NPgAggregate | Number of | NPgN | SSHI_3 | Total number of domestic heat pumps | South Shields | SOUTH SHIELDS | 235.8 | 321.8 | 743.5 | 1211.7 | 1851.7 | 2779.3 | 3732.7 | 4723.8 | 5691.6 | 6735.1 | 8372.1 | 9655.5 | 10977.9 | 12314.4 | 13937.8 | 16414.9 | 18059.7 | 19346.7 | 20494.2 | 21406.4 | 22817.9 | 23395.9 | 23859.1 | 24459.5 | 24966.2 | 25489.8 | 25821.2 | 26058.4 | 26347.5 | 26316.8 | NPgN | GSP | NG FES - Leading the Way | Total number of domestic heat pumps
NG FES - Leading the Way | Lct_BB56_NPgAggregate | Number of | NPgN | KIELD01 and SPAD20 | Total number of domestic heat pumps | 0 | SPADEADAM | 39.7 | 49.8 | 130.1 | 238 | 382.1 | 535.2 | 699.8 | 935 | 1132.1 | 1341.7 | 1585.5 | 1772.6 | 1941.2 | 2089.8 | 2237.6 | 2410 | 2520.8 | 2604.3 | 2676.2 | 2729.6 | 2817.7 | 2847.1 | 2866.5 | 2900.1 | 2930.2 | 2965.2 | 2989.9 | 3009.3 | 3034.3 | 3037.5 | NPgN | GSP | NG FES - Leading the Way | Total number of domestic heat pumps
NG FES - Leading the Way | Lct_BB56_NPgAggregate | Number of | NPgN | SPEN_1 | Total number of domestic heat pumps | Spennymoor | SPENNYMOOR | 1656.5 | 2131.3 | 4306.5 | 6749.8 | 10084.2 | 14406 | 18920.8 | 23607.2 | 28086.7 | 32915.4 | 40066 | 45594.2 | 51097.1 | 56487.2 | 62774.2 | 72285.8 | 78503.7 | 83289.6 | 87483.6 | 90720.7 | 95912.1 | 97876.6 | 99325.1 | 101424.9 | 103230.3 | 105194.4 | 106488.3 | 107433.8 | 108636 | 108623.2 | NPgN | GSP | NG FES - Leading the Way | Total number of domestic heat pumps
NG FES - Leading the Way | Lct_BB56_NPgAggregate | Number of | NPgN | STEN_1 | Total number of domestic heat pumps | Stella North | STELLA NORTH | 892.2 | 1211.3 | 2861.6 | 4768.3 | 7431.5 | 11009.1 | 14701.5 | 18712.4 | 22142.8 | 25842.6 | 31418.1 | 35736.6 | 40119.1 | 44499.4 | 49670.5 | 57588.8 | 62804.3 | 66842.5 | 70399.5 | 73173.5 | 77532.7 | 79229.7 | 80539 | 82371.1 | 83961 | 85676.7 | 86840.9 | 87701.4 | 88497.5 | 88290.7 | NPgN | GSP | NG FES - Leading the Way | Total number of domestic heat pumps
NG FES - Leading the Way | Lct_BB56_NPgAggregate | Number of | NPgN | STES_1 | Total number of domestic heat pumps | Stella South | STELLA SOUTH | 768.1 | 1007.7 | 2179.4 | 3513 | 5338.7 | 7713.3 | 10187.9 | 12719.4 | 15162.3 | 17815.8 | 21813.2 | 25001.9 | 28224.5 | 31418.4 | 35242.5 | 40956.6 | 44778.3 | 47793.5 | 50496.8 | 52670.1 | 56011.6 | 57472.3 | 58644.7 | 60122.4 | 61377.6 | 62662.2 | 63495.2 | 64102.3 | 64837.9 | 64848 | NPgN | GSP | NG FES - Leading the Way | Total number of domestic heat pumps
NG FES - Leading the Way | Lct_BB56_NPgAggregate | Number of | NPgN | TYNE_1 | Total number of domestic heat pumps | Tynemouth 1 | TYNEMOUTH | 746.1 | 1019.7 | 2362.7 | 3837 | 5837.5 | 8712.7 | 11668.8 | 14887.6 | 17911.1 | 21183.2 | 26084.2 | 29831.7 | 33616.6 | 37402.1 | 41891.2 | 48842 | 53358.5 | 56809.3 | 59810.9 | 62096.8 | 65761.2 | 67037 | 67975.2 | 69393 | 70605.7 | 71943.8 | 72798 | 73331.9 | 73959.1 | 73798.9 | NPgN | GSP | NG FES - Leading the Way | Total number of domestic heat pumps
NG FES - Leading the Way | Lct_BB56_NPgAggregate | Number of | NPgN | WBOL_6 | Total number of domestic heat pumps | West Boldon | WEST BOLDON | 934.8 | 1280 | 2969.2 | 4839.3 | 7389.9 | 11086.1 | 14903.1 | 19016.6 | 22903.1 | 27126.4 | 33631.4 | 38697.4 | 43876.8 | 49072.3 | 55328.2 | 64924.2 | 71256.4 | 76177.3 | 80537.2 | 83962.3 | 89315.5 | 91450.6 | 93110.8 | 95336.5 | 97222.2 | 99205.2 | 100463.3 | 101321.9 | 102314.8 | 102122 | NPgN | GSP | NG FES - Leading the Way | Total number of domestic heat pumps
NG FES - Leading the Way | Lct_BB56_NPgAggregate | Number of | NPgN | BRAW_1 | Total number of domestic heat pumps | Bradford West | BRADFORD WEST | 1509.7 | 2177.2 | 5116.1 | 8506.9 | 13167 | 19012.7 | 25361.5 | 32816 | 39627.2 | 46929.8 | 57331.6 | 65833.5 | 74422.5 | 83024 | 93218.8 | 107541 | 117735 | 125182 | 132587.6 | 138037.5 | 145945.3 | 149192.1 | 151704.2 | 155439.2 | 158452.5 | 161591.7 | 163657.9 | 165307 | 166698 | 166202.7 | NPgY | GSP | NG FES - Leading the Way | Total number of domestic heat pumps
NG FES - Leading the Way | Lct_BB56_NPgAggregate | Number of | NPgN | CAMB_01 | Total number of domestic heat pumps | Camblesforth | CAMBLESFORTH | 142 | 195.8 | 436 | 717.9 | 1101.1 | 1606 | 2177.6 | 2794.8 | 3380.2 | 4031.9 | 4859.6 | 5547 | 6217.1 | 6840.4 | 7509.6 | 8452.9 | 9122.1 | 9607.1 | 10090.6 | 10441.6 | 10953.6 | 11156.4 | 11315.1 | 11555.8 | 11750.5 | 11956.7 | 12094.4 | 12203.9 | 12295.9 | 12266.7 | NPgY | GSP | NG FES - Leading the Way | Total number of domestic heat pumps
NG FES - Leading the Way | Lct_BB56_NPgAggregate | Number of | NPgN | CREB_1 | Total number of domestic heat pumps | Creyke Beck | CREYKE BECK | 2428.7 | 3264.8 | 6617.2 | 10312 | 15249.6 | 21512.6 | 28665.4 | 36439.2 | 43562.7 | 51333.3 | 61937.3 | 70626.8 | 79287.8 | 87577.7 | 97163.4 | 110613.8 | 120202 | 127204.4 | 134209.3 | 139353 | 146794.5 | 149874.8 | 152363.9 | 155912.5 | 158760.3 | 161713.3 | 163643.7 | 165183.9 | 166482.5 | 165984.2 | NPgY | GSP | NG FES - Leading the Way | Total number of domestic heat pumps
NG FES - Leading the Way | Lct_BB56_NPgAggregate | Number of | NPgN | DRAX_YEDL | Total number of domestic heat pumps | Drax | DRAX | 383 | 501.3 | 1004 | 1587.5 | 2380.9 | 3438.1 | 4447.6 | 5390.9 | 6280.3 | 7258.7 | 8450.1 | 9448.6 | 10412.5 | 11270.1 | 12162.1 | 13390.1 | 14281 | 14949.5 | 15622 | 16132.7 | 16841.9 | 17178.2 | 17468.4 | 17846.6 | 18163.5 | 18489.3 | 18726.2 | 18930.1 | 19113.2 | 19141.2 | NPgY | GSP | NG FES - Leading the Way | Total number of domestic heat pumps
NG FES - Leading the Way | Lct_BB56_NPgAggregate | Number of | NPgN | ELLA_1 | Total number of domestic heat pumps | Elland | ELLAND | 1173.6 | 1688.5 | 3892.5 | 6389.8 | 9787.1 | 14019.5 | 18892.3 | 24652.1 | 29900 | 35533.1 | 43565.4 | 50095.3 | 56691.4 | 63288.6 | 71138.2 | 82190 | 90031.9 | 95728.5 | 101395.2 | 105528.1 | 111552.8 | 113954.3 | 115793.6 | 118588.2 | 120825.6 | 123168.6 | 124686 | 125877.4 | 126867.5 | 126402.3 | NPgY | GSP | NG FES - Leading the Way | Total number of domestic heat pumps
NG FES - Leading the Way | Lct_BB56_NPgAggregate | Number of | NPgN | FERRA2 | Total number of domestic heat pumps | Ferrybridge A | FERRYBRIDGE A | 721.6 | 981.2 | 1983.1 | 3117.4 | 4684.6 | 6658 | 8394.2 | 10325.5 | 12085.9 | 14005.3 | 16669.9 | 18869.2 | 21064.5 | 23188.3 | 25645.4 | 29080.1 | 31539.1 | 33344.7 | 35152.8 | 36490.8 | 38415.8 | 39239 | 39924.2 | 40881.3 | 41670.5 | 42496.2 | 43071.9 | 43548 | 43962 | 43935.3 | NPgY | GSP | NG FES - Leading the Way | Total number of domestic heat pumps
NG FES - Leading the Way | Lct_BB56_NPgAggregate | Number of | NPgN | FERRB9 | Total number of domestic heat pumps | Ferrybridge B (_M) | FERRYBRIDGE B | 1059.5 | 1510.9 | 3492.9 | 5807.2 | 9013.8 | 13079.6 | 16851.7 | 21034.4 | 24903.4 | 29135.9 | 34905.8 | 39685.8 | 44470.8 | 49123.4 | 54508.2 | 62023.8 | 67419 | 71405.9 | 75385.6 | 78359.9 | 82599.2 | 84454.4 | 85983.5 | 88099.9 | 89839.5 | 91641.4 | 92888.1 | 93922.4 | 94824.3 | 94753.4 | NPgY | GSP | NG FES - Leading the Way | Total number of domestic heat pumps
NG FES - Leading the Way | Lct_BB56_NPgAggregate | Number of | NPgN | GRIW_1 | Total number of domestic heat pumps | Grimsby West | GRIMSBY WEST | 670.1 | 924.8 | 1930.6 | 3022.9 | 4482.5 | 6309.9 | 8552.8 | 11181.9 | 13582.5 | 16196.7 | 19850.7 | 22808.5 | 25766.5 | 28673.7 | 32073 | 36889 | 40279.3 | 42702.5 | 45119.4 | 46837.6 | 49391.4 | 50327.1 | 51034.2 | 52175.4 | 53079.3 | 54048 | 54664.9 | 55132.7 | 55508.9 | 55258.1 | NPgY | GSP | NG FES - Leading the Way | Total number of domestic heat pumps
NG FES - Leading the Way | Lct_BB56_NPgAggregate | Number of | NPgN | JORD_3 | Total number of domestic heat pumps | Jordanthorpe | JORDANTHORPE | 193.5 | 291 | 715.6 | 1197.7 | 1859.6 | 2703.8 | 3680.4 | 4840.9 | 5905.4 | 7067.9 | 8669.7 | 9936.3 | 11193.5 | 12435.2 | 13856.9 | 15897.7 | 17308.4 | 18281.1 | 19248.5 | 19892.8 | 20878.7 | 21155.5 | 21338.3 | 21743.6 | 22066.7 | 22445.2 | 22696.8 | 22879 | 23018.8 | 22923.9 | NPgY | GSP | NG FES - Leading the Way | Total number of domestic heat pumps
NG FES - Leading the Way | Lct_BB56_NPgAggregate | Number of | NPgN | KEAD_YEDL | Total number of domestic heat pumps | Keadby | KEADBY | 1300.4 | 1743.2 | 3659.9 | 5893.3 | 8916.8 | 12923 | 17200.9 | 21527.6 | 25601.9 | 30137.6 | 35878.9 | 40658.8 | 45304.7 | 49497.2 | 53962.7 | 60218.4 | 64696.6 | 67986.3 | 71280.8 | 73722.4 | 77245 | 78753.1 | 80011.7 | 81751.2 | 83174.4 | 84653.6 | 85665.2 | 86495.9 | 87213.9 | 87110.1 | NPgY | GSP | NG FES - Leading the Way | Total number of domestic heat pumps
NG FES - Leading the Way | Lct_BB56_NPgAggregate | Number of | NPgN | KIRKB1 | Total number of domestic heat pumps | Kirkstall B | KIRKSTALL B | 711 | 1074.7 | 2656.2 | 4455 | 6928.5 | 10008.6 | 13159.7 | 16793.9 | 20119.8 | 23729.5 | 28762.6 | 32832.4 | 36930.8 | 41029.5 | 45895.2 | 52743.6 | 57588.3 | 61078.4 | 64555.3 | 67047.7 | 70655.4 | 72029.5 | 73089.7 | 74768.5 | 76129.8 | 77594.9 | 78588.8 | 79376 | 80035.7 | 79853.9 | NPgY | GSP | NG FES - Leading the Way | Total number of domestic heat pumps
NG FES - Leading the Way | Lct_BB56_NPgAggregate | Number of | NPgN | NEEP_3 | Total number of domestic heat pumps | Neepsend | NEEPSEND | 316.3 | 458 | 1053.8 | 1725.7 | 2647.4 | 3802.4 | 5069.6 | 6535.8 | 7867.9 | 9277.8 | 11331.5 | 13014.4 | 14731.5 | 16486.8 | 18597 | 21552.7 | 23665.3 | 25220.4 | 26767.3 | 27919.1 | 29577.5 | 30285.8 | 30837.3 | 31634.6 | 32278.6 | 32940.9 | 33377.1 | 33729.5 | 34030 | 33935.3 | NPgY | GSP | NG FES - Leading the Way | Total number of domestic heat pumps
NG FES - Leading the Way | Lct_BB56_NPgAggregate | Number of | NPgN | NORL_3 | Total number of domestic heat pumps | Norton Lees | NORTON LEES | 273.8 | 409.7 | 982.8 | 1627.1 | 2512.7 | 3625.5 | 4914.3 | 6425.8 | 7795.7 | 9245.2 | 11323.5 | 12975.4 | 14645.7 | 16356.6 | 18383.9 | 21260.8 | 23275.9 | 24704.7 | 26124 | 27114.7 | 28573.3 | 29074.3 | 29423.9 | 30065.3 | 30580.4 | 31149.8 | 31528 | 31815.9 | 32048.3 | 31935.3 | NPgY | GSP | NG FES - Leading the Way | Total number of domestic heat pumps
NG FES - Leading the Way | Lct_BB56_NPgAggregate | Number of | NPgN | PITS_BB_B | Total number of domestic heat pumps | Pitsmoor | PITSMOOR 3/4 | 108.3 | 165 | 409.3 | 688.3 | 1075 | 1556.3 | 2071 | 2692.5 | 3257.3 | 3865.7 | 4764.6 | 5499.3 | 6253.6 | 7016.8 | 7934 | 9228.5 | 10153.8 | 10833.5 | 11510.4 | 12013.4 | 12740.7 | 13049.4 | 13298.9 | 13650.3 | 13933.3 | 14224.7 | 14416.3 | 14570.7 | 14702.2 | 14659.2 | NPgY | GSP | NG FES - Leading the Way | Total number of domestic heat pumps
NG FES - Leading the Way | Lct_BB56_NPgAggregate | Number of | NPgN | SALT_1 | Total number of domestic heat pumps | Saltend North | SALTEND NORTH | 322.1 | 433.3 | 871.3 | 1356.5 | 2010.2 | 2834.2 | 3750 | 4777.9 | 5714.3 | 6733.5 | 8158.5 | 9325 | 10493.2 | 11619.4 | 12932.1 | 14778.7 | 16094.6 | 17055.2 | 18015.7 | 18720.7 | 19741.1 | 20162.5 | 20504 | 20990 | 21380.7 | 21786 | 22050.9 | 22262.2 | 22440.3 | 22371.9 | NPgY | GSP | NG FES - Leading the Way | Total number of domestic heat pumps
NG FES - Leading the Way | Lct_BB56_NPgAggregate | Number of | NPgN | SHEC_3 | Total number of domestic heat pumps | Sheffield City | SHEFFIELD CITY | 154.7 | 228.3 | 533.1 | 872.4 | 1335.5 | 1916.6 | 2579.1 | 3323 | 3999.2 | 4722.9 | 5769.9 | 6623 | 7493 | 8375.4 | 9436.1 | 10926.3 | 11988.3 | 12764.7 | 13537.9 | 14105.4 | 14915.9 | 15250.2 | 15510.9 | 15896.1 | 16207.5 | 16532.2 | 16747.4 | 16920 | 17066.2 | 17020.1 | NPgY | GSP | NG FES - Leading the Way | Total number of domestic heat pumps
NG FES - Leading the Way | Lct_BB56_NPgAggregate | Number of | NPgN | SKLGB1 | Total number of domestic heat pumps | Skelton Grange | SKELTON GRANGE | 1663 | 2505.9 | 6166.6 | 10340.8 | 16089.8 | 23252.4 | 30685.8 | 39314.8 | 47213.5 | 55721.4 | 67730.7 | 77516.1 | 87420.4 | 97448.1 | 109436.3 | 126252.2 | 138204.3 | 146901.9 | 155556.1 | 161862.2 | 170904.7 | 174538 | 177344.5 | 181620.3 | 185088.3 | 188750.4 | 191215.6 | 193190.2 | 194861.3 | 194415 | NPgY | GSP | NG FES - Leading the Way | Total number of domestic heat pumps
NG FES - Leading the Way | Lct_BB56_NPgAggregate | Number of | NPgN | TEMP_3 | Total number of domestic heat pumps | Templeborough | TEMPLEBOROUGH 275/33KV | 16.7 | 26 | 68.9 | 119.5 | 190.5 | 279.2 | 370 | 481.8 | 583.8 | 695.3 | 850.4 | 971.7 | 1092.9 | 1213 | 1351.5 | 1551 | 1688.6 | 1783.1 | 1877 | 1938.9 | 2033.6 | 2059 | 2075.9 | 2115 | 2146.5 | 2184.1 | 2210 | 2229 | 2243.7 | 2236.6 | NPgY | GSP | NG FES - Leading the Way | Total number of domestic heat pumps
NG FES - Leading the Way | Lct_BB56_NPgAggregate | Number of | NPgN | THUR_6 | Total number of domestic heat pumps | Thurcroft | THURCROFT | 1098.4 | 1492 | 2994.8 | 4632.3 | 6829.7 | 9562.8 | 12378.5 | 15487.1 | 18313.7 | 21407.1 | 25738.1 | 29327.2 | 32931.3 | 36409.5 | 40533.2 | 46280.1 | 50411.9 | 53472.2 | 56538.5 | 58838.5 | 62116.4 | 63572.3 | 64792.3 | 66414.1 | 67725.8 | 69059.2 | 69941.6 | 70664.6 | 71288.5 | 71127.6 | NPgY | GSP | NG FES - Leading the Way | Total number of domestic heat pumps
NG FES - Leading the Way | Lct_BB56_NPgAggregate | Number of | NPgN | WMEL_THOM | Total number of domestic heat pumps | Thorpe Marsh | WEST MELTON / THORPE MARSH | 1733.5 | 2396 | 4909 | 7669.2 | 11417.1 | 16081.9 | 20950.5 | 26593.7 | 31714.9 | 37290.4 | 45204.2 | 51669.3 | 58166.2 | 64551 | 72086.8 | 82694.2 | 90230.3 | 95699 | 101163.7 | 105134.2 | 110889.7 | 113193.1 | 115035.7 | 117751.3 | 119943.4 | 122250.4 | 123779.8 | 124995.7 | 126017.6 | 125664.5 | NPgY | GSP | NG FES - Leading the Way | Total number of domestic heat pumps
NG FES - Leading the Way | Lct_BB56_NPgAggregate | Number of | NPgN | WMEL_BB3 | Total number of domestic heat pumps | West Melton | WEST MELTON SECTION 3 | 1578.3 | 2221.6 | 4925.7 | 8063.9 | 12426 | 17887.7 | 22784 | 28353.4 | 33442.8 | 38954.2 | 46726.2 | 53158.5 | 59648.9 | 66035.4 | 73560.2 | 84056.4 | 91607.1 | 97209.2 | 102802.3 | 107009.6 | 112999.8 | 115671.8 | 117884.5 | 120893.7 | 123366.8 | 125908.8 | 127659.7 | 129117.7 | 130392.8 | 130287.2 | NPgY | GSP | NG FES - Leading the Way | Total number of domestic heat pumps
NG FES - Leading the Way | Lct_BB56_NPgAggregate | Number of | NPgN | WIBA_3 | Total number of domestic heat pumps | Wincobank | WINCOBANK | 52.9 | 79.1 | 189.8 | 314.6 | 485.5 | 693.7 | 896 | 1137.7 | 1358.6 | 1599.2 | 1938.4 | 2216.1 | 2497.7 | 2777.6 | 3113.8 | 3584.6 | 3921.1 | 4167.9 | 4414.3 | 4595.9 | 4853.5 | 4962 | 5050.2 | 5175.1 | 5276.3 | 5381.4 | 5451.9 | 5509.1 | 5557.9 | 5546 | NPgY | GSP | NG FES - Leading the Way | Total number of domestic heat pumps
NPg Planning Scenario | Lct_BB56_NPgAggregate | Number of | NPgN | BLYTB1 | Total number of domestic heat pumps | Blyth 66kV | BLYTH 66kV | 987.9 | 1487.1 | 2057.2 | 2565.9 | 4003.7 | 5752.9 | 8016.1 | 10964 | 14911.4 | 18560.5 | 22329.9 | 26342 | 31138.6 | 36190.7 | 41185.9 | 46200.6 | 51122.8 | 56037.8 | 61232.9 | 66199 | 71421.4 | 76116.8 | 80327.9 | 83892.7 | 87213 | 90162.6 | 93206.9 | 96283.6 | 96901.4 | 97279.3 | NPgN | GSP | NPg Planning Scenario | Total number of domestic heat pumps
NPg Planning Scenario | Lct_BB56_NPgAggregate | Number of | NPgN | BLYTH132 | Total number of domestic heat pumps | Blyth 132kV | BLYTH 132kV | 363.6 | 496.3 | 638.8 | 1081.5 | 1574.3 | 2954.8 | 4672 | 6936.4 | 6199 | 7861 | 8605.3 | 9992.4 | 9879.4 | 11275.6 | 12323.6 | 13709.1 | 15021.9 | 16163.8 | 17388.2 | 18602.8 | 19961.3 | 21284.3 | 22157.2 | 23145.8 | 23760.5 | 24555.7 | 25111.6 | 25796.6 | 25961.6 | 26054.1 | NPgN | GSP | NPg Planning Scenario | Total number of domestic heat pumps
NPg Planning Scenario | Lct_BB56_NPgAggregate | Number of | NPgN | FOUR_1 | Total number of domestic heat pumps | Fourstones | FOURSTONES | 78.6 | 110.6 | 149.1 | 323.5 | 483.1 | 1302.3 | 2308 | 3650.7 | 2499.6 | 3246.8 | 3201.8 | 3578.3 | 3332.4 | 3681.7 | 3897 | 4273.3 | 4632.5 | 4961.3 | 5263.6 | 5562.7 | 5914.7 | 6300.3 | 6402.7 | 6688.4 | 6717.1 | 6948.4 | 6974.4 | 7052.2 | 7090.7 | 7110.1 | NPgN | GSP | NPg Planning Scenario | Total number of domestic heat pumps
NPg Planning Scenario | Lct_BB56_NPgAggregate | Number of | NPgN | HARM_6 | Total number of domestic heat pumps | Hart Moor | HARTMOOR | 529.6 | 806.6 | 1131.3 | 1417.3 | 2297 | 3296.2 | 4542.7 | 6099.2 | 8520.2 | 10527.9 | 12611.9 | 14761.5 | 17343.1 | 20064.3 | 22775.3 | 25467.3 | 28124.9 | 30841.3 | 33658.1 | 36332.4 | 39138.9 | 41662.2 | 43940.5 | 45852 | 47646 | 49238.3 | 50882.8 | 52541.5 | 52901.7 | 53134.9 | NPgN | GSP | NPg Planning Scenario | Total number of domestic heat pumps
NPg Planning Scenario | Lct_BB56_NPgAggregate | Number of | NPgN | HAWP_6 | Total number of domestic heat pumps | Hawthorn Pit | HAWTHORN PIT GRID | 545.8 | 829.3 | 1144.9 | 1431.2 | 2249.3 | 3217.5 | 4452.3 | 6030.4 | 9009.7 | 11265.3 | 13781.8 | 16349.1 | 19599.9 | 22896.4 | 26211.4 | 29484.3 | 32693.7 | 35938.1 | 39358.5 | 42596.8 | 45989.6 | 49026.3 | 51787.1 | 54110.6 | 56292.4 | 58231.2 | 60233.8 | 62266.3 | 62637.4 | 62859.4 | NPgN | GSP | NPg Planning Scenario | Total number of domestic heat pumps
NPg Planning Scenario | Lct_BB56_NPgAggregate | Number of | NPgN | KNARE_111 | Total number of domestic heat pumps | Knaresborough | KNARESBOROUGH | 574.6 | 806.2 | 1082.4 | 1442.6 | 2205.6 | 3553 | 5322.2 | 7769.2 | 9710.6 | 12422.5 | 14782.5 | 17446.4 | 20323.9 | 23747.9 | 27088.9 | 30537.1 | 33900.8 | 37340.7 | 40823.4 | 44050.3 | 47452.8 | 50596.9 | 53314.9 | 55745.1 | 57885.2 | 59955.8 | 61938.7 | 63965.2 | 64277.2 | 64446.3 | NPgN | GSP | NPg Planning Scenario | Total number of domestic heat pumps
NPg Planning Scenario | Lct_BB56_NPgAggregate | Number of | NPgN | LACK_6 | Total number of domestic heat pumps | Lackenby | LACKENBY | 812 | 1216.7 | 1681.4 | 2137.1 | 3390.8 | 4979 | 6973.3 | 9498.7 | 13410.8 | 16717.7 | 20219.7 | 23952.6 | 28354.7 | 32989.8 | 37546.3 | 42108.7 | 46597.6 | 51033.5 | 55764.8 | 60244.7 | 64941.7 | 69181.7 | 72984.1 | 76232.7 | 79232 | 81949.9 | 84710 | 87532 | 88070.9 | 88407.5 | NPgN | GSP | NPg Planning Scenario | Total number of domestic heat pumps
NPg Planning Scenario | Lct_BB56_NPgAggregate | Number of | NPgN | NORT_1 | Total number of domestic heat pumps | Norton | NORTON | 2109.9 | 3184.4 | 4455.3 | 5812 | 9344.4 | 14312.4 | 20546.2 | 28609.8 | 36208.5 | 45209.2 | 53285.4 | 62323.2 | 71513.9 | 82658.7 | 93421.1 | 104469.3 | 115343.5 | 126345.3 | 137628.1 | 148244.4 | 159436.3 | 169707.9 | 178635.1 | 186461 | 193446.7 | 200032.7 | 206469 | 213004.5 | 214358.4 | 215219.2 | NPgN | GSP | NPg Planning Scenario | Total number of domestic heat pumps
NPg Planning Scenario | Lct_BB56_NPgAggregate | Number of | NPgN | OFFE_3 | Total number of domestic heat pumps | Offerton | OFFERTON | 181.7 | 291.9 | 423.5 | 534.5 | 944.9 | 1369.2 | 1878.6 | 2511.7 | 4298.7 | 5411.2 | 6723 | 7825.2 | 9702.7 | 11418.4 | 13296.3 | 15082.8 | 16828.2 | 18797.5 | 20730.2 | 22553.3 | 24467.3 | 26116.3 | 27659.9 | 28904.2 | 30118.4 | 31151 | 32253.8 | 33356.6 | 33550.5 | 33653.3 | NPgN | GSP | NPg Planning Scenario | Total number of domestic heat pumps
NPg Planning Scenario | Lct_BB56_NPgAggregate | Number of | NPgN | OSBA_1 | Total number of domestic heat pumps | Osbaldwick | OSBALDWICK | 1436.5 | 2056.6 | 2778.9 | 3627.7 | 5680.2 | 8595 | 12276.9 | 17011.7 | 21611.6 | 26888.1 | 31921.7 | 37261.5 | 43591.1 | 50456.4 | 57160.6 | 63984.9 | 70694.2 | 77514.6 | 84553.6 | 91216.1 | 98245.1 | 104588 | 110207.1 | 115030.1 | 119431.2 | 123469 | 127519.2 | 131697.4 | 132554.5 | 133098.5 | NPgN | GSP | NPg Planning Scenario | Total number of domestic heat pumps
NPg Planning Scenario | Lct_BB56_NPgAggregate | Number of | NPgN | POPP_3 | Total number of domestic heat pumps | Poppleton | POPPLETON | 219.4 | 334.4 | 474.1 | 599 | 1004.5 | 1455.7 | 2009.1 | 2701.6 | 3891.9 | 4829 | 5808 | 6760.5 | 7918.9 | 9170 | 10418.4 | 11658.8 | 12887.5 | 14191.9 | 15485.5 | 16677.7 | 17923.7 | 19054 | 20094.4 | 20959.2 | 21784 | 22527.9 | 23291 | 24049.6 | 24203.6 | 24306.1 | NPgN | GSP | NPg Planning Scenario | Total number of domestic heat pumps
NPg Planning Scenario | Lct_BB56_NPgAggregate | Number of | NPgN | SALH_1 | Total number of domestic heat pumps | Saltholme | SALTHOLME | 9.6 | 15.7 | 22.9 | 29.1 | 52.9 | 76.9 | 105.1 | 139.2 | 220.2 | 273.8 | 333.8 | 396.4 | 458.8 | 531.3 | 599 | 667.1 | 735.5 | 802.8 | 871.7 | 932 | 994 | 1053.6 | 1109 | 1156.5 | 1201.3 | 1244.5 | 1287 | 1329.1 | 1336.5 | 1342.2 | NPgN | GSP | NPg Planning Scenario | Total number of domestic heat pumps
NPg Planning Scenario | Lct_BB56_NPgAggregate | Number of | NPgN | SSHI_3 | Total number of domestic heat pumps | South Shields | SOUTH SHIELDS | 242.4 | 363.8 | 515.3 | 644.1 | 1093.1 | 1581 | 2187.9 | 2970.2 | 4540.9 | 5691.4 | 6935.1 | 8151.9 | 9945.7 | 11622.8 | 13395.9 | 15102.6 | 16776.4 | 18548 | 20363.6 | 22088.4 | 23898.6 | 25499.9 | 26955.9 | 28168.4 | 29316.3 | 30316.4 | 31363.5 | 32422.4 | 32619 | 32730.6 | NPgN | GSP | NPg Planning Scenario | Total number of domestic heat pumps
NPg Planning Scenario | Lct_BB56_NPgAggregate | Number of | NPgN | KIELD01 and SPAD20 | Total number of domestic heat pumps | 0 | SPADEADAM | 37.5 | 52.2 | 68.8 | 122.1 | 178.5 | 427.1 | 735 | 1144.7 | 890.6 | 1148.5 | 1192.1 | 1354.4 | 1363.3 | 1530.6 | 1657.2 | 1827.4 | 1993.5 | 2150.9 | 2303 | 2444.2 | 2600.9 | 2764.4 | 2846.6 | 2972.4 | 3024.5 | 3132.3 | 3182.2 | 3246.8 | 3263.3 | 3273.5 | NPgN | GSP | NPg Planning Scenario | Total number of domestic heat pumps
NPg Planning Scenario | Lct_BB56_NPgAggregate | Number of | NPgN | SPEN_1 | Total number of domestic heat pumps | Spennymoor | SPENNYMOOR | 1691.1 | 2388.6 | 3121.4 | 3941.2 | 5638.7 | 8436 | 12131.3 | 16947.5 | 21551.7 | 26890.7 | 32143.2 | 37835.5 | 44649.7 | 51757 | 58589 | 65536.9 | 72371.9 | 79162.8 | 86313.4 | 93021.2 | 100051.7 | 106458.3 | 112158.8 | 117097.1 | 121595.8 | 125794.6 | 129965.1 | 134268.9 | 135088 | 135622.4 | NPgN | GSP | NPg Planning Scenario | Total number of domestic heat pumps
NPg Planning Scenario | Lct_BB56_NPgAggregate | Number of | NPgN | STEN_1 | Total number of domestic heat pumps | Stella North | STELLA NORTH | 942.1 | 1426.4 | 2024.6 | 2577.5 | 4420.9 | 6432.8 | 8827 | 11739 | 17361.2 | 21469.2 | 25940.6 | 30380.7 | 36235.4 | 41944.3 | 47674.6 | 53271.5 | 58838.9 | 64571.5 | 70453.3 | 75891 | 81561.3 | 86709.8 | 91431.1 | 95395.8 | 99128.2 | 102514 | 105980.1 | 109492.9 | 110196.2 | 110675.4 | NPgN | GSP | NPg Planning Scenario | Total number of domestic heat pumps
NPg Planning Scenario | Lct_BB56_NPgAggregate | Number of | NPgN | STES_1 | Total number of domestic heat pumps | Stella South | STELLA SOUTH | 779.6 | 1154.8 | 1578.6 | 2013.8 | 3109 | 4650.7 | 6619.2 | 9152.5 | 11908.1 | 14834.7 | 17757 | 20854.2 | 24733.3 | 28753.9 | 32751.4 | 36783.6 | 40732.3 | 44706.9 | 48908.4 | 52960.6 | 57237.7 | 61028.6 | 64396.2 | 67259.2 | 69893.9 | 72243 | 74647.7 | 77111.8 | 77613.3 | 77912.3 | NPgN | GSP | NPg Planning Scenario | Total number of domestic heat pumps
NPg Planning Scenario | Lct_BB56_NPgAggregate | Number of | NPgN | TYNE_1 | Total number of domestic heat pumps | Tynemouth 1 | TYNEMOUTH | 733.9 | 1120.9 | 1608 | 2012.4 | 3446.2 | 4990.3 | 6913.1 | 9420.4 | 14129.6 | 17721.3 | 21497.6 | 25331.3 | 30078.8 | 35023.3 | 40005.3 | 44912.5 | 49760.5 | 54796.4 | 59889.7 | 64574.8 | 69461.2 | 73941.1 | 78026.7 | 81482.9 | 84736.2 | 87698.6 | 90715.1 | 93718.8 | 94252.8 | 94588.5 | NPgN | GSP | NPg Planning Scenario | Total number of domestic heat pumps
NPg Planning Scenario | Lct_BB56_NPgAggregate | Number of | NPgN | WBOL_6 | Total number of domestic heat pumps | West Boldon | WEST BOLDON | 974.4 | 1492.4 | 2120.6 | 2645.3 | 4412.7 | 6345.1 | 8760.7 | 11876.3 | 18154.3 | 22756.9 | 27737.2 | 32766.7 | 39531 | 46160.2 | 53009.4 | 59668 | 66209.7 | 72992.2 | 80009 | 86634.1 | 93574.8 | 99793.7 | 105425 | 110170.5 | 114616 | 118558.9 | 122633.9 | 126746.7 | 127497.7 | 127937 | NPgN | GSP | NPg Planning Scenario | Total number of domestic heat pumps
NPg Planning Scenario | Lct_BB56_NPgAggregate | Number of | NPgN | BRAW_1 | Total number of domestic heat pumps | Bradford West | BRADFORD WEST | 1591.4 | 2472.6 | 3517.3 | 4643.3 | 7429.5 | 11677.2 | 16832.7 | 23319.8 | 29878.1 | 41353.8 | 49563.8 | 58687.1 | 68713 | 79013.6 | 92342.6 | 103936.2 | 115493.3 | 127281.9 | 139092.7 | 151653.4 | 163663.9 | 174813.7 | 184286.8 | 192848.4 | 200350.5 | 207130.3 | 214343 | 221260.5 | 222523.2 | 223303.2 | NPgY | GSP | NPg Planning Scenario | Total number of domestic heat pumps
NPg Planning Scenario | Lct_BB56_NPgAggregate | Number of | NPgN | CAMB_01 | Total number of domestic heat pumps | Camblesforth | CAMBLESFORTH | 138.2 | 204.8 | 282.2 | 363.1 | 643.5 | 1007.6 | 1768.9 | 2529.7 | 3216.9 | 3605.2 | 4319.8 | 4962.2 | 5667.6 | 6397.9 | 7109.7 | 7947.5 | 8672.5 | 9507.6 | 10405 | 11122.7 | 11964.5 | 12709.2 | 13357.5 | 13920 | 14460.1 | 14917.7 | 15393.4 | 15855.4 | 15947.4 | 16001.6 | NPgY | GSP | NPg Planning Scenario | Total number of domestic heat pumps
NPg Planning Scenario | Lct_BB56_NPgAggregate | Number of | NPgN | CREB_1 | Total number of domestic heat pumps | Creyke Beck | CREYKE BECK | 2141.2 | 3118.9 | 4265.6 | 5495 | 8662.8 | 13202.8 | 20118.9 | 28726.1 | 37362.6 | 43423.3 | 52083.7 | 60294.8 | 70007.3 | 80629 | 92092.9 | 103113.5 | 113762.6 | 124653.1 | 136375.7 | 146253.5 | 157700.3 | 167791.1 | 176928.1 | 184521 | 191686 | 198007.4 | 204297.8 | 210713.6 | 212105 | 212837.7 | NPgY | GSP | NPg Planning Scenario | Total number of domestic heat pumps
NPg Planning Scenario | Lct_BB56_NPgAggregate | Number of | NPgN | DRAX_YEDL | Total number of domestic heat pumps | Drax | DRAX | 340.8 | 473.7 | 630.8 | 797.8 | 1363.1 | 2055.3 | 3520.6 | 5022 | 6391.7 | 6146.3 | 7276.9 | 8053.4 | 9061.1 | 10066.5 | 10891.6 | 11966.1 | 12892.8 | 13957.1 | 15198.9 | 15949.9 | 17073.1 | 18004.6 | 18875.6 | 19551.8 | 20268.8 | 20853.4 | 21412 | 22002.6 | 22180 | 22293.7 | NPgY | GSP | NPg Planning Scenario | Total number of domestic heat pumps
NPg Planning Scenario | Lct_BB56_NPgAggregate | Number of | NPgN | ELLA_1 | Total number of domestic heat pumps | Elland | ELLAND | 1199.7 | 1885.9 | 2690.2 | 3552.5 | 5560.5 | 8666.7 | 12414.5 | 17347.8 | 22351.9 | 31110.6 | 37408 | 44365.9 | 52139.7 | 60198.4 | 70269.5 | 79192.2 | 88121.8 | 97155.2 | 106265.4 | 115835.9 | 125075.1 | 133614.9 | 140929.1 | 147489.8 | 153274.5 | 158510.4 | 164029.5 | 169365.2 | 170296.1 | 170849.5 | NPgY | GSP | NPg Planning Scenario | Total number of domestic heat pumps
NPg Planning Scenario | Lct_BB56_NPgAggregate | Number of | NPgN | FERRA2 | Total number of domestic heat pumps | Ferrybridge A | FERRYBRIDGE A | 699.1 | 1015.5 | 1377.9 | 1744.2 | 2950.7 | 4043.1 | 5586.2 | 7657.2 | 9939.5 | 11835.6 | 13991.1 | 16375.8 | 18851.2 | 21814 | 25151.7 | 28048.8 | 30819 | 33657.6 | 36635.7 | 39098.1 | 41964.9 | 44534.4 | 46907.6 | 48891.7 | 50725.4 | 52394.8 | 54100.7 | 55813.7 | 56259.3 | 56529.6 | NPgY | GSP | NPg Planning Scenario | Total number of domestic heat pumps
NPg Planning Scenario | Lct_BB56_NPgAggregate | Number of | NPgN | FERRB9 | Total number of domestic heat pumps | Ferrybridge B (_M) | FERRYBRIDGE B | 1127.7 | 1741.5 | 2466.4 | 3237.3 | 5314.4 | 8140 | 11713.2 | 16040.5 | 20496.9 | 25603.6 | 30370.8 | 35376.6 | 40812.9 | 46908.3 | 53461.1 | 59656.1 | 65693.5 | 71854.5 | 78299.9 | 84028.5 | 90361.3 | 96064.3 | 101180.6 | 105505.6 | 109490.6 | 113072 | 116709.8 | 120369.2 | 121263.2 | 121805.5 | NPgY | GSP | NPg Planning Scenario | Total number of domestic heat pumps
NPg Planning Scenario | Lct_BB56_NPgAggregate | Number of | NPgN | GRIW_1 | Total number of domestic heat pumps | Grimsby West | GRIMSBY WEST | 612.9 | 908.8 | 1255.2 | 1626.9 | 2561.7 | 3969 | 5674.7 | 8018 | 10570.3 | 13943.2 | 16799.8 | 19925.1 | 23344.7 | 27121.6 | 31433.1 | 35425.6 | 39290.5 | 43248.4 | 47342 | 51175.9 | 55194.4 | 58847.2 | 62080.8 | 64876.6 | 67442 | 69771.2 | 72133.2 | 74497.6 | 74914.4 | 75142.4 | NPgY | GSP | NPg Planning Scenario | Total number of domestic heat pumps
NPg Planning Scenario | Lct_BB56_NPgAggregate | Number of | NPgN | JORD_3 | Total number of domestic heat pumps | Jordanthorpe | JORDANTHORPE | 219.1 | 338.7 | 479.8 | 633.5 | 1033.4 | 1710.3 | 2382.8 | 3258.3 | 4246.5 | 6296.3 | 7563.5 | 9041.3 | 10592.7 | 12351.1 | 14199.7 | 15969.2 | 17686.8 | 19426.2 | 21199.1 | 22852 | 24525 | 26078 | 27483.8 | 28696.8 | 29834.2 | 30897.5 | 31963.6 | 33041.9 | 33213.9 | 33326.7 | NPgY | GSP | NPg Planning Scenario | Total number of domestic heat pumps
NPg Planning Scenario | Lct_BB56_NPgAggregate | Number of | NPgN | KEAD_YEDL | Total number of domestic heat pumps | Keadby | KEADBY | 1204.6 | 1718.5 | 2318.9 | 2948.1 | 5135.6 | 7804 | 13843.1 | 19931.6 | 25301.5 | 26007 | 31052 | 35087.3 | 39912.8 | 45150.5 | 49994.1 | 55560.3 | 60383.9 | 65827.2 | 71954.6 | 76016.9 | 81651 | 86465.3 | 90901.8 | 94508.1 | 98117.2 | 101116.3 | 104142.1 | 107168.8 | 107931.8 | 108350 | NPgY | GSP | NPg Planning Scenario | Total number of domestic heat pumps
NPg Planning Scenario | Lct_BB56_NPgAggregate | Number of | NPgN | KIRKB1 | Total number of domestic heat pumps | Kirkstall B | KIRKSTALL B | 818.3 | 1341.6 | 1958 | 2622.4 | 4041.6 | 6419.2 | 8365.7 | 11287.8 | 14632.6 | 20914.1 | 24943.1 | 29562.6 | 34590.7 | 40205 | 45999.7 | 51556.8 | 57175.9 | 62701.8 | 68358.1 | 73863.1 | 79446.6 | 84577.4 | 89171.7 | 93095.8 | 96691 | 100037.9 | 103367 | 106779.9 | 107451.7 | 107881.3 | NPgY | GSP | NPg Planning Scenario | Total number of domestic heat pumps
NPg Planning Scenario | Lct_BB56_NPgAggregate | Number of | NPgN | NEEP_3 | Total number of domestic heat pumps | Neepsend | NEEPSEND | 336.1 | 514.7 | 724 | 949.3 | 1506.6 | 2359 | 3183.6 | 4355.9 | 5672.1 | 8102.1 | 9701.9 | 11533 | 13526.8 | 15493.8 | 18350.9 | 20669.4 | 23053.4 | 25443.7 | 27797.7 | 30494.7 | 32959.8 | 35248.4 | 37167 | 38918.7 | 40427 | 41802.6 | 43266 | 44670.1 | 44928.7 | 45089.4 | NPgY | GSP | NPg Planning Scenario | Total number of domestic heat pumps
NPg Planning Scenario | Lct_BB56_NPgAggregate | Number of | NPgN | NORL_3 | Total number of domestic heat pumps | Norton Lees | NORTON LEES | 309.7 | 479.6 | 676 | 886.4 | 1411.7 | 2255.8 | 2972.4 | 4034.2 | 5281.5 | 8147.3 | 9783.1 | 11701 | 13780.1 | 15864.3 | 18600.6 | 20936.9 | 23341.1 | 25725.9 | 28073.1 | 30718 | 33080.3 | 35296.4 | 37196.6 | 38918.8 | 40448.6 | 41877.8 | 43361.1 | 44816.3 | 45036.2 | 45193 | NPgY | GSP | NPg Planning Scenario | Total number of domestic heat pumps
NPg Planning Scenario | Lct_BB56_NPgAggregate | Number of | NPgN | PITS_BB_B | Total number of domestic heat pumps | Pitsmoor | PITSMOOR 3/4 | 126.5 | 201.9 | 288.4 | 380.1 | 615.7 | 973.6 | 1279.6 | 1726.7 | 2244.6 | 3441 | 4120 | 4925.3 | 5785.5 | 6741.9 | 8063.5 | 9086.4 | 10169.3 | 11199.4 | 12235.6 | 13322.9 | 14403.2 | 15383.8 | 16255.1 | 17010.3 | 17671 | 18278.8 | 18912.2 | 19532.6 | 19670.6 | 19740.8 | NPgY | GSP | NPg Planning Scenario | Total number of domestic heat pumps
NPg Planning Scenario | Lct_BB56_NPgAggregate | Number of | NPgN | SALT_1 | Total number of domestic heat pumps | Saltend North | SALTEND NORTH | 287.3 | 419 | 570.4 | 728.3 | 1173.2 | 1714.1 | 2562.2 | 3639.4 | 4727 | 5694.6 | 6827.1 | 7973.5 | 9281.2 | 10753.4 | 12472 | 13992.9 | 15476.1 | 16976.5 | 18567.9 | 19945.2 | 21510.4 | 22901.3 | 24162.8 | 25224.4 | 26204.4 | 27076.4 | 27966.2 | 28853.9 | 29050.1 | 29151.4 | NPgY | GSP | NPg Planning Scenario | Total number of domestic heat pumps
NPg Planning Scenario | Lct_BB56_NPgAggregate | Number of | NPgN | SHEC_3 | Total number of domestic heat pumps | Sheffield City | SHEFFIELD CITY | 171.2 | 269.4 | 382.6 | 503 | 776.3 | 1212.1 | 1580.9 | 2149.2 | 2814 | 4095.8 | 4905.7 | 5833.8 | 6853.3 | 7931.4 | 9333.3 | 10505.2 | 11723.1 | 12910.7 | 14101.9 | 15376.4 | 16605.9 | 17733 | 18713.8 | 19578.3 | 20339.4 | 21040.4 | 21764.5 | 22478.2 | 22616.9 | 22697.6 | NPgY | GSP | NPg Planning Scenario | Total number of domestic heat pumps
NPg Planning Scenario | Lct_BB56_NPgAggregate | Number of | NPgN | SKLGB1 | Total number of domestic heat pumps | Skelton Grange | SKELTON GRANGE | 1903 | 3138.1 | 4582.2 | 6127.9 | 9472.6 | 14898.5 | 19386.6 | 26112.4 | 33792.7 | 49266.1 | 58797.2 | 69913.6 | 81866.3 | 94601.8 | 109190.4 | 122638.1 | 136263 | 149851.6 | 163477.5 | 177864.3 | 191658.9 | 204454.1 | 215521.9 | 225309.3 | 234009.5 | 242058.4 | 250307.8 | 258523.4 | 260071 | 261079.5 | NPgY | GSP | NPg Planning Scenario | Total number of domestic heat pumps
NPg Planning Scenario | Lct_BB56_NPgAggregate | Number of | NPgN | TEMP_3 | Total number of domestic heat pumps | Templeborough | TEMPLEBOROUGH 275/33KV | 20.9 | 33.6 | 48.9 | 65.4 | 107.9 | 174.2 | 229.4 | 304.8 | 390.4 | 629.9 | 752.8 | 903 | 1059.1 | 1244.9 | 1429.5 | 1603 | 1777.8 | 1946.8 | 2119.5 | 2277.3 | 2438.8 | 2589.1 | 2729.7 | 2848.2 | 2960 | 3066.3 | 3172.1 | 3280.5 | 3300 | 3313 | NPgY | GSP | NPg Planning Scenario | Total number of domestic heat pumps
NPg Planning Scenario | Lct_BB56_NPgAggregate | Number of | NPgN | THUR_6 | Total number of domestic heat pumps | Thurcroft | THURCROFT | 1000.4 | 1494.2 | 2058.7 | 2646.3 | 4148.2 | 5937.9 | 8293.7 | 11666.4 | 15303.5 | 17817.8 | 21251.6 | 24793.2 | 28804.8 | 33534.4 | 38638.6 | 43266.8 | 47775.4 | 52299.9 | 57155.4 | 61153.4 | 65952 | 70180.8 | 74069.3 | 77257.1 | 80213.9 | 82862.6 | 85489.9 | 88192.8 | 88865 | 89211.6 | NPgY | GSP | NPg Planning Scenario | Total number of domestic heat pumps
NPg Planning Scenario | Lct_BB56_NPgAggregate | Number of | NPgN | WMEL_THOM | Total number of domestic heat pumps | Thorpe Marsh | WEST MELTON / THORPE MARSH | 1661.3 | 2494.3 | 3431.8 | 4384.3 | 7104.7 | 9976.6 | 13484.5 | 18684.9 | 24550.1 | 31608.7 | 37750.8 | 44762.6 | 52203.4 | 60906.2 | 70995.3 | 79747.6 | 88307.9 | 96919.3 | 105843.4 | 113889 | 122675.3 | 130606.3 | 137796.6 | 143917.8 | 149484.1 | 154577.5 | 159779.3 | 164979.9 | 166109 | 166737.1 | NPgY | GSP | NPg Planning Scenario | Total number of domestic heat pumps
NPg Planning Scenario | Lct_BB56_NPgAggregate | Number of | NPgN | WMEL_BB3 | Total number of domestic heat pumps | West Melton | WEST MELTON SECTION 3 | 1643.4 | 2499.9 | 3496.2 | 4533.7 | 7497.1 | 10924.3 | 15189 | 20717.5 | 26548.8 | 33816.8 | 40072.8 | 46975.5 | 54385.3 | 62764.6 | 72767 | 81316.5 | 89831.7 | 98362.5 | 107159.2 | 115364.3 | 124153.3 | 132122.9 | 139251.5 | 145356.6 | 150836 | 155803.3 | 160960.1 | 166056.8 | 167324.3 | 168084 | NPgY | GSP | NPg Planning Scenario | Total number of domestic heat pumps
NPg Planning Scenario | Lct_BB56_NPgAggregate | Number of | NPgN | WIBA_3 | Total number of domestic heat pumps | Wincobank | WINCOBANK | 58.1 | 96.9 | 140.9 | 187.5 | 288.2 | 447 | 582 | 792.5 | 1033.2 | 1410.2 | 1680.5 | 1981.9 | 2316.4 | 2699.9 | 3102.5 | 3475.1 | 3858.4 | 4227.6 | 4613.2 | 4973.6 | 5360.9 | 5709.8 | 6026.4 | 6289.9 | 6531.1 | 6753.4 | 6972.2 | 7199.6 | 7251.5 | 7280.8 | NPgY | GSP | NPg Planning Scenario | Total number of domestic heat pumps
NG FES - System Transformation | Lct_BB56_NPgAggregate | Number of | NPgN | BLYTB1 | Total number of domestic heat pumps | Blyth 66kV | BLYTH 66kV | 986.7 | 1404 | 1753.8 | 2130 | 2523.8 | 2935.3 | 3523.8 | 4124.3 | 4752.8 | 5407.6 | 6036.9 | 6497.8 | 6966 | 7471.3 | 8146.4 | 10984.6 | 13511.5 | 16115.6 | 18783.7 | 21522.8 | 24609.3 | 27538.9 | 30639.9 | 33950.2 | 37523.8 | 41656.7 | 45448 | 49267.7 | 53118.9 | 56458 | NPgN | GSP | NG FES - System Transformation | Total number of domestic heat pumps
NG FES - System Transformation | Lct_BB56_NPgAggregate | Number of | NPgN | BLYTH132 | Total number of domestic heat pumps | Blyth 132kV | BLYTH 132kV | 388.5 | 499 | 584.4 | 674.8 | 804.7 | 990.5 | 1270.3 | 1615 | 1978 | 2365.5 | 2755.9 | 3082.2 | 3419 | 3646.9 | 3948.5 | 5084.8 | 5997.9 | 6899.7 | 7796.2 | 8631.5 | 9388.3 | 10048.6 | 10761.6 | 11555.6 | 12420 | 13425.9 | 14322.7 | 15227.6 | 16152.8 | 17216.5 | NPgN | GSP | NG FES - System Transformation | Total number of domestic heat pumps
NG FES - System Transformation | Lct_BB56_NPgAggregate | Number of | NPgN | FOUR_1 | Total number of domestic heat pumps | Fourstones | FOURSTONES | 88.7 | 113.2 | 133.1 | 154 | 191.9 | 267.6 | 382.1 | 532.9 | 691.6 | 865 | 1038.8 | 1182.8 | 1331.1 | 1425.8 | 1547.9 | 1949 | 2255.2 | 2552.5 | 2844.6 | 3114 | 3355.9 | 3535.8 | 3733.5 | 3962.3 | 4221 | 4524.1 | 4774.6 | 5027.9 | 5290.7 | 5634 | NPgN | GSP | NG FES - System Transformation | Total number of domestic heat pumps
NG FES - System Transformation | Lct_BB56_NPgAggregate | Number of | NPgN | HARM_6 | Total number of domestic heat pumps | Hart Moor | HARTMOOR | 500.8 | 721.2 | 907.6 | 1108.2 | 1317.2 | 1542.5 | 1865.1 | 2199.7 | 2549.9 | 2918.9 | 3272.1 | 3529.5 | 3790.5 | 4070.5 | 4444.7 | 5960.7 | 7319.5 | 8722.2 | 10158.5 | 11632.3 | 13292.3 | 14862.8 | 16531.5 | 18318.5 | 20265.7 | 22520.7 | 24578.8 | 26652.6 | 28707 | 30483.3 | NPgN | GSP | NG FES - System Transformation | Total number of domestic heat pumps
NG FES - System Transformation | Lct_BB56_NPgAggregate | Number of | NPgN | HAWP_6 | Total number of domestic heat pumps | Hawthorn Pit | HAWTHORN PIT GRID | 507.8 | 732.6 | 920.7 | 1122.8 | 1334.6 | 1558.8 | 1880.5 | 2211.5 | 2558 | 2920.6 | 3268.3 | 3521.7 | 3778.9 | 4070.4 | 4461.4 | 6156.3 | 7688.3 | 9272.4 | 10897.7 | 12564.8 | 14437.4 | 16248.1 | 18168.2 | 20219 | 22429.6 | 24985.8 | 27351 | 29733.8 | 32128.8 | 34311.3 | NPgN | GSP | NG FES - System Transformation | Total number of domestic heat pumps
NG FES - System Transformation | Lct_BB56_NPgAggregate | Number of | NPgN | KNARE_111 | Total number of domestic heat pumps | Knaresborough | KNARESBOROUGH | 691.3 | 931.4 | 1129.5 | 1341.4 | 1576.4 | 1833.7 | 2207.8 | 2602.3 | 3016 | 3444 | 3861.4 | 4177.5 | 4500.3 | 4809.2 | 5217.6 | 6941.3 | 8485.8 | 10065.5 | 11670.3 | 13292.9 | 15070.6 | 16764.2 | 18562.2 | 20487.8 | 22580.2 | 25002.8 | 27251.7 | 29518.3 | 31815.7 | 34125.4 | NPgN | GSP | NG FES - System Transformation | Total number of domestic heat pumps
NG FES - System Transformation | Lct_BB56_NPgAggregate | Number of | NPgN | LACK_6 | Total number of domestic heat pumps | Lackenby | LACKENBY | 755.7 | 1078.6 | 1348.6 | 1638.3 | 1945.5 | 2282.5 | 2768.4 | 3279 | 3813.4 | 4376.8 | 4917.5 | 5314.4 | 5717.3 | 6152.2 | 6734.1 | 9144.9 | 11273.2 | 13467.5 | 15718.4 | 18023.8 | 20607.9 | 23079.1 | 25711.7 | 28557.9 | 31629.9 | 35188.2 | 38464.3 | 41765.5 | 45034.6 | 48074.2 | NPgN | GSP | NG FES - System Transformation | Total number of domestic heat pumps
NG FES - System Transformation | Lct_BB56_NPgAggregate | Number of | NPgN | NORT_1 | Total number of domestic heat pumps | Norton | NORTON | 2147.5 | 3047.4 | 3808 | 4625.9 | 5506.7 | 6491.5 | 7909.3 | 9416.7 | 10996.1 | 12658.9 | 14268.5 | 15476.2 | 16706.2 | 17888.3 | 19458.6 | 25670.4 | 31143.2 | 36750.8 | 42464.6 | 48268.6 | 54689.5 | 60700.8 | 67100.7 | 73999 | 81544.5 | 90292.8 | 98273.7 | 106318.4 | 114364.4 | 121453 | NPgN | GSP | NG FES - System Transformation | Total number of domestic heat pumps
NG FES - System Transformation | Lct_BB56_NPgAggregate | Number of | NPgN | OFFE_3 | Total number of domestic heat pumps | Offerton | OFFERTON | 165.9 | 254.2 | 331.1 | 413.9 | 499.7 | 592.5 | 725.4 | 862.9 | 1006.6 | 1158.1 | 1302.6 | 1406.4 | 1511.5 | 1650.9 | 1839.9 | 2753.5 | 3660.7 | 4604.7 | 5567.4 | 6550.3 | 7644.5 | 8727.7 | 9863 | 11021 | 12283.7 | 13736.9 | 15088.2 | 16448.6 | 17817.7 | 19111.2 | NPgN | GSP | NG FES - System Transformation | Total number of domestic heat pumps
NG FES - System Transformation | Lct_BB56_NPgAggregate | Number of | NPgN | OSBA_1 | Total number of domestic heat pumps | Osbaldwick | OSBALDWICK | 1525.7 | 2055.1 | 2489 | 2951.4 | 3455.7 | 4023.3 | 4854.6 | 5744.6 | 6676.1 | 7657.2 | 8600.1 | 9293.7 | 9998.1 | 10728.5 | 11700.3 | 15574.7 | 19019.5 | 22554.6 | 26156.8 | 29812.6 | 33847.8 | 37626 | 41654 | 45967.7 | 50687 | 56154.7 | 61148.5 | 66181.6 | 71273.5 | 76337.7 | NPgN | GSP | NG FES - System Transformation | Total number of domestic heat pumps
NG FES - System Transformation | Lct_BB56_NPgAggregate | Number of | NPgN | POPP_3 | Total number of domestic heat pumps | Poppleton | POPPLETON | 209.3 | 304.3 | 385.5 | 472.8 | 563.9 | 662.7 | 804.6 | 952.1 | 1106.4 | 1269 | 1424.4 | 1537.1 | 1651.4 | 1771.3 | 1931 | 2555.1 | 3127.1 | 3716.7 | 4317 | 4930.5 | 5618.7 | 6270.4 | 6965.1 | 7706.7 | 8530.8 | 9486.8 | 10362.9 | 11246.1 | 12119.9 | 12892.5 | NPgN | GSP | NG FES - System Transformation | Total number of domestic heat pumps
NG FES - System Transformation | Lct_BB56_NPgAggregate | Number of | NPgN | SALH_1 | Total number of domestic heat pumps | Saltholme | SALTHOLME | 8.8 | 13.5 | 17.6 | 21.9 | 26.5 | 31.5 | 38.8 | 46.4 | 54.3 | 62.7 | 70.8 | 76.5 | 82.3 | 88 | 95.5 | 120.1 | 140.6 | 161.7 | 183.4 | 205.7 | 231.2 | 255.3 | 282 | 312.9 | 347.9 | 388.9 | 426.9 | 465.3 | 504.1 | 537.4 | NPgN | GSP | NG FES - System Transformation | Total number of domestic heat pumps
NG FES - System Transformation | Lct_BB56_NPgAggregate | Number of | NPgN | SSHI_3 | Total number of domestic heat pumps | South Shields | SOUTH SHIELDS | 235.8 | 345.8 | 440 | 541.2 | 646.2 | 756.7 | 915.3 | 1076.8 | 1245.7 | 1422 | 1590.1 | 1710.5 | 1832.3 | 1981.7 | 2182.4 | 3096.2 | 3951.5 | 4840.2 | 5751.8 | 6688.3 | 7742.7 | 8768.6 | 9850.1 | 10977.4 | 12200.4 | 13611 | 14913.3 | 16224.8 | 17529.5 | 18749.2 | NPgN | GSP | NG FES - System Transformation | Total number of domestic heat pumps
NG FES - System Transformation | Lct_BB56_NPgAggregate | Number of | NPgN | KIELD01 and SPAD20 | Total number of domestic heat pumps | 0 | SPADEADAM | 39.7 | 51 | 59.9 | 69.3 | 83.5 | 108.5 | 146.2 | 194.2 | 244.7 | 299.6 | 354 | 397.9 | 442.9 | 473.9 | 513.9 | 641.9 | 740.1 | 836.4 | 931.8 | 1022.1 | 1108.8 | 1176.5 | 1251.9 | 1340.9 | 1441.6 | 1559.8 | 1661.3 | 1763.9 | 1869.9 | 2003.7 | NPgN | GSP | NG FES - System Transformation | Total number of domestic heat pumps
NG FES - System Transformation | Lct_BB56_NPgAggregate | Number of | NPgN | SPEN_1 | Total number of domestic heat pumps | Spennymoor | SPENNYMOOR | 1656.5 | 2214.6 | 2655.5 | 3124.5 | 3631 | 4190.1 | 5011.1 | 5879.5 | 6787.9 | 7741.7 | 8653.2 | 9311.2 | 9978.2 | 10686.7 | 11625.2 | 15251.5 | 18402.9 | 21637.1 | 24943.3 | 28324.1 | 32114.7 | 35643.2 | 39430.9 | 43573.2 | 48087.6 | 53329.5 | 58136.6 | 62983.4 | 67889 | 72854.4 | NPgN | GSP | NG FES - System Transformation | Total number of domestic heat pumps
NG FES - System Transformation | Lct_BB56_NPgAggregate | Number of | NPgN | STEN_1 | Total number of domestic heat pumps | Stella North | STELLA NORTH | 892.2 | 1282.4 | 1615.9 | 1972.1 | 2344.1 | 2757 | 3358.5 | 3990.1 | 4650 | 5348.9 | 6009.9 | 6475.2 | 6944.6 | 7479.7 | 8192.5 | 10956.4 | 13436.4 | 16004.4 | 18638.2 | 21345.1 | 24405.4 | 27314.2 | 30437.6 | 33819.5 | 37550.2 | 41881.5 | 45850.3 | 49851.6 | 53882.3 | 57738.1 | NPgN | GSP | NG FES - System Transformation | Total number of domestic heat pumps
NG FES - System Transformation | Lct_BB56_NPgAggregate | Number of | NPgN | STES_1 | Total number of domestic heat pumps | Stella South | STELLA SOUTH | 768.1 | 1070.8 | 1321.4 | 1590.1 | 1877.2 | 2194 | 2651.4 | 3133.8 | 3638.8 | 4170.5 | 4681.9 | 5059.2 | 5442.6 | 5860.7 | 6420.1 | 8794 | 10923.3 | 13115.3 | 15356.5 | 17645.6 | 20199.6 | 22622.6 | 25184.7 | 27900.9 | 30831 | 34216.3 | 37317.6 | 40441.5 | 43578.5 | 46496.7 | NPgN | GSP | NG FES - System Transformation | Total number of domestic heat pumps
NG FES - System Transformation | Lct_BB56_NPgAggregate | Number of | NPgN | TYNE_1 | Total number of domestic heat pumps | Tynemouth 1 | TYNEMOUTH | 746.1 | 1102.6 | 1410.6 | 1742 | 2085.2 | 2442.6 | 2953.3 | 3469.4 | 4009.2 | 4570.3 | 5107 | 5493.6 | 5885.5 | 6310.1 | 6875 | 9202.3 | 11321.6 | 13512.6 | 15755.4 | 18062.1 | 20673.6 | 23185.3 | 25858.2 | 28719.1 | 31861.7 | 35503.5 | 38869.9 | 42263 | 45649 | 48647.9 | NPgN | GSP | NG FES - System Transformation | Total number of domestic heat pumps
NG FES - System Transformation | Lct_BB56_NPgAggregate | Number of | NPgN | WBOL_6 | Total number of domestic heat pumps | West Boldon | WEST BOLDON | 934.8 | 1384.6 | 1770.6 | 2186 | 2616.6 | 3066.8 | 3709.9 | 4362.7 | 5045.6 | 5757.6 | 6438.5 | 6930 | 7428.4 | 8008.7 | 8786.7 | 12236.4 | 15410.2 | 18703.5 | 22085.5 | 25564.8 | 29492.9 | 33309.6 | 37346.9 | 41628.7 | 46248.3 | 51585.8 | 56518.5 | 61487 | 66429.5 | 70910.8 | NPgN | GSP | NG FES - System Transformation | Total number of domestic heat pumps
NG FES - System Transformation | Lct_BB56_NPgAggregate | Number of | NPgN | BRAW_1 | Total number of domestic heat pumps | Bradford West | BRADFORD WEST | 1509.7 | 2185.8 | 2751.3 | 3368.9 | 4032.7 | 4806.7 | 5881 | 7005.3 | 8188.6 | 9432.2 | 10670.6 | 11545 | 12432 | 13349.5 | 14667 | 20615.7 | 25901.3 | 31358.7 | 36923.2 | 42581.5 | 49307.9 | 55386.9 | 61913.2 | 68863.3 | 76324 | 85461.5 | 93471.4 | 101586.7 | 109717.3 | 117348.2 | NPgY | GSP | NG FES - System Transformation | Total number of domestic heat pumps
NG FES - System Transformation | Lct_BB56_NPgAggregate | Number of | NPgN | CAMB_01 | Total number of domestic heat pumps | Camblesforth | CAMBLESFORTH | 142 | 193.4 | 235.8 | 280.5 | 328.3 | 397.1 | 497.8 | 613.3 | 740.9 | 875.4 | 1014.4 | 1123.7 | 1236 | 1353.4 | 1474.4 | 1994 | 2421.9 | 2853.6 | 3287.8 | 3727.3 | 4203.9 | 4602.4 | 5024.4 | 5478.9 | 5975.4 | 6580.9 | 7112.2 | 7646.9 | 8182.5 | 8703.9 | NPgY | GSP | NG FES - System Transformation | Total number of domestic heat pumps
NG FES - System Transformation | Lct_BB56_NPgAggregate | Number of | NPgN | CREB_1 | Total number of domestic heat pumps | Creyke Beck | CREYKE BECK | 2428.7 | 3263.6 | 3960.1 | 4698.7 | 5491.8 | 6413.3 | 7707 | 9099.5 | 10550.5 | 12077.1 | 13600.8 | 14734.7 | 15892.6 | 17088 | 18558.1 | 25056.3 | 30467.8 | 36003.9 | 41651.6 | 47406.6 | 54135.5 | 60112.5 | 66391.8 | 73094.9 | 80397.1 | 89240.5 | 96993.4 | 104793.5 | 112585 | 119875.4 | NPgY | GSP | NG FES - System Transformation | Total number of domestic heat pumps
NG FES - System Transformation | Lct_BB56_NPgAggregate | Number of | NPgN | DRAX_YEDL | Total number of domestic heat pumps | Drax | DRAX | 383 | 490.8 | 579 | 669.8 | 766.3 | 902.1 | 1101.9 | 1329 | 1578.1 | 1840.5 | 2109 | 2314.6 | 2525.3 | 2745 | 2966.6 | 3819.2 | 4471.1 | 5124.1 | 5781.4 | 6447.7 | 7178.5 | 7776 | 8376.8 | 9039.4 | 9786.8 | 10694.3 | 11492 | 12266.8 | 13041.6 | 13814.9 | NPgY | GSP | NG FES - System Transformation | Total number of domestic heat pumps
NG FES - System Transformation | Lct_BB56_NPgAggregate | Number of | NPgN | ELLA_1 | Total number of domestic heat pumps | Elland | ELLAND | 1173.6 | 1707.9 | 2156.7 | 2646.2 | 3173.4 | 3766.8 | 4582.5 | 5430.7 | 6311.2 | 7236.5 | 8153.9 | 8806.3 | 9468.7 | 10152 | 11130.7 | 15624.5 | 19630.6 | 23768.6 | 27990.7 | 32285.3 | 37409.2 | 42059.5 | 47055 | 52361.3 | 58052.1 | 65010.1 | 71108.2 | 77303.9 | 83502.9 | 89220 | NPgY | GSP | NG FES - System Transformation | Total number of domestic heat pumps
NG FES - System Transformation | Lct_BB56_NPgAggregate | Number of | NPgN | FERRA2 | Total number of domestic heat pumps | Ferrybridge A | FERRYBRIDGE A | 721.6 | 960.3 | 1156 | 1355.1 | 1567.1 | 1815.6 | 2169.6 | 2546.7 | 2943.4 | 3360.1 | 3772.9 | 4061 | 4352.9 | 4654.5 | 5060.6 | 6696.1 | 8000.7 | 9338.3 | 10709.7 | 12111.8 | 13787.4 | 15274.9 | 16830.2 | 18527.7 | 20418.7 | 22712.5 | 24726.9 | 26734.8 | 28751.1 | 30714.1 | NPgY | GSP | NG FES - System Transformation | Total number of domestic heat pumps
NG FES - System Transformation | Lct_BB56_NPgAggregate | Number of | NPgN | FERRB9 | Total number of domestic heat pumps | Ferrybridge B (_M) | FERRYBRIDGE B | 1059.5 | 1508.4 | 1882.7 | 2286.7 | 2720.3 | 3243.5 | 3977.6 | 4758.5 | 5591.9 | 6468.1 | 7348.6 | 7980.3 | 8622.4 | 9289.5 | 10142.5 | 13710.9 | 16650.3 | 19666.7 | 22750 | 25895.2 | 29601.3 | 32886 | 36364.5 | 40126.5 | 44269 | 49304.2 | 53722.9 | 58134.5 | 62554.6 | 66642 | NPgY | GSP | NG FES - System Transformation | Total number of domestic heat pumps
NG FES - System Transformation | Lct_BB56_NPgAggregate | Number of | NPgN | GRIW_1 | Total number of domestic heat pumps | Grimsby West | GRIMSBY WEST | 670.1 | 925.7 | 1139 | 1367.3 | 1612.6 | 1886.1 | 2266.9 | 2671.1 | 3086.2 | 3522.6 | 3954.1 | 4270.2 | 4592.5 | 4924 | 5362.3 | 7358.6 | 9081.3 | 10851.7 | 12657.7 | 14496.5 | 16661.9 | 18605.7 | 20691.2 | 22915.7 | 25324.9 | 28255.9 | 30825.3 | 33445.1 | 36069.3 | 38540.3 | NPgY | GSP | NG FES - System Transformation | Total number of domestic heat pumps
NG FES - System Transformation | Lct_BB56_NPgAggregate | Number of | NPgN | JORD_3 | Total number of domestic heat pumps | Jordanthorpe | JORDANTHORPE | 193.5 | 288.1 | 366.6 | 453.2 | 545.8 | 654.6 | 807.8 | 969.9 | 1140.2 | 1319.1 | 1496.5 | 1621.7 | 1748.6 | 1879.6 | 2051.7 | 2761.8 | 3363.2 | 3981.8 | 4612.5 | 5254.6 | 6014.7 | 6689.2 | 7436.4 | 8256.8 | 9170.5 | 10287.7 | 11269.2 | 12274.5 | 13282 | 14254.5 | NPgY | GSP | NG FES - System Transformation | Total number of domestic heat pumps
NG FES - System Transformation | Lct_BB56_NPgAggregate | Number of | NPgN | KEAD_YEDL | Total number of domestic heat pumps | Keadby | KEADBY | 1300.4 | 1712.5 | 2051.5 | 2402.3 | 2776.3 | 3308.6 | 4089.9 | 4981 | 5961.3 | 6993.9 | 8054.9 | 8877.7 | 9722 | 10602.9 | 11521.3 | 15324.5 | 18312.7 | 21320.4 | 24359.1 | 27445.1 | 30835.5 | 33674 | 36611.9 | 39797.3 | 43332.6 | 47609.7 | 51363.9 | 55094.9 | 58838.3 | 62545.7 | NPgY | GSP | NG FES - System Transformation | Total number of domestic heat pumps
NG FES - System Transformation | Lct_BB56_NPgAggregate | Number of | NPgN | KIRKB1 | Total number of domestic heat pumps | Kirkstall B | KIRKSTALL B | 711 | 1097.1 | 1422.9 | 1784.2 | 2174.1 | 2597.6 | 3172.8 | 3760.4 | 4365.4 | 5001 | 5628.1 | 6064.4 | 6506.2 | 6961.9 | 7589.8 | 10252.4 | 12524.3 | 14872.8 | 17279.9 | 19735.7 | 22717.5 | 25418.8 | 28333.5 | 31484.4 | 34946.2 | 39166 | 42869.4 | 46606.6 | 50335.3 | 53604.8 | NPgY | GSP | NG FES - System Transformation | Total number of domestic heat pumps
NG FES - System Transformation | Lct_BB56_NPgAggregate | Number of | NPgN | NEEP_3 | Total number of domestic heat pumps | Neepsend | NEEPSEND | 316.3 | 456.2 | 572.7 | 699.5 | 835.4 | 987.3 | 1197.9 | 1415.9 | 1641.4 | 1878.2 | 2110.7 | 2270.4 | 2431.8 | 2597.8 | 2857.3 | 4054.2 | 5146.1 | 6278.8 | 7435 | 8611.1 | 10018.2 | 11299.6 | 12675.1 | 14134.6 | 15690.5 | 17599.8 | 19273 | 20967.8 | 22664.5 | 24273.8 | NPgY | GSP | NG FES - System Transformation | Total number of domestic heat pumps
NG FES - System Transformation | Lct_BB56_NPgAggregate | Number of | NPgN | NORL_3 | Total number of domestic heat pumps | Norton Lees | NORTON LEES | 273.8 | 405.2 | 514 | 633.1 | 760.4 | 902.2 | 1099.4 | 1302.5 | 1511.8 | 1731.6 | 1945.8 | 2089.4 | 2234.1 | 2382.5 | 2610.9 | 3600.7 | 4507 | 5448.1 | 6406.9 | 7380.7 | 8556.1 | 9621.9 | 10788.2 | 12046.5 | 13408.4 | 15087.8 | 16561.6 | 18064.5 | 19561.6 | 20997.8 | NPgY | GSP | NG FES - System Transformation | Total number of domestic heat pumps
NG FES - System Transformation | Lct_BB56_NPgAggregate | Number of | NPgN | PITS_BB_B | Total number of domestic heat pumps | Pitsmoor | PITSMOOR 3/4 | 108.3 | 163.7 | 209.8 | 260.4 | 314.6 | 375.5 | 459.9 | 546.7 | 636.8 | 731.5 | 824.2 | 886.5 | 949.3 | 1013.9 | 1122.4 | 1634.2 | 2088.5 | 2562.6 | 3051.3 | 3551.7 | 4154.1 | 4708.1 | 5308.8 | 5948.5 | 6640.2 | 7479.5 | 8214.8 | 8960.9 | 9706.6 | 10420.5 | NPgY | GSP | NG FES - System Transformation | Total number of domestic heat pumps
NG FES - System Transformation | Lct_BB56_NPgAggregate | Number of | NPgN | SALT_1 | Total number of domestic heat pumps | Saltend North | SALTEND NORTH | 322.1 | 430 | 519.4 | 612.9 | 712.9 | 829 | 992.8 | 1168 | 1350.7 | 1542.8 | 1733.7 | 1872.6 | 2014 | 2159.9 | 2352.8 | 3211.6 | 3929.5 | 4666.5 | 5420.7 | 6190.3 | 7098.8 | 7913.3 | 8772.4 | 9690 | 10689.9 | 11900.2 | 12961.1 | 14031.4 | 15099.2 | 16122.9 | NPgY | GSP | NG FES - System Transformation | Total number of domestic heat pumps
NG FES - System Transformation | Lct_BB56_NPgAggregate | Number of | NPgN | SHEC_3 | Total number of domestic heat pumps | Sheffield City | SHEFFIELD CITY | 154.7 | 229.2 | 291.4 | 359.4 | 432.4 | 511.3 | 619.6 | 730.7 | 844 | 963.1 | 1079.4 | 1159.3 | 1240 | 1322.8 | 1450.8 | 2038.2 | 2562.5 | 3107 | 3665.2 | 4234.4 | 4920.7 | 5548.1 | 6223.9 | 6943.4 | 7717 | 8662.1 | 9490.5 | 10329.9 | 11163.5 | 11933.7 | NPgY | GSP | NG FES - System Transformation | Total number of domestic heat pumps
NG FES - System Transformation | Lct_BB56_NPgAggregate | Number of | NPgN | SKLGB1 | Total number of domestic heat pumps | Skelton Grange | SKELTON GRANGE | 1663 | 2555.9 | 3308.9 | 4141.8 | 5040.5 | 6019.4 | 7349.7 | 8709.3 | 10111.3 | 11584 | 13038.3 | 14049.5 | 15073.3 | 16129.7 | 17637.9 | 24258.4 | 30091.8 | 36129.8 | 42302.9 | 48588.3 | 56172.9 | 63057.2 | 70480.4 | 78437.1 | 87059.1 | 97607.9 | 106860.1 | 116211.6 | 125529 | 133792.2 | NPgY | GSP | NG FES - System Transformation | Total number of domestic heat pumps
NG FES - System Transformation | Lct_BB56_NPgAggregate | Number of | NPgN | TEMP_3 | Total number of domestic heat pumps | Templeborough | TEMPLEBOROUGH 275/33KV | 16.7 | 25.9 | 33.5 | 42 | 51.1 | 61.7 | 76.4 | 91.6 | 107.6 | 124.5 | 141.2 | 152.3 | 163.5 | 175.1 | 191.4 | 254.8 | 307 | 361 | 416.6 | 473.5 | 543.2 | 605.9 | 676.1 | 754.4 | 843.5 | 952.2 | 1047.7 | 1145.1 | 1242.7 | 1335.2 | NPgY | GSP | NG FES - System Transformation | Total number of domestic heat pumps
NG FES - System Transformation | Lct_BB56_NPgAggregate | Number of | NPgN | THUR_6 | Total number of domestic heat pumps | Thurcroft | THURCROFT | 1098.4 | 1495.1 | 1826.6 | 2174.1 | 2547.6 | 2954.6 | 3517.4 | 4108.7 | 4712.7 | 5347.7 | 5973.8 | 6427.1 | 6888.4 | 7362.8 | 7994.8 | 10789.4 | 13082.8 | 15437.9 | 17855.8 | 20328 | 23287.9 | 25960.4 | 28748.5 | 31720.5 | 34965 | 38878.8 | 42309.4 | 45749.2 | 49181.9 | 52303.4 | NPgY | GSP | NG FES - System Transformation | Total number of domestic heat pumps
NG FES - System Transformation | Lct_BB56_NPgAggregate | Number of | NPgN | WMEL_THOM | Total number of domestic heat pumps | Thorpe Marsh | WEST MELTON / THORPE MARSH | 1733.5 | 2375 | 2906.9 | 3458.7 | 4049.6 | 4699 | 5605.3 | 6555.9 | 7530.5 | 8554.6 | 9559.9 | 10267.8 | 10985.7 | 11723.6 | 12766.9 | 17331.3 | 21152.9 | 25090.3 | 29129.3 | 33256.1 | 38207.4 | 42682.3 | 47431.6 | 52530.6 | 58109.2 | 64874.8 | 70808.3 | 76805.4 | 82787.4 | 88430.5 | NPgY | GSP | NG FES - System Transformation | Total number of domestic heat pumps
NG FES - System Transformation | Lct_BB56_NPgAggregate | Number of | NPgN | WMEL_BB3 | Total number of domestic heat pumps | West Melton | WEST MELTON SECTION 3 | 1578.3 | 2200.7 | 2716.7 | 3262.9 | 3847.3 | 4533.5 | 5495.4 | 6504.9 | 7572.7 | 8694.4 | 9810.4 | 10584.6 | 11368.1 | 12179.7 | 13322.5 | 18140.3 | 22150.2 | 26285 | 30526 | 34858.8 | 40056.6 | 44730.9 | 49671.4 | 55001.6 | 60850.3 | 67960.9 | 74199.6 | 80434.8 | 86682.1 | 92568.8 | NPgY | GSP | NG FES - System Transformation | Total number of domestic heat pumps
NG FES - System Transformation | Lct_BB56_NPgAggregate | Number of | NPgN | WIBA_3 | Total number of domestic heat pumps | Wincobank | WINCOBANK | 52.9 | 81 | 104.7 | 130.8 | 159 | 189.2 | 229.9 | 271.4 | 313.9 | 358.5 | 402.5 | 433.4 | 464.7 | 497 | 542.1 | 741.3 | 909.8 | 1084.3 | 1263.8 | 1447.4 | 1670.5 | 1873.9 | 2091.1 | 2323.8 | 2578.5 | 2886.8 | 3157.2 | 3429.1 | 3699 | 3932.7 | NPgY | GSP | NG FES - System Transformation | Total number of domestic heat pumps
NG FES - Consumer Transformation | Lct_BB78_NPgAggregate | Number of | NPgN | BLYTB1 | Total number of I&C heat pumps | Blyth 66kV | BLYTH 66kV | 138 | 198 | 232 | 288 | 353 | 471 | 598 | 726 | 855 | 985 | 1121 | 1255 | 1392 | 1529 | 1665 | 1824 | 1957 | 2075 | 2170 | 2260 | 2343 | 2415 | 2483 | 2548 | 2612 | 2669 | 2730 | 2791 | 2853 | 2915 | NPgN | GSP | NG FES - Consumer Transformation | Total number of I&C heat pumps
NG FES - Consumer Transformation | Lct_BB78_NPgAggregate | Number of | NPgN | BLYTH132 | Total number of I&C heat pumps | Blyth 132kV | BLYTH 132kV | 84 | 120 | 140 | 175 | 214 | 285 | 362 | 440 | 518 | 597 | 679 | 760 | 843 | 926 | 1008 | 1105 | 1185 | 1256 | 1314 | 1369 | 1419 | 1462 | 1504 | 1543 | 1581 | 1616 | 1653 | 1690 | 1727 | 1765 | NPgN | GSP | NG FES - Consumer Transformation | Total number of I&C heat pumps
NG FES - Consumer Transformation | Lct_BB78_NPgAggregate | Number of | NPgN | FOUR_1 | Total number of I&C heat pumps | Fourstones | FOURSTONES | 33 | 48 | 56 | 70 | 85 | 114 | 145 | 176 | 207 | 238 | 271 | 304 | 337 | 370 | 403 | 441 | 473 | 502 | 525 | 547 | 567 | 584 | 601 | 616 | 632 | 645 | 660 | 675 | 690 | 705 | NPgN | GSP | NG FES - Consumer Transformation | Total number of I&C heat pumps
NG FES - Consumer Transformation | Lct_BB78_NPgAggregate | Number of | NPgN | HARM_6 | Total number of I&C heat pumps | Hart Moor | HARTMOOR | 76 | 109 | 126 | 157 | 190 | 252 | 319 | 385 | 450 | 515 | 582 | 648 | 714 | 780 | 844 | 919 | 979 | 1031 | 1071 | 1109 | 1142 | 1169 | 1194 | 1217 | 1239 | 1257 | 1277 | 1296 | 1315 | 1334 | NPgN | GSP | NG FES - Consumer Transformation | Total number of I&C heat pumps
NG FES - Consumer Transformation | Lct_BB78_NPgAggregate | Number of | NPgN | HAWP_6 | Total number of I&C heat pumps | Hawthorn Pit | HAWTHORN PIT GRID | 76 | 108 | 125 | 155 | 188 | 250 | 316 | 381 | 446 | 510 | 577 | 642 | 708 | 772 | 836 | 910 | 970 | 1021 | 1061 | 1098 | 1131 | 1158 | 1182 | 1205 | 1226 | 1244 | 1264 | 1283 | 1302 | 1321 | NPgN | GSP | NG FES - Consumer Transformation | Total number of I&C heat pumps
NG FES - Consumer Transformation | Lct_BB78_NPgAggregate | Number of | NPgN | KNARE_111 | Total number of I&C heat pumps | Knaresborough | KNARESBOROUGH | 209 | 302 | 354 | 443 | 543 | 726 | 926 | 1128 | 1332 | 1539 | 1756 | 1973 | 2194 | 2418 | 2641 | 2904 | 3126 | 3324 | 3488 | 3646 | 3793 | 3923 | 4047 | 4166 | 4284 | 4392 | 4508 | 4624 | 4741 | 4862 | NPgN | GSP | NG FES - Consumer Transformation | Total number of I&C heat pumps
NG FES - Consumer Transformation | Lct_BB78_NPgAggregate | Number of | NPgN | LACK_6 | Total number of I&C heat pumps | Lackenby | LACKENBY | 123 | 176 | 206 | 257 | 314 | 419 | 533 | 647 | 761 | 877 | 997 | 1116 | 1237 | 1359 | 1479 | 1621 | 1738 | 1842 | 1926 | 2006 | 2079 | 2143 | 2202 | 2259 | 2315 | 2365 | 2419 | 2472 | 2526 | 2580 | NPgN | GSP | NG FES - Consumer Transformation | Total number of I&C heat pumps
NG FES - Consumer Transformation | Lct_BB78_NPgAggregate | Number of | NPgN | NORT_1 | Total number of I&C heat pumps | Norton | NORTON | 441 | 633 | 740 | 920 | 1123 | 1497 | 1902 | 2307 | 2713 | 3121 | 3547 | 3967 | 4394 | 4821 | 5244 | 5741 | 6153 | 6515 | 6806 | 7083 | 7336 | 7553 | 7758 | 7951 | 8140 | 8309 | 8490 | 8669 | 8851 | 9035 | NPgN | GSP | NG FES - Consumer Transformation | Total number of I&C heat pumps
NG FES - Consumer Transformation | Lct_BB78_NPgAggregate | Number of | NPgN | OFFE_3 | Total number of I&C heat pumps | Offerton | OFFERTON | 51 | 72 | 84 | 104 | 127 | 168 | 212 | 256 | 300 | 344 | 389 | 433 | 477 | 521 | 564 | 614 | 655 | 690 | 717 | 743 | 765 | 784 | 801 | 817 | 832 | 844 | 858 | 871 | 885 | 898 | NPgN | GSP | NG FES - Consumer Transformation | Total number of I&C heat pumps
NG FES - Consumer Transformation | Lct_BB78_NPgAggregate | Number of | NPgN | OSBA_1 | Total number of I&C heat pumps | Osbaldwick | OSBALDWICK | 378 | 541 | 632 | 784 | 956 | 1272 | 1613 | 1953 | 2293 | 2633 | 2988 | 3336 | 3689 | 4041 | 4388 | 4796 | 5130 | 5423 | 5655 | 5874 | 6073 | 6241 | 6399 | 6548 | 6691 | 6817 | 6954 | 7088 | 7224 | 7361 | NPgN | GSP | NG FES - Consumer Transformation | Total number of I&C heat pumps
NG FES - Consumer Transformation | Lct_BB78_NPgAggregate | Number of | NPgN | POPP_3 | Total number of I&C heat pumps | Poppleton | POPPLETON | 51 | 72 | 84 | 104 | 127 | 168 | 213 | 257 | 300 | 344 | 389 | 433 | 477 | 521 | 564 | 614 | 655 | 690 | 717 | 743 | 765 | 784 | 801 | 816 | 831 | 844 | 858 | 871 | 884 | 897 | NPgN | GSP | NG FES - Consumer Transformation | Total number of I&C heat pumps
NG FES - Consumer Transformation | Lct_BB78_NPgAggregate | Number of | NPgN | SALH_1 | Total number of I&C heat pumps | Saltholme | SALTHOLME | 7 | 9 | 11 | 14 | 17 | 22 | 28 | 34 | 40 | 46 | 52 | 58 | 64 | 70 | 76 | 83 | 88 | 93 | 97 | 101 | 104 | 107 | 109 | 112 | 114 | 116 | 118 | 120 | 122 | 124 | NPgN | GSP | NG FES - Consumer Transformation | Total number of I&C heat pumps
NG FES - Consumer Transformation | Lct_BB78_NPgAggregate | Number of | NPgN | SSHI_3 | Total number of I&C heat pumps | South Shields | SOUTH SHIELDS | 56 | 80 | 93 | 115 | 139 | 185 | 234 | 282 | 330 | 377 | 426 | 474 | 522 | 570 | 617 | 671 | 715 | 753 | 782 | 809 | 833 | 852 | 870 | 886 | 902 | 915 | 929 | 942 | 956 | 969 | NPgN | GSP | NG FES - Consumer Transformation | Total number of I&C heat pumps
NG FES - Consumer Transformation | Lct_BB78_NPgAggregate | Number of | NPgN | KIELD01 and SPAD20 | Total number of I&C heat pumps | 0 | SPADEADAM | 13 | 19 | 22 | 27 | 33 | 44 | 56 | 68 | 80 | 92 | 105 | 117 | 130 | 143 | 156 | 171 | 183 | 194 | 203 | 211 | 219 | 226 | 232 | 238 | 244 | 249 | 255 | 261 | 267 | 273 | NPgN | GSP | NG FES - Consumer Transformation | Total number of I&C heat pumps
NG FES - Consumer Transformation | Lct_BB78_NPgAggregate | Number of | NPgN | SPEN_1 | Total number of I&C heat pumps | Spennymoor | SPENNYMOOR | 247 | 353 | 410 | 508 | 617 | 818 | 1034 | 1247 | 1460 | 1671 | 1889 | 2102 | 2317 | 2528 | 2735 | 2979 | 3175 | 3343 | 3473 | 3594 | 3702 | 3789 | 3869 | 3943 | 4013 | 4072 | 4136 | 4198 | 4259 | 4321 | NPgN | GSP | NG FES - Consumer Transformation | Total number of I&C heat pumps
NG FES - Consumer Transformation | Lct_BB78_NPgAggregate | Number of | NPgN | STEN_1 | Total number of I&C heat pumps | Stella North | STELLA NORTH | 217 | 310 | 362 | 449 | 547 | 728 | 924 | 1118 | 1313 | 1509 | 1712 | 1911 | 2114 | 2315 | 2513 | 2746 | 2938 | 3104 | 3236 | 3361 | 3474 | 3570 | 3659 | 3742 | 3823 | 3894 | 3971 | 4046 | 4121 | 4198 | NPgN | GSP | NG FES - Consumer Transformation | Total number of I&C heat pumps
NG FES - Consumer Transformation | Lct_BB78_NPgAggregate | Number of | NPgN | STES_1 | Total number of I&C heat pumps | Stella South | STELLA SOUTH | 147 | 210 | 245 | 304 | 370 | 491 | 622 | 751 | 881 | 1010 | 1144 | 1275 | 1407 | 1539 | 1668 | 1820 | 1943 | 2050 | 2134 | 2212 | 2283 | 2342 | 2396 | 2447 | 2495 | 2537 | 2583 | 2627 | 2672 | 2717 | NPgN | GSP | NG FES - Consumer Transformation | Total number of I&C heat pumps
NG FES - Consumer Transformation | Lct_BB78_NPgAggregate | Number of | NPgN | TYNE_1 | Total number of I&C heat pumps | Tynemouth 1 | TYNEMOUTH | 137 | 196 | 230 | 286 | 349 | 466 | 593 | 720 | 848 | 976 | 1111 | 1244 | 1380 | 1516 | 1651 | 1810 | 1942 | 2058 | 2153 | 2243 | 2326 | 2398 | 2466 | 2531 | 2595 | 2652 | 2714 | 2775 | 2837 | 2900 | NPgN | GSP | NG FES - Consumer Transformation | Total number of I&C heat pumps
NG FES - Consumer Transformation | Lct_BB78_NPgAggregate | Number of | NPgN | WBOL_6 | Total number of I&C heat pumps | West Boldon | WEST BOLDON | 177 | 253 | 295 | 365 | 444 | 590 | 746 | 901 | 1056 | 1210 | 1369 | 1525 | 1683 | 1839 | 1992 | 2171 | 2317 | 2442 | 2540 | 2632 | 2714 | 2782 | 2844 | 2902 | 2957 | 3004 | 3056 | 3105 | 3155 | 3206 | NPgN | GSP | NG FES - Consumer Transformation | Total number of I&C heat pumps
NG FES - Consumer Transformation | Lct_BB78_NPgAggregate | Number of | NPgN | BRAW_1 | Total number of I&C heat pumps | Bradford West | BRADFORD WEST | 482 | 666 | 764 | 928 | 1111 | 1511 | 1891 | 2285 | 2677 | 3069 | 3495 | 3894 | 4297 | 4696 | 5088 | 5549 | 5922 | 6245 | 6497 | 6732 | 6962 | 7137 | 7298 | 7448 | 7591 | 7730 | 7863 | 7992 | 8122 | 8252 | NPgY | GSP | NG FES - Consumer Transformation | Total number of I&C heat pumps
NG FES - Consumer Transformation | Lct_BB78_NPgAggregate | Number of | NPgN | CAMB_01 | Total number of I&C heat pumps | Camblesforth | CAMBLESFORTH | 38 | 53 | 61 | 74 | 89 | 122 | 154 | 188 | 221 | 255 | 293 | 328 | 365 | 402 | 438 | 481 | 517 | 549 | 575 | 600 | 625 | 646 | 665 | 684 | 702 | 721 | 739 | 757 | 775 | 793 | NPgY | GSP | NG FES - Consumer Transformation | Total number of I&C heat pumps
NG FES - Consumer Transformation | Lct_BB78_NPgAggregate | Number of | NPgN | CREB_1 | Total number of I&C heat pumps | Creyke Beck | CREYKE BECK | 471 | 654 | 753 | 918 | 1104 | 1508 | 1895 | 2298 | 2703 | 3111 | 3557 | 3979 | 4409 | 4838 | 5263 | 5763 | 6177 | 6542 | 6835 | 7113 | 7388 | 7608 | 7815 | 8011 | 8203 | 8392 | 8577 | 8759 | 8944 | 9132 | NPgY | GSP | NG FES - Consumer Transformation | Total number of I&C heat pumps
NG FES - Consumer Transformation | Lct_BB78_NPgAggregate | Number of | NPgN | DRAX_YEDL | Total number of I&C heat pumps | Drax | DRAX | 50 | 70 | 81 | 99 | 119 | 163 | 205 | 250 | 295 | 341 | 391 | 439 | 488 | 538 | 587 | 645 | 694 | 738 | 774 | 808 | 842 | 871 | 898 | 924 | 950 | 975 | 1001 | 1026 | 1052 | 1078 | NPgY | GSP | NG FES - Consumer Transformation | Total number of I&C heat pumps
NG FES - Consumer Transformation | Lct_BB78_NPgAggregate | Number of | NPgN | ELLA_1 | Total number of I&C heat pumps | Elland | ELLAND | 355 | 491 | 563 | 684 | 819 | 1114 | 1393 | 1683 | 1971 | 2259 | 2573 | 2866 | 3162 | 3455 | 3743 | 4081 | 4355 | 4591 | 4776 | 4948 | 5115 | 5243 | 5360 | 5469 | 5573 | 5674 | 5770 | 5864 | 5957 | 6052 | NPgY | GSP | NG FES - Consumer Transformation | Total number of I&C heat pumps
NG FES - Consumer Transformation | Lct_BB78_NPgAggregate | Number of | NPgN | FERRA2 | Total number of I&C heat pumps | Ferrybridge A | FERRYBRIDGE A | 75 | 105 | 121 | 147 | 178 | 243 | 306 | 371 | 437 | 504 | 577 | 647 | 717 | 789 | 859 | 943 | 1012 | 1074 | 1124 | 1172 | 1219 | 1258 | 1295 | 1330 | 1365 | 1399 | 1433 | 1467 | 1501 | 1536 | NPgY | GSP | NG FES - Consumer Transformation | Total number of I&C heat pumps
NG FES - Consumer Transformation | Lct_BB78_NPgAggregate | Number of | NPgN | FERRB9 | Total number of I&C heat pumps | Ferrybridge B (_M) | FERRYBRIDGE B | 227 | 315 | 363 | 442 | 532 | 726 | 912 | 1106 | 1301 | 1497 | 1712 | 1915 | 2122 | 2329 | 2534 | 2775 | 2974 | 3150 | 3292 | 3426 | 3559 | 3665 | 3765 | 3861 | 3955 | 4047 | 4137 | 4226 | 4317 | 4409 | NPgY | GSP | NG FES - Consumer Transformation | Total number of I&C heat pumps
NG FES - Consumer Transformation | Lct_BB78_NPgAggregate | Number of | NPgN | GRIW_1 | Total number of I&C heat pumps | Grimsby West | GRIMSBY WEST | 135 | 187 | 214 | 260 | 312 | 424 | 531 | 642 | 752 | 863 | 983 | 1095 | 1209 | 1322 | 1433 | 1564 | 1670 | 1761 | 1833 | 1900 | 1966 | 2016 | 2063 | 2106 | 2148 | 2188 | 2227 | 2265 | 2303 | 2341 | NPgY | GSP | NG FES - Consumer Transformation | Total number of I&C heat pumps
NG FES - Consumer Transformation | Lct_BB78_NPgAggregate | Number of | NPgN | JORD_3 | Total number of I&C heat pumps | Jordanthorpe | JORDANTHORPE | 43 | 60 | 69 | 84 | 101 | 138 | 173 | 210 | 246 | 283 | 323 | 361 | 399 | 437 | 475 | 519 | 556 | 588 | 613 | 637 | 661 | 680 | 697 | 714 | 730 | 745 | 761 | 776 | 791 | 806 | NPgY | GSP | NG FES - Consumer Transformation | Total number of I&C heat pumps
NG FES - Consumer Transformation | Lct_BB78_NPgAggregate | Number of | NPgN | KEAD_YEDL | Total number of I&C heat pumps | Keadby | KEADBY | 267 | 371 | 428 | 523 | 631 | 863 | 1087 | 1321 | 1558 | 1796 | 2058 | 2308 | 2562 | 2818 | 3072 | 3372 | 3622 | 3845 | 4026 | 4200 | 4372 | 4512 | 4646 | 4774 | 4900 | 5025 | 5148 | 5270 | 5394 | 5520 | NPgY | GSP | NG FES - Consumer Transformation | Total number of I&C heat pumps
NG FES - Consumer Transformation | Lct_BB78_NPgAggregate | Number of | NPgN | KIRKB1 | Total number of I&C heat pumps | Kirkstall B | KIRKSTALL B | 208 | 288 | 330 | 401 | 479 | 652 | 815 | 985 | 1153 | 1321 | 1504 | 1675 | 1847 | 2018 | 2185 | 2382 | 2540 | 2677 | 2784 | 2883 | 2979 | 3052 | 3119 | 3181 | 3240 | 3298 | 3352 | 3405 | 3458 | 3511 | NPgY | GSP | NG FES - Consumer Transformation | Total number of I&C heat pumps
NG FES - Consumer Transformation | Lct_BB78_NPgAggregate | Number of | NPgN | NEEP_3 | Total number of I&C heat pumps | Neepsend | NEEPSEND | 85 | 118 | 135 | 164 | 196 | 267 | 334 | 403 | 472 | 541 | 616 | 686 | 757 | 827 | 895 | 976 | 1041 | 1097 | 1140 | 1181 | 1220 | 1250 | 1278 | 1303 | 1327 | 1351 | 1373 | 1395 | 1416 | 1438 | NPgY | GSP | NG FES - Consumer Transformation | Total number of I&C heat pumps
NG FES - Consumer Transformation | Lct_BB78_NPgAggregate | Number of | NPgN | NORL_3 | Total number of I&C heat pumps | Norton Lees | NORTON LEES | 67 | 93 | 107 | 129 | 155 | 211 | 263 | 318 | 372 | 427 | 486 | 541 | 596 | 651 | 705 | 769 | 820 | 864 | 899 | 931 | 962 | 985 | 1007 | 1027 | 1046 | 1065 | 1082 | 1099 | 1116 | 1133 | NPgY | GSP | NG FES - Consumer Transformation | Total number of I&C heat pumps
NG FES - Consumer Transformation | Lct_BB78_NPgAggregate | Number of | NPgN | PITS_BB_B | Total number of I&C heat pumps | Pitsmoor | PITSMOOR 3/4 | 42 | 58 | 67 | 81 | 97 | 132 | 165 | 200 | 234 | 268 | 305 | 340 | 375 | 409 | 443 | 483 | 515 | 543 | 565 | 585 | 604 | 619 | 633 | 645 | 657 | 669 | 680 | 691 | 702 | 713 | NPgY | GSP | NG FES - Consumer Transformation | Total number of I&C heat pumps
NG FES - Consumer Transformation | Lct_BB78_NPgAggregate | Number of | NPgN | SALT_1 | Total number of I&C heat pumps | Saltend North | SALTEND NORTH | 51 | 71 | 82 | 100 | 120 | 164 | 206 | 250 | 295 | 339 | 388 | 434 | 481 | 528 | 574 | 629 | 674 | 714 | 747 | 777 | 807 | 832 | 854 | 876 | 897 | 918 | 939 | 959 | 979 | 1000 | NPgY | GSP | NG FES - Consumer Transformation | Total number of I&C heat pumps
NG FES - Consumer Transformation | Lct_BB78_NPgAggregate | Number of | NPgN | SHEC_3 | Total number of I&C heat pumps | Sheffield City | SHEFFIELD CITY | 84 | 116 | 133 | 162 | 194 | 264 | 330 | 398 | 466 | 534 | 608 | 677 | 747 | 816 | 884 | 963 | 1028 | 1083 | 1126 | 1166 | 1205 | 1235 | 1262 | 1287 | 1311 | 1334 | 1356 | 1377 | 1398 | 1420 | NPgY | GSP | NG FES - Consumer Transformation | Total number of I&C heat pumps
NG FES - Consumer Transformation | Lct_BB78_NPgAggregate | Number of | NPgN | SKLGB1 | Total number of I&C heat pumps | Skelton Grange | SKELTON GRANGE | 509 | 704 | 807 | 980 | 1174 | 1598 | 1999 | 2415 | 2830 | 3244 | 3695 | 4117 | 4543 | 4965 | 5380 | 5868 | 6263 | 6605 | 6872 | 7121 | 7364 | 7550 | 7721 | 7880 | 8032 | 8180 | 8322 | 8459 | 8597 | 8736 | NPgY | GSP | NG FES - Consumer Transformation | Total number of I&C heat pumps
NG FES - Consumer Transformation | Lct_BB78_NPgAggregate | Number of | NPgN | TEMP_3 | Total number of I&C heat pumps | Templeborough | TEMPLEBOROUGH 275/33KV | 3 | 4 | 4 | 5 | 6 | 9 | 11 | 13 | 15 | 18 | 20 | 23 | 25 | 28 | 31 | 34 | 36 | 38 | 40 | 42 | 44 | 45 | 47 | 48 | 49 | 50 | 52 | 53 | 54 | 56 | NPgY | GSP | NG FES - Consumer Transformation | Total number of I&C heat pumps
NG FES - Consumer Transformation | Lct_BB78_NPgAggregate | Number of | NPgN | THUR_6 | Total number of I&C heat pumps | Thurcroft | THURCROFT | 130 | 181 | 209 | 255 | 307 | 420 | 528 | 642 | 756 | 871 | 998 | 1118 | 1241 | 1364 | 1486 | 1630 | 1750 | 1857 | 1944 | 2027 | 2109 | 2175 | 2239 | 2300 | 2359 | 2418 | 2477 | 2534 | 2593 | 2653 | NPgY | GSP | NG FES - Consumer Transformation | Total number of I&C heat pumps
NG FES - Consumer Transformation | Lct_BB78_NPgAggregate | Number of | NPgN | WMEL_THOM | Total number of I&C heat pumps | Thorpe Marsh | WEST MELTON / THORPE MARSH | 332 | 461 | 531 | 649 | 781 | 1068 | 1342 | 1630 | 1920 | 2212 | 2532 | 2836 | 3146 | 3457 | 3766 | 4129 | 4432 | 4700 | 4918 | 5126 | 5332 | 5499 | 5657 | 5809 | 5957 | 6104 | 6249 | 6392 | 6538 | 6687 | NPgY | GSP | NG FES - Consumer Transformation | Total number of I&C heat pumps
NG FES - Consumer Transformation | Lct_BB78_NPgAggregate | Number of | NPgN | WMEL_BB3 | Total number of I&C heat pumps | West Melton | WEST MELTON SECTION 3 | 295 | 411 | 473 | 578 | 695 | 951 | 1196 | 1453 | 1712 | 1973 | 2259 | 2531 | 2808 | 3087 | 3364 | 3689 | 3961 | 4202 | 4398 | 4586 | 4771 | 4922 | 5065 | 5203 | 5338 | 5472 | 5604 | 5735 | 5868 | 6004 | NPgY | GSP | NG FES - Consumer Transformation | Total number of I&C heat pumps
NG FES - Consumer Transformation | Lct_BB78_NPgAggregate | Number of | NPgN | WIBA_3 | Total number of I&C heat pumps | Wincobank | WINCOBANK | 16 | 22 | 25 | 30 | 36 | 49 | 62 | 75 | 88 | 101 | 115 | 128 | 142 | 155 | 168 | 184 | 197 | 208 | 217 | 225 | 233 | 239 | 245 | 251 | 256 | 261 | 266 | 271 | 276 | 281 | NPgY | GSP | NG FES - Consumer Transformation | Total number of I&C heat pumps
NG FES - Falling Short | Lct_BB78_NPgAggregate | Number of | NPgN | BLYTB1 | Total number of I&C heat pumps | Blyth 66kV | BLYTH 66kV | 138 | 134 | 139 | 142 | 144 | 144 | 163 | 184 | 206 | 227 | 257 | 283 | 309 | 335 | 362 | 397 | 429 | 467 | 509 | 558 | 618 | 664 | 710 | 758 | 808 | 858 | 905 | 953 | 1003 | 1054 | NPgN | GSP | NG FES - Falling Short | Total number of I&C heat pumps
NG FES - Falling Short | Lct_BB78_NPgAggregate | Number of | NPgN | BLYTH132 | Total number of I&C heat pumps | Blyth 132kV | BLYTH 132kV | 84 | 81 | 84 | 86 | 87 | 87 | 99 | 112 | 125 | 138 | 156 | 172 | 187 | 203 | 219 | 240 | 260 | 283 | 308 | 338 | 374 | 402 | 430 | 459 | 489 | 519 | 548 | 577 | 607 | 638 | NPgN | GSP | NG FES - Falling Short | Total number of I&C heat pumps
NG FES - Falling Short | Lct_BB78_NPgAggregate | Number of | NPgN | FOUR_1 | Total number of I&C heat pumps | Fourstones | FOURSTONES | 33 | 32 | 34 | 34 | 35 | 35 | 39 | 45 | 50 | 55 | 62 | 69 | 75 | 81 | 87 | 96 | 104 | 113 | 123 | 135 | 149 | 161 | 172 | 183 | 195 | 207 | 219 | 231 | 243 | 255 | NPgN | GSP | NG FES - Falling Short | Total number of I&C heat pumps
NG FES - Falling Short | Lct_BB78_NPgAggregate | Number of | NPgN | HARM_6 | Total number of I&C heat pumps | Hart Moor | HARTMOOR | 76 | 74 | 76 | 77 | 77 | 77 | 87 | 98 | 108 | 119 | 134 | 146 | 159 | 171 | 183 | 200 | 215 | 232 | 252 | 274 | 301 | 321 | 342 | 362 | 383 | 404 | 423 | 443 | 462 | 482 | NPgN | GSP | NG FES - Falling Short | Total number of I&C heat pumps
NG FES - Falling Short | Lct_BB78_NPgAggregate | Number of | NPgN | HAWP_6 | Total number of I&C heat pumps | Hawthorn Pit | HAWTHORN PIT GRID | 76 | 73 | 75 | 76 | 77 | 77 | 86 | 97 | 107 | 118 | 133 | 145 | 157 | 169 | 182 | 198 | 213 | 230 | 249 | 271 | 298 | 318 | 338 | 358 | 379 | 400 | 419 | 438 | 458 | 477 | NPgN | GSP | NG FES - Falling Short | Total number of I&C heat pumps
NG FES - Falling Short | Lct_BB78_NPgAggregate | Number of | NPgN | KNARE_111 | Total number of I&C heat pumps | Knaresborough | KNARESBOROUGH | 209 | 204 | 212 | 218 | 221 | 223 | 253 | 286 | 321 | 355 | 403 | 445 | 487 | 530 | 574 | 631 | 685 | 748 | 819 | 901 | 1001 | 1078 | 1158 | 1239 | 1325 | 1411 | 1494 | 1579 | 1667 | 1757 | NPgN | GSP | NG FES - Falling Short | Total number of I&C heat pumps
NG FES - Falling Short | Lct_BB78_NPgAggregate | Number of | NPgN | LACK_6 | Total number of I&C heat pumps | Lackenby | LACKENBY | 123 | 119 | 124 | 127 | 128 | 128 | 145 | 164 | 183 | 202 | 229 | 252 | 275 | 298 | 321 | 352 | 381 | 414 | 452 | 495 | 548 | 589 | 630 | 672 | 716 | 760 | 802 | 844 | 888 | 933 | NPgN | GSP | NG FES - Falling Short | Total number of I&C heat pumps
NG FES - Falling Short | Lct_BB78_NPgAggregate | Number of | NPgN | NORT_1 | Total number of I&C heat pumps | Norton | NORTON | 441 | 428 | 443 | 454 | 458 | 459 | 519 | 586 | 653 | 721 | 815 | 895 | 976 | 1057 | 1139 | 1248 | 1349 | 1465 | 1598 | 1749 | 1935 | 2076 | 2219 | 2366 | 2517 | 2670 | 2814 | 2961 | 3112 | 3266 | NPgN | GSP | NG FES - Falling Short | Total number of I&C heat pumps
NG FES - Falling Short | Lct_BB78_NPgAggregate | Number of | NPgN | OFFE_3 | Total number of I&C heat pumps | Offerton | OFFERTON | 51 | 49 | 50 | 51 | 52 | 51 | 58 | 65 | 72 | 79 | 89 | 98 | 106 | 114 | 122 | 134 | 144 | 155 | 168 | 183 | 202 | 215 | 229 | 243 | 257 | 271 | 284 | 298 | 311 | 325 | NPgN | GSP | NG FES - Falling Short | Total number of I&C heat pumps
NG FES - Falling Short | Lct_BB78_NPgAggregate | Number of | NPgN | OSBA_1 | Total number of I&C heat pumps | Osbaldwick | OSBALDWICK | 378 | 366 | 378 | 387 | 389 | 390 | 440 | 496 | 552 | 608 | 686 | 753 | 819 | 886 | 953 | 1042 | 1125 | 1220 | 1328 | 1451 | 1602 | 1716 | 1830 | 1948 | 2069 | 2191 | 2305 | 2421 | 2540 | 2661 | NPgN | GSP | NG FES - Falling Short | Total number of I&C heat pumps
NG FES - Falling Short | Lct_BB78_NPgAggregate | Number of | NPgN | POPP_3 | Total number of I&C heat pumps | Poppleton | POPPLETON | 51 | 49 | 50 | 51 | 52 | 52 | 58 | 65 | 72 | 79 | 89 | 98 | 106 | 114 | 123 | 134 | 144 | 155 | 168 | 183 | 202 | 215 | 229 | 243 | 257 | 271 | 284 | 297 | 311 | 324 | NPgN | GSP | NG FES - Falling Short | Total number of I&C heat pumps
NG FES - Falling Short | Lct_BB78_NPgAggregate | Number of | NPgN | SALH_1 | Total number of I&C heat pumps | Saltholme | SALTHOLME | 7 | 6 | 7 | 7 | 7 | 7 | 8 | 9 | 10 | 11 | 12 | 13 | 14 | 15 | 16 | 18 | 19 | 21 | 23 | 25 | 27 | 29 | 31 | 33 | 35 | 37 | 39 | 41 | 43 | 45 | NPgN | GSP | NG FES - Falling Short | Total number of I&C heat pumps
NG FES - Falling Short | Lct_BB78_NPgAggregate | Number of | NPgN | SSHI_3 | Total number of I&C heat pumps | South Shields | SOUTH SHIELDS | 56 | 54 | 56 | 57 | 57 | 57 | 64 | 72 | 79 | 87 | 98 | 107 | 116 | 125 | 134 | 146 | 157 | 169 | 184 | 200 | 220 | 234 | 249 | 264 | 279 | 294 | 308 | 322 | 336 | 350 | NPgN | GSP | NG FES - Falling Short | Total number of I&C heat pumps
NG FES - Falling Short | Lct_BB78_NPgAggregate | Number of | NPgN | KIELD01 and SPAD20 | Total number of I&C heat pumps | 0 | SPADEADAM | 13 | 13 | 13 | 13 | 13 | 13 | 15 | 17 | 19 | 21 | 24 | 26 | 29 | 31 | 34 | 37 | 40 | 44 | 48 | 52 | 58 | 62 | 66 | 71 | 76 | 80 | 85 | 89 | 94 | 99 | NPgN | GSP | NG FES - Falling Short | Total number of I&C heat pumps
NG FES - Falling Short | Lct_BB78_NPgAggregate | Number of | NPgN | SPEN_1 | Total number of I&C heat pumps | Spennymoor | SPENNYMOOR | 247 | 239 | 246 | 250 | 251 | 251 | 282 | 317 | 351 | 386 | 434 | 474 | 514 | 554 | 594 | 647 | 696 | 752 | 815 | 888 | 976 | 1042 | 1107 | 1173 | 1241 | 1308 | 1371 | 1434 | 1498 | 1562 | NPgN | GSP | NG FES - Falling Short | Total number of I&C heat pumps
NG FES - Falling Short | Lct_BB78_NPgAggregate | Number of | NPgN | STEN_1 | Total number of I&C heat pumps | Stella North | STELLA NORTH | 217 | 210 | 216 | 221 | 223 | 223 | 252 | 284 | 316 | 348 | 393 | 431 | 469 | 507 | 546 | 597 | 644 | 698 | 760 | 830 | 916 | 981 | 1047 | 1113 | 1182 | 1251 | 1316 | 1382 | 1449 | 1517 | NPgN | GSP | NG FES - Falling Short | Total number of I&C heat pumps
NG FES - Falling Short | Lct_BB78_NPgAggregate | Number of | NPgN | STES_1 | Total number of I&C heat pumps | Stella South | STELLA SOUTH | 147 | 142 | 147 | 150 | 151 | 150 | 170 | 191 | 212 | 233 | 263 | 288 | 312 | 337 | 362 | 396 | 426 | 461 | 501 | 546 | 602 | 644 | 685 | 728 | 772 | 815 | 856 | 897 | 939 | 982 | NPgN | GSP | NG FES - Falling Short | Total number of I&C heat pumps
NG FES - Falling Short | Lct_BB78_NPgAggregate | Number of | NPgN | TYNE_1 | Total number of I&C heat pumps | Tynemouth 1 | TYNEMOUTH | 137 | 133 | 137 | 141 | 142 | 143 | 162 | 183 | 204 | 225 | 255 | 281 | 306 | 332 | 359 | 393 | 426 | 463 | 505 | 554 | 614 | 659 | 705 | 753 | 802 | 852 | 899 | 948 | 997 | 1048 | NPgN | GSP | NG FES - Falling Short | Total number of I&C heat pumps
NG FES - Falling Short | Lct_BB78_NPgAggregate | Number of | NPgN | WBOL_6 | Total number of I&C heat pumps | West Boldon | WEST BOLDON | 177 | 171 | 176 | 180 | 181 | 181 | 204 | 229 | 254 | 279 | 315 | 344 | 374 | 403 | 433 | 472 | 508 | 549 | 596 | 650 | 716 | 765 | 814 | 863 | 914 | 965 | 1013 | 1061 | 1109 | 1159 | NPgN | GSP | NG FES - Falling Short | Total number of I&C heat pumps
NG FES - Falling Short | Lct_BB78_NPgAggregate | Number of | NPgN | BRAW_1 | Total number of I&C heat pumps | Bradford West | BRADFORD WEST | 482 | 481 | 493 | 502 | 504 | 505 | 509 | 572 | 635 | 699 | 788 | 862 | 936 | 1010 | 1085 | 1191 | 1282 | 1387 | 1506 | 1642 | 1812 | 1936 | 2060 | 2186 | 2316 | 2455 | 2576 | 2698 | 2822 | 2948 | NPgY | GSP | NG FES - Falling Short | Total number of I&C heat pumps
NG FES - Falling Short | Lct_BB78_NPgAggregate | Number of | NPgN | CAMB_01 | Total number of I&C heat pumps | Camblesforth | CAMBLESFORTH | 38 | 38 | 39 | 40 | 41 | 41 | 42 | 47 | 53 | 58 | 66 | 73 | 80 | 86 | 93 | 103 | 112 | 122 | 133 | 146 | 163 | 175 | 188 | 201 | 214 | 229 | 242 | 255 | 269 | 283 | NPgY | GSP | NG FES - Falling Short | Total number of I&C heat pumps
NG FES - Falling Short | Lct_BB78_NPgAggregate | Number of | NPgN | CREB_1 | Total number of I&C heat pumps | Creyke Beck | CREYKE BECK | 471 | 472 | 487 | 497 | 501 | 504 | 510 | 575 | 642 | 708 | 802 | 881 | 960 | 1040 | 1122 | 1237 | 1338 | 1453 | 1585 | 1735 | 1923 | 2064 | 2206 | 2352 | 2503 | 2665 | 2809 | 2957 | 3108 | 3262 | NPgY | GSP | NG FES - Falling Short | Total number of I&C heat pumps
NG FES - Falling Short | Lct_BB78_NPgAggregate | Number of | NPgN | DRAX_YEDL | Total number of I&C heat pumps | Drax | DRAX | 50 | 50 | 52 | 53 | 54 | 54 | 55 | 63 | 70 | 78 | 88 | 97 | 106 | 116 | 125 | 139 | 150 | 164 | 179 | 197 | 219 | 236 | 253 | 271 | 290 | 310 | 328 | 346 | 366 | 385 | NPgY | GSP | NG FES - Falling Short | Total number of I&C heat pumps
NG FES - Falling Short | Lct_BB78_NPgAggregate | Number of | NPgN | ELLA_1 | Total number of I&C heat pumps | Elland | ELLAND | 355 | 355 | 364 | 370 | 372 | 372 | 375 | 421 | 468 | 514 | 580 | 635 | 689 | 743 | 798 | 876 | 943 | 1020 | 1107 | 1207 | 1331 | 1422 | 1513 | 1605 | 1701 | 1802 | 1890 | 1979 | 2070 | 2162 | NPgY | GSP | NG FES - Falling Short | Total number of I&C heat pumps
NG FES - Falling Short | Lct_BB78_NPgAggregate | Number of | NPgN | FERRA2 | Total number of I&C heat pumps | Ferrybridge A | FERRYBRIDGE A | 75 | 76 | 78 | 80 | 81 | 81 | 82 | 93 | 104 | 115 | 130 | 143 | 156 | 170 | 183 | 202 | 219 | 238 | 261 | 286 | 317 | 341 | 365 | 390 | 416 | 444 | 469 | 495 | 522 | 549 | NPgY | GSP | NG FES - Falling Short | Total number of I&C heat pumps
NG FES - Falling Short | Lct_BB78_NPgAggregate | Number of | NPgN | FERRB9 | Total number of I&C heat pumps | Ferrybridge B (_M) | FERRYBRIDGE B | 227 | 228 | 234 | 240 | 241 | 243 | 245 | 277 | 309 | 341 | 386 | 424 | 462 | 501 | 540 | 596 | 644 | 700 | 763 | 836 | 926 | 994 | 1063 | 1134 | 1207 | 1285 | 1355 | 1427 | 1500 | 1575 | NPgY | GSP | NG FES - Falling Short | Total number of I&C heat pumps
NG FES - Falling Short | Lct_BB78_NPgAggregate | Number of | NPgN | GRIW_1 | Total number of I&C heat pumps | Grimsby West | GRIMSBY WEST | 135 | 135 | 138 | 141 | 142 | 142 | 143 | 161 | 178 | 196 | 222 | 243 | 263 | 284 | 305 | 336 | 361 | 391 | 425 | 464 | 512 | 547 | 582 | 618 | 655 | 695 | 730 | 765 | 800 | 836 | NPgY | GSP | NG FES - Falling Short | Total number of I&C heat pumps
NG FES - Falling Short | Lct_BB78_NPgAggregate | Number of | NPgN | JORD_3 | Total number of I&C heat pumps | Jordanthorpe | JORDANTHORPE | 43 | 43 | 45 | 46 | 46 | 46 | 47 | 52 | 58 | 64 | 73 | 80 | 87 | 94 | 101 | 111 | 120 | 131 | 142 | 155 | 172 | 184 | 197 | 209 | 223 | 237 | 249 | 262 | 275 | 288 | NPgY | GSP | NG FES - Falling Short | Total number of I&C heat pumps
NG FES - Falling Short | Lct_BB78_NPgAggregate | Number of | NPgN | KEAD_YEDL | Total number of I&C heat pumps | Keadby | KEADBY | 267 | 268 | 277 | 284 | 286 | 288 | 292 | 331 | 370 | 409 | 464 | 511 | 558 | 606 | 655 | 724 | 784 | 854 | 933 | 1024 | 1138 | 1224 | 1311 | 1401 | 1495 | 1596 | 1686 | 1779 | 1874 | 1972 | NPgY | GSP | NG FES - Falling Short | Total number of I&C heat pumps
NG FES - Falling Short | Lct_BB78_NPgAggregate | Number of | NPgN | KIRKB1 | Total number of I&C heat pumps | Kirkstall B | KIRKSTALL B | 208 | 208 | 213 | 217 | 218 | 218 | 219 | 247 | 274 | 301 | 339 | 371 | 402 | 434 | 466 | 511 | 550 | 595 | 645 | 703 | 775 | 828 | 881 | 934 | 989 | 1047 | 1098 | 1149 | 1201 | 1254 | NPgY | GSP | NG FES - Falling Short | Total number of I&C heat pumps
NG FES - Falling Short | Lct_BB78_NPgAggregate | Number of | NPgN | NEEP_3 | Total number of I&C heat pumps | Neepsend | NEEPSEND | 85 | 85 | 87 | 89 | 89 | 89 | 90 | 101 | 112 | 123 | 139 | 152 | 165 | 178 | 191 | 209 | 225 | 244 | 264 | 288 | 318 | 339 | 361 | 383 | 405 | 429 | 450 | 471 | 492 | 514 | NPgY | GSP | NG FES - Falling Short | Total number of I&C heat pumps
NG FES - Falling Short | Lct_BB78_NPgAggregate | Number of | NPgN | NORL_3 | Total number of I&C heat pumps | Norton Lees | NORTON LEES | 67 | 67 | 69 | 70 | 70 | 70 | 71 | 80 | 88 | 97 | 109 | 120 | 130 | 140 | 150 | 165 | 178 | 192 | 208 | 227 | 250 | 267 | 284 | 302 | 319 | 338 | 354 | 371 | 388 | 405 | NPgY | GSP | NG FES - Falling Short | Total number of I&C heat pumps
NG FES - Falling Short | Lct_BB78_NPgAggregate | Number of | NPgN | PITS_BB_B | Total number of I&C heat pumps | Pitsmoor | PITSMOOR 3/4 | 42 | 42 | 43 | 44 | 44 | 44 | 44 | 50 | 55 | 61 | 69 | 75 | 82 | 88 | 94 | 104 | 112 | 121 | 131 | 143 | 157 | 168 | 179 | 189 | 201 | 212 | 223 | 233 | 244 | 255 | NPgY | GSP | NG FES - Falling Short | Total number of I&C heat pumps
NG FES - Falling Short | Lct_BB78_NPgAggregate | Number of | NPgN | SALT_1 | Total number of I&C heat pumps | Saltend North | SALTEND NORTH | 51 | 51 | 53 | 54 | 55 | 55 | 56 | 63 | 70 | 77 | 87 | 96 | 105 | 114 | 122 | 135 | 146 | 159 | 173 | 190 | 210 | 226 | 241 | 257 | 274 | 292 | 307 | 324 | 340 | 357 | NPgY | GSP | NG FES - Falling Short | Total number of I&C heat pumps
NG FES - Falling Short | Lct_BB78_NPgAggregate | Number of | NPgN | SHEC_3 | Total number of I&C heat pumps | Sheffield City | SHEFFIELD CITY | 84 | 84 | 86 | 88 | 88 | 88 | 89 | 100 | 111 | 122 | 137 | 150 | 163 | 175 | 188 | 207 | 222 | 241 | 261 | 284 | 314 | 335 | 356 | 378 | 400 | 424 | 444 | 465 | 486 | 507 | NPgY | GSP | NG FES - Falling Short | Total number of I&C heat pumps
NG FES - Falling Short | Lct_BB78_NPgAggregate | Number of | NPgN | SKLGB1 | Total number of I&C heat pumps | Skelton Grange | SKELTON GRANGE | 509 | 508 | 522 | 531 | 533 | 534 | 538 | 605 | 672 | 739 | 833 | 912 | 990 | 1068 | 1147 | 1260 | 1356 | 1467 | 1593 | 1737 | 1917 | 2048 | 2180 | 2313 | 2451 | 2598 | 2726 | 2856 | 2987 | 3121 | NPgY | GSP | NG FES - Falling Short | Total number of I&C heat pumps
NG FES - Falling Short | Lct_BB78_NPgAggregate | Number of | NPgN | TEMP_3 | Total number of I&C heat pumps | Templeborough | TEMPLEBOROUGH 275/33KV | 3 | 3 | 3 | 3 | 3 | 3 | 3 | 3 | 4 | 4 | 5 | 5 | 6 | 6 | 7 | 7 | 8 | 9 | 9 | 10 | 11 | 12 | 13 | 14 | 15 | 16 | 17 | 18 | 19 | 20 | NPgY | GSP | NG FES - Falling Short | Total number of I&C heat pumps
NG FES - Falling Short | Lct_BB78_NPgAggregate | Number of | NPgN | THUR_6 | Total number of I&C heat pumps | Thurcroft | THURCROFT | 130 | 131 | 135 | 138 | 139 | 140 | 142 | 161 | 179 | 198 | 225 | 248 | 270 | 293 | 317 | 350 | 379 | 412 | 451 | 494 | 549 | 590 | 632 | 675 | 720 | 768 | 811 | 856 | 901 | 948 | NPgY | GSP | NG FES - Falling Short | Total number of I&C heat pumps
NG FES - Falling Short | Lct_BB78_NPgAggregate | Number of | NPgN | WMEL_THOM | Total number of I&C heat pumps | Thorpe Marsh | WEST MELTON / THORPE MARSH | 332 | 333 | 343 | 351 | 354 | 357 | 361 | 408 | 456 | 504 | 571 | 628 | 685 | 743 | 803 | 886 | 960 | 1044 | 1140 | 1250 | 1388 | 1492 | 1597 | 1705 | 1818 | 1939 | 2047 | 2158 | 2272 | 2389 | NPgY | GSP | NG FES - Falling Short | Total number of I&C heat pumps
NG FES - Falling Short | Lct_BB78_NPgAggregate | Number of | NPgN | WMEL_BB3 | Total number of I&C heat pumps | West Melton | WEST MELTON SECTION 3 | 295 | 296 | 306 | 313 | 316 | 318 | 322 | 364 | 406 | 449 | 509 | 560 | 612 | 664 | 717 | 792 | 858 | 933 | 1020 | 1119 | 1242 | 1335 | 1430 | 1528 | 1629 | 1738 | 1836 | 1936 | 2039 | 2145 | NPgY | GSP | NG FES - Falling Short | Total number of I&C heat pumps
NG FES - Falling Short | Lct_BB78_NPgAggregate | Number of | NPgN | WIBA_3 | Total number of I&C heat pumps | Wincobank | WINCOBANK | 16 | 16 | 16 | 16 | 16 | 16 | 17 | 19 | 21 | 23 | 26 | 28 | 31 | 33 | 36 | 40 | 43 | 46 | 50 | 55 | 61 | 65 | 69 | 74 | 78 | 83 | 87 | 92 | 96 | 100 | NPgY | GSP | NG FES - Falling Short | Total number of I&C heat pumps
NG FES - Leading the Way | Lct_BB78_NPgAggregate | Number of | NPgN | BLYTB1 | Total number of I&C heat pumps | Blyth 66kV | BLYTH 66kV | 138 | 174 | 208 | 250 | 298 | 370 | 475 | 587 | 707 | 829 | 995 | 1118 | 1240 | 1363 | 1486 | 1683 | 1801 | 1918 | 2032 | 2136 | 2269 | 2331 | 2390 | 2440 | 2483 | 2540 | 2586 | 2633 | 2680 | 2729 | NPgN | GSP | NG FES - Leading the Way | Total number of I&C heat pumps
NG FES - Leading the Way | Lct_BB78_NPgAggregate | Number of | NPgN | BLYTH132 | Total number of I&C heat pumps | Blyth 132kV | BLYTH 132kV | 84 | 105 | 126 | 151 | 180 | 224 | 288 | 356 | 428 | 502 | 603 | 677 | 751 | 825 | 900 | 1019 | 1091 | 1161 | 1230 | 1293 | 1374 | 1412 | 1447 | 1477 | 1504 | 1538 | 1566 | 1594 | 1623 | 1652 | NPgN | GSP | NG FES - Leading the Way | Total number of I&C heat pumps
NG FES - Leading the Way | Lct_BB78_NPgAggregate | Number of | NPgN | FOUR_1 | Total number of I&C heat pumps | Fourstones | FOURSTONES | 33 | 42 | 50 | 60 | 72 | 89 | 115 | 142 | 171 | 200 | 241 | 270 | 300 | 330 | 359 | 407 | 436 | 464 | 491 | 516 | 549 | 564 | 578 | 590 | 601 | 614 | 625 | 637 | 648 | 660 | NPgN | GSP | NG FES - Leading the Way | Total number of I&C heat pumps
NG FES - Leading the Way | Lct_BB78_NPgAggregate | Number of | NPgN | HARM_6 | Total number of I&C heat pumps | Hart Moor | HARTMOOR | 76 | 95 | 113 | 136 | 160 | 198 | 253 | 311 | 372 | 433 | 517 | 577 | 636 | 695 | 753 | 848 | 901 | 953 | 1003 | 1048 | 1106 | 1129 | 1149 | 1165 | 1178 | 1196 | 1210 | 1222 | 1236 | 1249 | NPgN | GSP | NG FES - Leading the Way | Total number of I&C heat pumps
NG FES - Leading the Way | Lct_BB78_NPgAggregate | Number of | NPgN | HAWP_6 | Total number of I&C heat pumps | Hawthorn Pit | HAWTHORN PIT GRID | 76 | 95 | 112 | 134 | 159 | 196 | 251 | 308 | 368 | 429 | 512 | 572 | 630 | 688 | 746 | 840 | 893 | 944 | 994 | 1038 | 1095 | 1118 | 1138 | 1154 | 1166 | 1185 | 1198 | 1210 | 1223 | 1236 | NPgN | GSP | NG FES - Leading the Way | Total number of I&C heat pumps
NG FES - Leading the Way | Lct_BB78_NPgAggregate | Number of | NPgN | KNARE_111 | Total number of I&C heat pumps | Knaresborough | KNARESBOROUGH | 209 | 265 | 318 | 383 | 458 | 571 | 735 | 912 | 1101 | 1294 | 1559 | 1756 | 1955 | 2155 | 2357 | 2679 | 2876 | 3073 | 3266 | 3445 | 3673 | 3786 | 3895 | 3989 | 4074 | 4181 | 4271 | 4361 | 4455 | 4550 | NPgN | GSP | NG FES - Leading the Way | Total number of I&C heat pumps
NG FES - Leading the Way | Lct_BB78_NPgAggregate | Number of | NPgN | LACK_6 | Total number of I&C heat pumps | Lackenby | LACKENBY | 123 | 155 | 185 | 223 | 265 | 329 | 423 | 523 | 629 | 737 | 885 | 994 | 1103 | 1211 | 1320 | 1495 | 1600 | 1703 | 1804 | 1895 | 2014 | 2068 | 2120 | 2163 | 2201 | 2251 | 2291 | 2332 | 2373 | 2415 | NPgN | GSP | NG FES - Leading the Way | Total number of I&C heat pumps
NG FES - Leading the Way | Lct_BB78_NPgAggregate | Number of | NPgN | NORT_1 | Total number of I&C heat pumps | Norton | NORTON | 441 | 555 | 663 | 797 | 948 | 1177 | 1510 | 1865 | 2241 | 2625 | 3149 | 3532 | 3915 | 4298 | 4680 | 5297 | 5662 | 6023 | 6374 | 6693 | 7104 | 7291 | 7467 | 7613 | 7740 | 7910 | 8043 | 8178 | 8316 | 8457 | NPgN | GSP | NG FES - Leading the Way | Total number of I&C heat pumps
NG FES - Leading the Way | Lct_BB78_NPgAggregate | Number of | NPgN | OFFE_3 | Total number of I&C heat pumps | Offerton | OFFERTON | 51 | 63 | 75 | 90 | 107 | 132 | 168 | 207 | 248 | 289 | 345 | 385 | 425 | 464 | 503 | 567 | 603 | 638 | 672 | 702 | 741 | 757 | 771 | 782 | 791 | 804 | 813 | 822 | 831 | 841 | NPgN | GSP | NG FES - Leading the Way | Total number of I&C heat pumps
NG FES - Leading the Way | Lct_BB78_NPgAggregate | Number of | NPgN | OSBA_1 | Total number of I&C heat pumps | Osbaldwick | OSBALDWICK | 378 | 475 | 566 | 679 | 806 | 999 | 1280 | 1579 | 1894 | 2215 | 2653 | 2971 | 3287 | 3602 | 3916 | 4425 | 4721 | 5013 | 5296 | 5551 | 5881 | 6025 | 6159 | 6269 | 6362 | 6490 | 6588 | 6686 | 6787 | 6890 | NPgN | GSP | NG FES - Leading the Way | Total number of I&C heat pumps
NG FES - Leading the Way | Lct_BB78_NPgAggregate | Number of | NPgN | POPP_3 | Total number of I&C heat pumps | Poppleton | POPPLETON | 51 | 64 | 76 | 90 | 107 | 132 | 169 | 207 | 248 | 289 | 345 | 386 | 425 | 465 | 503 | 567 | 603 | 638 | 672 | 702 | 741 | 757 | 771 | 782 | 790 | 803 | 812 | 821 | 831 | 840 | NPgN | GSP | NG FES - Leading the Way | Total number of I&C heat pumps
NG FES - Leading the Way | Lct_BB78_NPgAggregate | Number of | NPgN | SALH_1 | Total number of I&C heat pumps | Saltholme | SALTHOLME | 7 | 8 | 10 | 12 | 14 | 17 | 22 | 27 | 33 | 38 | 46 | 51 | 57 | 62 | 68 | 76 | 81 | 86 | 91 | 95 | 101 | 103 | 105 | 107 | 108 | 110 | 112 | 113 | 115 | 117 | NPgN | GSP | NG FES - Leading the Way | Total number of I&C heat pumps
NG FES - Leading the Way | Lct_BB78_NPgAggregate | Number of | NPgN | SSHI_3 | Total number of I&C heat pumps | South Shields | SOUTH SHIELDS | 56 | 70 | 83 | 99 | 118 | 145 | 185 | 228 | 272 | 317 | 379 | 422 | 465 | 508 | 550 | 619 | 658 | 696 | 732 | 764 | 807 | 823 | 837 | 849 | 857 | 871 | 880 | 889 | 898 | 907 | NPgN | GSP | NG FES - Leading the Way | Total number of I&C heat pumps
NG FES - Leading the Way | Lct_BB78_NPgAggregate | Number of | NPgN | KIELD01 and SPAD20 | Total number of I&C heat pumps | 0 | SPADEADAM | 13 | 16 | 19 | 23 | 28 | 35 | 44 | 55 | 66 | 77 | 93 | 105 | 116 | 127 | 139 | 157 | 168 | 179 | 190 | 200 | 212 | 218 | 223 | 228 | 232 | 238 | 242 | 246 | 251 | 255 | NPgN | GSP | NG FES - Leading the Way | Total number of I&C heat pumps
NG FES - Leading the Way | Lct_BB78_NPgAggregate | Number of | NPgN | SPEN_1 | Total number of I&C heat pumps | Spennymoor | SPENNYMOOR | 247 | 310 | 368 | 440 | 521 | 643 | 820 | 1009 | 1206 | 1405 | 1677 | 1872 | 2064 | 2254 | 2441 | 2748 | 2922 | 3091 | 3253 | 3396 | 3584 | 3658 | 3724 | 3775 | 3816 | 3876 | 3918 | 3960 | 4002 | 4045 | NPgN | GSP | NG FES - Leading the Way | Total number of I&C heat pumps
NG FES - Leading the Way | Lct_BB78_NPgAggregate | Number of | NPgN | STEN_1 | Total number of I&C heat pumps | Stella North | STELLA NORTH | 217 | 272 | 324 | 389 | 462 | 572 | 733 | 904 | 1085 | 1269 | 1520 | 1702 | 1883 | 2063 | 2243 | 2534 | 2703 | 2870 | 3031 | 3176 | 3364 | 3446 | 3522 | 3583 | 3635 | 3707 | 3762 | 3816 | 3873 | 3930 | NPgN | GSP | NG FES - Leading the Way | Total number of I&C heat pumps
NG FES - Leading the Way | Lct_BB78_NPgAggregate | Number of | NPgN | STES_1 | Total number of I&C heat pumps | Stella South | STELLA SOUTH | 147 | 185 | 220 | 263 | 312 | 386 | 493 | 607 | 728 | 849 | 1015 | 1135 | 1254 | 1372 | 1489 | 1679 | 1788 | 1895 | 1998 | 2091 | 2211 | 2260 | 2306 | 2343 | 2373 | 2415 | 2447 | 2478 | 2510 | 2543 | NPgN | GSP | NG FES - Leading the Way | Total number of I&C heat pumps
NG FES - Leading the Way | Lct_BB78_NPgAggregate | Number of | NPgN | TYNE_1 | Total number of I&C heat pumps | Tynemouth 1 | TYNEMOUTH | 137 | 172 | 206 | 247 | 295 | 366 | 470 | 582 | 700 | 821 | 987 | 1108 | 1230 | 1351 | 1473 | 1670 | 1787 | 1903 | 2016 | 2120 | 2253 | 2315 | 2374 | 2423 | 2467 | 2524 | 2571 | 2617 | 2665 | 2714 | NPgN | GSP | NG FES - Leading the Way | Total number of I&C heat pumps
NG FES - Leading the Way | Lct_BB78_NPgAggregate | Number of | NPgN | WBOL_6 | Total number of I&C heat pumps | West Boldon | WEST BOLDON | 177 | 222 | 264 | 316 | 375 | 463 | 592 | 729 | 872 | 1017 | 1216 | 1358 | 1499 | 1639 | 1777 | 2003 | 2132 | 2258 | 2379 | 2487 | 2628 | 2685 | 2737 | 2778 | 2812 | 2860 | 2895 | 2929 | 2965 | 3000 | NPgN | GSP | NG FES - Leading the Way | Total number of I&C heat pumps
NG FES - Leading the Way | Lct_BB78_NPgAggregate | Number of | NPgN | BRAW_1 | Total number of I&C heat pumps | Bradford West | BRADFORD WEST | 482 | 603 | 703 | 824 | 961 | 1163 | 1501 | 1848 | 2212 | 2581 | 3055 | 3414 | 3769 | 4122 | 4471 | 4980 | 5301 | 5615 | 5918 | 6188 | 6510 | 6652 | 6783 | 6886 | 6970 | 7088 | 7175 | 7262 | 7351 | 7440 | NPgY | GSP | NG FES - Leading the Way | Total number of I&C heat pumps
NG FES - Leading the Way | Lct_BB78_NPgAggregate | Number of | NPgN | CAMB_01 | Total number of I&C heat pumps | Camblesforth | CAMBLESFORTH | 38 | 48 | 56 | 66 | 77 | 94 | 122 | 152 | 183 | 215 | 256 | 288 | 320 | 352 | 385 | 432 | 463 | 494 | 524 | 552 | 585 | 602 | 618 | 632 | 645 | 661 | 674 | 687 | 701 | 715 | NPgY | GSP | NG FES - Leading the Way | Total number of I&C heat pumps
NG FES - Leading the Way | Lct_BB78_NPgAggregate | Number of | NPgN | CREB_1 | Total number of I&C heat pumps | Creyke Beck | CREYKE BECK | 471 | 592 | 693 | 816 | 955 | 1160 | 1504 | 1858 | 2234 | 2617 | 3109 | 3488 | 3867 | 4246 | 4624 | 5172 | 5529 | 5882 | 6226 | 6538 | 6909 | 7091 | 7264 | 7407 | 7532 | 7695 | 7827 | 7959 | 8095 | 8233 | NPgY | GSP | NG FES - Leading the Way | Total number of I&C heat pumps
NG FES - Leading the Way | Lct_BB78_NPgAggregate | Number of | NPgN | DRAX_YEDL | Total number of I&C heat pumps | Drax | DRAX | 50 | 63 | 74 | 88 | 103 | 125 | 163 | 202 | 244 | 287 | 342 | 385 | 428 | 472 | 516 | 579 | 621 | 663 | 705 | 743 | 788 | 812 | 834 | 854 | 872 | 894 | 913 | 932 | 952 | 972 | NPgY | GSP | NG FES - Leading the Way | Total number of I&C heat pumps
NG FES - Leading the Way | Lct_BB78_NPgAggregate | Number of | NPgN | ELLA_1 | Total number of I&C heat pumps | Elland | ELLAND | 355 | 445 | 518 | 607 | 708 | 857 | 1106 | 1361 | 1629 | 1900 | 2249 | 2513 | 2774 | 3033 | 3289 | 3663 | 3898 | 4128 | 4350 | 4547 | 4783 | 4887 | 4982 | 5056 | 5117 | 5203 | 5265 | 5328 | 5392 | 5456 | NPgY | GSP | NG FES - Leading the Way | Total number of I&C heat pumps
NG FES - Leading the Way | Lct_BB78_NPgAggregate | Number of | NPgN | FERRA2 | Total number of I&C heat pumps | Ferrybridge A | FERRYBRIDGE A | 75 | 95 | 111 | 131 | 154 | 187 | 243 | 300 | 361 | 424 | 504 | 567 | 629 | 692 | 755 | 846 | 906 | 966 | 1024 | 1077 | 1140 | 1173 | 1203 | 1230 | 1253 | 1283 | 1308 | 1333 | 1358 | 1385 | NPgY | GSP | NG FES - Leading the Way | Total number of I&C heat pumps
NG FES - Leading the Way | Lct_BB78_NPgAggregate | Number of | NPgN | FERRB9 | Total number of I&C heat pumps | Ferrybridge B (_M) | FERRYBRIDGE B | 227 | 285 | 334 | 393 | 460 | 559 | 724 | 895 | 1075 | 1260 | 1497 | 1679 | 1862 | 2044 | 2226 | 2490 | 2662 | 2832 | 2998 | 3149 | 3328 | 3416 | 3500 | 3570 | 3631 | 3711 | 3775 | 3840 | 3907 | 3975 | NPgY | GSP | NG FES - Leading the Way | Total number of I&C heat pumps
NG FES - Leading the Way | Lct_BB78_NPgAggregate | Number of | NPgN | GRIW_1 | Total number of I&C heat pumps | Grimsby West | GRIMSBY WEST | 135 | 169 | 197 | 231 | 269 | 326 | 421 | 519 | 622 | 725 | 859 | 960 | 1061 | 1160 | 1259 | 1403 | 1494 | 1584 | 1670 | 1747 | 1839 | 1880 | 1918 | 1947 | 1972 | 2007 | 2032 | 2058 | 2084 | 2111 | NPgY | GSP | NG FES - Leading the Way | Total number of I&C heat pumps
NG FES - Leading the Way | Lct_BB78_NPgAggregate | Number of | NPgN | JORD_3 | Total number of I&C heat pumps | Jordanthorpe | JORDANTHORPE | 43 | 54 | 64 | 75 | 87 | 106 | 137 | 169 | 203 | 238 | 282 | 316 | 350 | 384 | 417 | 466 | 498 | 529 | 559 | 586 | 618 | 634 | 648 | 660 | 670 | 683 | 694 | 705 | 716 | 727 | NPgY | GSP | NG FES - Leading the Way | Total number of I&C heat pumps
NG FES - Leading the Way | Lct_BB78_NPgAggregate | Number of | NPgN | KEAD_YEDL | Total number of I&C heat pumps | Keadby | KEADBY | 267 | 336 | 394 | 465 | 545 | 664 | 863 | 1068 | 1287 | 1511 | 1799 | 2023 | 2248 | 2473 | 2699 | 3026 | 3242 | 3457 | 3667 | 3860 | 4088 | 4206 | 4318 | 4414 | 4499 | 4607 | 4697 | 4788 | 4882 | 4977 | NPgY | GSP | NG FES - Leading the Way | Total number of I&C heat pumps
NG FES - Leading the Way | Lct_BB78_NPgAggregate | Number of | NPgN | KIRKB1 | Total number of I&C heat pumps | Kirkstall B | KIRKSTALL B | 208 | 261 | 304 | 356 | 415 | 502 | 647 | 796 | 953 | 1111 | 1315 | 1468 | 1620 | 1771 | 1920 | 2137 | 2274 | 2407 | 2536 | 2650 | 2786 | 2845 | 2899 | 2941 | 2975 | 3024 | 3059 | 3094 | 3129 | 3165 | NPgY | GSP | NG FES - Leading the Way | Total number of I&C heat pumps
NG FES - Leading the Way | Lct_BB78_NPgAggregate | Number of | NPgN | NEEP_3 | Total number of I&C heat pumps | Neepsend | NEEPSEND | 85 | 107 | 124 | 146 | 170 | 205 | 265 | 326 | 390 | 455 | 539 | 601 | 664 | 725 | 786 | 876 | 932 | 986 | 1039 | 1085 | 1141 | 1165 | 1188 | 1205 | 1219 | 1239 | 1253 | 1267 | 1282 | 1297 | NPgY | GSP | NG FES - Leading the Way | Total number of I&C heat pumps
NG FES - Leading the Way | Lct_BB78_NPgAggregate | Number of | NPgN | NORL_3 | Total number of I&C heat pumps | Norton Lees | NORTON LEES | 67 | 84 | 98 | 115 | 134 | 162 | 209 | 257 | 308 | 359 | 424 | 474 | 523 | 572 | 620 | 690 | 734 | 777 | 819 | 855 | 899 | 918 | 936 | 950 | 961 | 976 | 988 | 999 | 1010 | 1022 | NPgY | GSP | NG FES - Leading the Way | Total number of I&C heat pumps
NG FES - Leading the Way | Lct_BB78_NPgAggregate | Number of | NPgN | PITS_BB_B | Total number of I&C heat pumps | Pitsmoor | PITSMOOR 3/4 | 42 | 53 | 62 | 72 | 84 | 102 | 131 | 161 | 193 | 225 | 267 | 298 | 329 | 359 | 389 | 433 | 461 | 488 | 514 | 537 | 565 | 577 | 588 | 597 | 604 | 614 | 621 | 628 | 635 | 642 | NPgY | GSP | NG FES - Leading the Way | Total number of I&C heat pumps
NG FES - Leading the Way | Lct_BB78_NPgAggregate | Number of | NPgN | SALT_1 | Total number of I&C heat pumps | Saltend North | SALTEND NORTH | 51 | 64 | 75 | 89 | 104 | 126 | 164 | 203 | 244 | 285 | 339 | 380 | 422 | 463 | 505 | 565 | 604 | 642 | 680 | 714 | 755 | 775 | 794 | 810 | 824 | 842 | 856 | 871 | 886 | 902 | NPgY | GSP | NG FES - Leading the Way | Total number of I&C heat pumps
NG FES - Leading the Way | Lct_BB78_NPgAggregate | Number of | NPgN | SHEC_3 | Total number of I&C heat pumps | Sheffield City | SHEFFIELD CITY | 84 | 105 | 123 | 144 | 168 | 203 | 262 | 322 | 385 | 449 | 532 | 594 | 655 | 716 | 777 | 864 | 920 | 974 | 1026 | 1072 | 1127 | 1151 | 1173 | 1190 | 1203 | 1223 | 1237 | 1251 | 1266 | 1280 | NPgY | GSP | NG FES - Leading the Way | Total number of I&C heat pumps
NG FES - Leading the Way | Lct_BB78_NPgAggregate | Number of | NPgN | SKLGB1 | Total number of I&C heat pumps | Skelton Grange | SKELTON GRANGE | 509 | 637 | 743 | 871 | 1015 | 1229 | 1586 | 1953 | 2339 | 2729 | 3230 | 3609 | 3985 | 4358 | 4727 | 5266 | 5606 | 5939 | 6259 | 6545 | 6886 | 7037 | 7176 | 7285 | 7375 | 7501 | 7594 | 7686 | 7781 | 7877 | NPgY | GSP | NG FES - Leading the Way | Total number of I&C heat pumps
NG FES - Leading the Way | Lct_BB78_NPgAggregate | Number of | NPgN | TEMP_3 | Total number of I&C heat pumps | Templeborough | TEMPLEBOROUGH 275/33KV | 3 | 3 | 4 | 5 | 5 | 7 | 9 | 11 | 13 | 15 | 18 | 20 | 22 | 25 | 27 | 30 | 32 | 34 | 37 | 39 | 41 | 42 | 43 | 44 | 45 | 46 | 47 | 48 | 49 | 50 | NPgY | GSP | NG FES - Leading the Way | Total number of I&C heat pumps
NG FES - Leading the Way | Lct_BB78_NPgAggregate | Number of | NPgN | THUR_6 | Total number of I&C heat pumps | Thurcroft | THURCROFT | 130 | 164 | 192 | 227 | 266 | 323 | 419 | 519 | 625 | 733 | 872 | 980 | 1088 | 1197 | 1306 | 1463 | 1567 | 1670 | 1770 | 1863 | 1972 | 2028 | 2081 | 2126 | 2166 | 2218 | 2260 | 2303 | 2347 | 2392 | NPgY | GSP | NG FES - Leading the Way | Total number of I&C heat pumps
NG FES - Leading the Way | Lct_BB78_NPgAggregate | Number of | NPgN | WMEL_THOM | Total number of I&C heat pumps | Thorpe Marsh | WEST MELTON / THORPE MARSH | 332 | 417 | 489 | 576 | 675 | 821 | 1065 | 1318 | 1586 | 1860 | 2213 | 2486 | 2760 | 3034 | 3309 | 3706 | 3967 | 4226 | 4480 | 4711 | 4986 | 5126 | 5258 | 5371 | 5470 | 5598 | 5702 | 5808 | 5917 | 6029 | NPgY | GSP | NG FES - Leading the Way | Total number of I&C heat pumps
NG FES - Leading the Way | Lct_BB78_NPgAggregate | Number of | NPgN | WMEL_BB3 | Total number of I&C heat pumps | West Melton | WEST MELTON SECTION 3 | 295 | 372 | 435 | 513 | 601 | 732 | 950 | 1175 | 1415 | 1659 | 1975 | 2219 | 2464 | 2709 | 2955 | 3311 | 3546 | 3778 | 4006 | 4215 | 4462 | 4588 | 4708 | 4811 | 4901 | 5018 | 5114 | 5211 | 5311 | 5413 | NPgY | GSP | NG FES - Leading the Way | Total number of I&C heat pumps
NG FES - Leading the Way | Lct_BB78_NPgAggregate | Number of | NPgN | WIBA_3 | Total number of I&C heat pumps | Wincobank | WINCOBANK | 16 | 20 | 23 | 27 | 31 | 38 | 49 | 61 | 73 | 85 | 101 | 113 | 124 | 136 | 148 | 165 | 176 | 187 | 197 | 207 | 218 | 223 | 228 | 232 | 235 | 240 | 243 | 246 | 250 | 253 | NPgY | GSP | NG FES - Leading the Way | Total number of I&C heat pumps
NPg Planning Scenario | Lct_BB78_NPgAggregate | Number of | NPgN | BLYTB1 | Total number of I&C heat pumps | Blyth 66kV | BLYTH 66kV | 143 | 161 | 186 | 216 | 251 | 289 | 332 | 376 | 453 | 546 | 658 | 762 | 876 | 1000 | 1129 | 1264 | 1412 | 1585 | 1783 | 2001 | 2225 | 2456 | 2688 | 2925 | 3164 | 3405 | 3642 | 3871 | 4051 | 4157 | NPgN | GSP | NPg Planning Scenario | Total number of I&C heat pumps
NPg Planning Scenario | Lct_BB78_NPgAggregate | Number of | NPgN | BLYTH132 | Total number of I&C heat pumps | Blyth 132kV | BLYTH 132kV | 86 | 98 | 113 | 131 | 152 | 175 | 201 | 228 | 274 | 331 | 398 | 461 | 530 | 605 | 684 | 766 | 855 | 960 | 1080 | 1212 | 1347 | 1487 | 1628 | 1771 | 1916 | 2062 | 2205 | 2344 | 2452 | 2517 | NPgN | GSP | NPg Planning Scenario | Total number of I&C heat pumps
NPg Planning Scenario | Lct_BB78_NPgAggregate | Number of | NPgN | FOUR_1 | Total number of I&C heat pumps | Fourstones | FOURSTONES | 34 | 39 | 45 | 52 | 61 | 70 | 80 | 91 | 110 | 132 | 159 | 184 | 212 | 242 | 273 | 306 | 342 | 383 | 431 | 484 | 538 | 594 | 650 | 707 | 765 | 823 | 881 | 936 | 979 | 1005 | NPgN | GSP | NPg Planning Scenario | Total number of I&C heat pumps
NPg Planning Scenario | Lct_BB78_NPgAggregate | Number of | NPgN | HARM_6 | Total number of I&C heat pumps | Hart Moor | HARTMOOR | 79 | 88 | 102 | 117 | 135 | 155 | 177 | 199 | 238 | 286 | 342 | 393 | 449 | 510 | 572 | 637 | 706 | 788 | 880 | 982 | 1085 | 1189 | 1293 | 1397 | 1500 | 1604 | 1703 | 1797 | 1868 | 1903 | NPgN | GSP | NPg Planning Scenario | Total number of I&C heat pumps
NPg Planning Scenario | Lct_BB78_NPgAggregate | Number of | NPgN | HAWP_6 | Total number of I&C heat pumps | Hawthorn Pit | HAWTHORN PIT GRID | 78 | 88 | 101 | 116 | 134 | 154 | 175 | 197 | 236 | 283 | 338 | 390 | 445 | 505 | 567 | 630 | 700 | 780 | 872 | 972 | 1074 | 1177 | 1280 | 1383 | 1486 | 1588 | 1686 | 1780 | 1849 | 1883 | NPgN | GSP | NPg Planning Scenario | Total number of I&C heat pumps
NPg Planning Scenario | Lct_BB78_NPgAggregate | Number of | NPgN | KNARE_111 | Total number of I&C heat pumps | Knaresborough | KNARESBOROUGH | 217 | 245 | 285 | 331 | 386 | 447 | 513 | 584 | 705 | 854 | 1030 | 1197 | 1381 | 1581 | 1791 | 2012 | 2255 | 2539 | 2866 | 3227 | 3602 | 3989 | 4381 | 4781 | 5189 | 5605 | 6014 | 6413 | 6733 | 6932 | NPgN | GSP | NPg Planning Scenario | Total number of I&C heat pumps
NPg Planning Scenario | Lct_BB78_NPgAggregate | Number of | NPgN | LACK_6 | Total number of I&C heat pumps | Lackenby | LACKENBY | 127 | 144 | 166 | 192 | 224 | 258 | 295 | 335 | 403 | 486 | 585 | 677 | 778 | 888 | 1003 | 1123 | 1254 | 1407 | 1583 | 1776 | 1975 | 2179 | 2384 | 2593 | 2804 | 3018 | 3227 | 3428 | 3587 | 3679 | NPgN | GSP | NPg Planning Scenario | Total number of I&C heat pumps
NPg Planning Scenario | Lct_BB78_NPgAggregate | Number of | NPgN | NORT_1 | Total number of I&C heat pumps | Norton | NORTON | 456 | 515 | 595 | 689 | 800 | 921 | 1054 | 1194 | 1436 | 1731 | 2081 | 2407 | 2765 | 3152 | 3556 | 3978 | 4439 | 4976 | 5593 | 6270 | 6966 | 7680 | 8399 | 9126 | 9861 | 10602 | 11327 | 12025 | 12569 | 12883 | NPgN | GSP | NPg Planning Scenario | Total number of I&C heat pumps
NPg Planning Scenario | Lct_BB78_NPgAggregate | Number of | NPgN | OFFE_3 | Total number of I&C heat pumps | Offerton | OFFERTON | 52 | 59 | 68 | 78 | 90 | 103 | 118 | 133 | 159 | 191 | 228 | 263 | 300 | 341 | 382 | 426 | 473 | 527 | 589 | 657 | 727 | 797 | 867 | 937 | 1007 | 1077 | 1145 | 1209 | 1256 | 1281 | NPgN | GSP | NPg Planning Scenario | Total number of I&C heat pumps
NPg Planning Scenario | Lct_BB78_NPgAggregate | Number of | NPgN | OSBA_1 | Total number of I&C heat pumps | Osbaldwick | OSBALDWICK | 391 | 440 | 508 | 587 | 680 | 782 | 894 | 1010 | 1213 | 1461 | 1753 | 2024 | 2321 | 2642 | 2975 | 3323 | 3701 | 4142 | 4647 | 5200 | 5767 | 6346 | 6927 | 7515 | 8105 | 8699 | 9277 | 9831 | 10258 | 10496 | NPgN | GSP | NPg Planning Scenario | Total number of I&C heat pumps
NPg Planning Scenario | Lct_BB78_NPgAggregate | Number of | NPgN | POPP_3 | Total number of I&C heat pumps | Poppleton | POPPLETON | 52 | 59 | 68 | 78 | 90 | 103 | 118 | 133 | 159 | 191 | 228 | 263 | 300 | 341 | 382 | 426 | 473 | 527 | 590 | 657 | 727 | 797 | 867 | 937 | 1007 | 1077 | 1144 | 1208 | 1255 | 1280 | NPgN | GSP | NPg Planning Scenario | Total number of I&C heat pumps
NPg Planning Scenario | Lct_BB78_NPgAggregate | Number of | NPgN | SALH_1 | Total number of I&C heat pumps | Saltholme | SALTHOLME | 7 | 8 | 9 | 10 | 12 | 14 | 16 | 18 | 21 | 25 | 30 | 35 | 40 | 46 | 51 | 57 | 64 | 71 | 80 | 89 | 99 | 109 | 118 | 128 | 138 | 148 | 158 | 167 | 174 | 178 | NPgN | GSP | NPg Planning Scenario | Total number of I&C heat pumps
NPg Planning Scenario | Lct_BB78_NPgAggregate | Number of | NPgN | SSHI_3 | Total number of I&C heat pumps | South Shields | SOUTH SHIELDS | 58 | 65 | 75 | 86 | 99 | 114 | 129 | 146 | 174 | 209 | 250 | 288 | 329 | 373 | 418 | 465 | 516 | 575 | 643 | 716 | 791 | 867 | 942 | 1017 | 1092 | 1167 | 1239 | 1307 | 1357 | 1382 | NPgN | GSP | NPg Planning Scenario | Total number of I&C heat pumps
NPg Planning Scenario | Lct_BB78_NPgAggregate | Number of | NPgN | KIELD01 and SPAD20 | Total number of I&C heat pumps | 0 | SPADEADAM | 13 | 15 | 17 | 20 | 23 | 27 | 31 | 35 | 42 | 51 | 61 | 71 | 82 | 93 | 106 | 118 | 132 | 148 | 167 | 187 | 208 | 230 | 251 | 273 | 296 | 318 | 341 | 362 | 379 | 389 | NPgN | GSP | NPg Planning Scenario | Total number of I&C heat pumps
NPg Planning Scenario | Lct_BB78_NPgAggregate | Number of | NPgN | SPEN_1 | Total number of I&C heat pumps | Spennymoor | SPENNYMOOR | 256 | 287 | 330 | 380 | 439 | 503 | 573 | 646 | 773 | 927 | 1108 | 1276 | 1457 | 1653 | 1855 | 2064 | 2290 | 2554 | 2854 | 3182 | 3515 | 3853 | 4189 | 4525 | 4861 | 5196 | 5518 | 5822 | 6049 | 6162 | NPgN | GSP | NPg Planning Scenario | Total number of I&C heat pumps
NPg Planning Scenario | Lct_BB78_NPgAggregate | Number of | NPgN | STEN_1 | Total number of I&C heat pumps | Stella North | STELLA NORTH | 224 | 252 | 291 | 336 | 390 | 448 | 512 | 579 | 695 | 837 | 1004 | 1160 | 1330 | 1513 | 1704 | 1903 | 2119 | 2371 | 2659 | 2975 | 3299 | 3630 | 3961 | 4295 | 4631 | 4969 | 5297 | 5611 | 5853 | 5986 | NPgN | GSP | NPg Planning Scenario | Total number of I&C heat pumps
NPg Planning Scenario | Lct_BB78_NPgAggregate | Number of | NPgN | STES_1 | Total number of I&C heat pumps | Stella South | STELLA SOUTH | 152 | 171 | 197 | 227 | 263 | 302 | 344 | 389 | 466 | 560 | 671 | 774 | 885 | 1006 | 1131 | 1261 | 1402 | 1566 | 1753 | 1958 | 2168 | 2381 | 2594 | 2808 | 3023 | 3238 | 3446 | 3644 | 3794 | 3874 | NPgN | GSP | NPg Planning Scenario | Total number of I&C heat pumps
NPg Planning Scenario | Lct_BB78_NPgAggregate | Number of | NPgN | TYNE_1 | Total number of I&C heat pumps | Tynemouth 1 | TYNEMOUTH | 141 | 160 | 185 | 214 | 249 | 287 | 328 | 373 | 449 | 542 | 652 | 755 | 868 | 991 | 1120 | 1254 | 1401 | 1572 | 1769 | 1986 | 2209 | 2438 | 2670 | 2905 | 3143 | 3384 | 3620 | 3848 | 4028 | 4135 | NPgN | GSP | NPg Planning Scenario | Total number of I&C heat pumps
NPg Planning Scenario | Lct_BB78_NPgAggregate | Number of | NPgN | WBOL_6 | Total number of I&C heat pumps | West Boldon | WEST BOLDON | 183 | 206 | 237 | 274 | 316 | 363 | 413 | 466 | 559 | 671 | 803 | 926 | 1059 | 1202 | 1350 | 1504 | 1671 | 1866 | 2088 | 2330 | 2577 | 2828 | 3079 | 3330 | 3582 | 3834 | 4076 | 4307 | 4481 | 4571 | NPgN | GSP | NPg Planning Scenario | Total number of I&C heat pumps
NPg Planning Scenario | Lct_BB78_NPgAggregate | Number of | NPgN | BRAW_1 | Total number of I&C heat pumps | Bradford West | BRADFORD WEST | 509 | 565 | 639 | 725 | 825 | 933 | 1052 | 1178 | 1367 | 1597 | 1869 | 2138 | 2432 | 2748 | 3076 | 3415 | 3893 | 4449 | 5084 | 5674 | 6273 | 6881 | 7485 | 8092 | 8698 | 9305 | 9891 | 10451 | 10867 | 11077 | NPgY | GSP | NPg Planning Scenario | Total number of I&C heat pumps
NPg Planning Scenario | Lct_BB78_NPgAggregate | Number of | NPgN | CAMB_01 | Total number of I&C heat pumps | Camblesforth | CAMBLESFORTH | 40 | 45 | 51 | 58 | 66 | 76 | 86 | 97 | 113 | 133 | 157 | 180 | 207 | 235 | 265 | 296 | 340 | 391 | 450 | 506 | 564 | 623 | 682 | 743 | 805 | 867 | 929 | 989 | 1037 | 1065 | NPgY | GSP | NPg Planning Scenario | Total number of I&C heat pumps
NPg Planning Scenario | Lct_BB78_NPgAggregate | Number of | NPgN | CREB_1 | Total number of I&C heat pumps | Creyke Beck | CREYKE BECK | 498 | 554 | 630 | 718 | 820 | 931 | 1054 | 1184 | 1380 | 1619 | 1902 | 2185 | 2495 | 2831 | 3181 | 3547 | 4060 | 4660 | 5349 | 5995 | 6657 | 7335 | 8016 | 8704 | 9400 | 10102 | 10789 | 11454 | 11967 | 12258 | NPgY | GSP | NPg Planning Scenario | Total number of I&C heat pumps
NPg Planning Scenario | Lct_BB78_NPgAggregate | Number of | NPgN | DRAX_YEDL | Total number of I&C heat pumps | Drax | DRAX | 53 | 59 | 67 | 77 | 88 | 101 | 114 | 129 | 151 | 177 | 209 | 241 | 276 | 315 | 355 | 397 | 456 | 526 | 605 | 681 | 759 | 839 | 921 | 1004 | 1088 | 1174 | 1259 | 1342 | 1408 | 1448 | NPgY | GSP | NPg Planning Scenario | Total number of I&C heat pumps
NPg Planning Scenario | Lct_BB78_NPgAggregate | Number of | NPgN | ELLA_1 | Total number of I&C heat pumps | Elland | ELLAND | 376 | 416 | 471 | 535 | 608 | 687 | 775 | 867 | 1007 | 1176 | 1376 | 1574 | 1790 | 2022 | 2263 | 2512 | 2863 | 3271 | 3737 | 4170 | 4609 | 5054 | 5498 | 5942 | 6386 | 6830 | 7259 | 7668 | 7971 | 8123 | NPgY | GSP | NPg Planning Scenario | Total number of I&C heat pumps
NPg Planning Scenario | Lct_BB78_NPgAggregate | Number of | NPgN | FERRA2 | Total number of I&C heat pumps | Ferrybridge A | FERRYBRIDGE A | 80 | 89 | 101 | 115 | 132 | 150 | 170 | 191 | 223 | 262 | 309 | 355 | 406 | 462 | 519 | 580 | 665 | 765 | 880 | 988 | 1099 | 1213 | 1328 | 1445 | 1564 | 1684 | 1803 | 1918 | 2008 | 2062 | NPgY | GSP | NPg Planning Scenario | Total number of I&C heat pumps
NPg Planning Scenario | Lct_BB78_NPgAggregate | Number of | NPgN | FERRB9 | Total number of I&C heat pumps | Ferrybridge B (_M) | FERRYBRIDGE B | 240 | 267 | 304 | 346 | 395 | 448 | 507 | 570 | 665 | 780 | 915 | 1052 | 1201 | 1363 | 1532 | 1708 | 1955 | 2244 | 2576 | 2887 | 3207 | 3533 | 3862 | 4195 | 4532 | 4871 | 5204 | 5527 | 5776 | 5918 | NPgY | GSP | NPg Planning Scenario | Total number of I&C heat pumps
NPg Planning Scenario | Lct_BB78_NPgAggregate | Number of | NPgN | GRIW_1 | Total number of I&C heat pumps | Grimsby West | GRIMSBY WEST | 143 | 158 | 179 | 203 | 231 | 262 | 295 | 331 | 384 | 449 | 525 | 602 | 684 | 774 | 866 | 962 | 1097 | 1255 | 1435 | 1602 | 1772 | 1944 | 2116 | 2289 | 2461 | 2634 | 2802 | 2962 | 3081 | 3142 | NPgY | GSP | NPg Planning Scenario | Total number of I&C heat pumps
NPg Planning Scenario | Lct_BB78_NPgAggregate | Number of | NPgN | JORD_3 | Total number of I&C heat pumps | Jordanthorpe | JORDANTHORPE | 46 | 51 | 58 | 66 | 75 | 85 | 96 | 108 | 126 | 147 | 173 | 198 | 226 | 256 | 287 | 320 | 365 | 419 | 480 | 537 | 596 | 655 | 715 | 775 | 836 | 897 | 957 | 1014 | 1058 | 1082 | NPgY | GSP | NPg Planning Scenario | Total number of I&C heat pumps
NPg Planning Scenario | Lct_BB78_NPgAggregate | Number of | NPgN | KEAD_YEDL | Total number of I&C heat pumps | Keadby | KEADBY | 282 | 315 | 358 | 409 | 468 | 533 | 605 | 681 | 795 | 935 | 1100 | 1267 | 1450 | 1649 | 1857 | 2075 | 2381 | 2739 | 3151 | 3539 | 3939 | 4350 | 4765 | 5187 | 5615 | 6048 | 6475 | 6891 | 7217 | 7410 | NPgY | GSP | NPg Planning Scenario | Total number of I&C heat pumps
NPg Planning Scenario | Lct_BB78_NPgAggregate | Number of | NPgN | KIRKB1 | Total number of I&C heat pumps | Kirkstall B | KIRKSTALL B | 220 | 244 | 276 | 313 | 356 | 402 | 454 | 508 | 589 | 688 | 804 | 920 | 1045 | 1181 | 1321 | 1466 | 1670 | 1907 | 2178 | 2430 | 2685 | 2943 | 3199 | 3456 | 3713 | 3969 | 4217 | 4452 | 4626 | 4713 | NPgY | GSP | NPg Planning Scenario | Total number of I&C heat pumps
NPg Planning Scenario | Lct_BB78_NPgAggregate | Number of | NPgN | NEEP_3 | Total number of I&C heat pumps | Neepsend | NEEPSEND | 90 | 100 | 113 | 128 | 146 | 165 | 186 | 208 | 241 | 282 | 329 | 377 | 428 | 484 | 541 | 600 | 684 | 781 | 892 | 995 | 1100 | 1205 | 1311 | 1416 | 1521 | 1626 | 1727 | 1824 | 1895 | 1931 | NPgY | GSP | NPg Planning Scenario | Total number of I&C heat pumps
NPg Planning Scenario | Lct_BB78_NPgAggregate | Number of | NPgN | NORL_3 | Total number of I&C heat pumps | Norton Lees | NORTON LEES | 71 | 79 | 89 | 101 | 115 | 130 | 146 | 164 | 190 | 222 | 260 | 297 | 338 | 381 | 426 | 473 | 539 | 616 | 703 | 784 | 867 | 950 | 1033 | 1116 | 1199 | 1281 | 1361 | 1437 | 1494 | 1521 | NPgY | GSP | NPg Planning Scenario | Total number of I&C heat pumps
NPg Planning Scenario | Lct_BB78_NPgAggregate | Number of | NPgN | PITS_BB_B | Total number of I&C heat pumps | Pitsmoor | PITSMOOR 3/4 | 45 | 49 | 56 | 63 | 72 | 82 | 92 | 103 | 119 | 139 | 163 | 186 | 212 | 239 | 268 | 297 | 339 | 387 | 442 | 493 | 545 | 597 | 649 | 701 | 753 | 805 | 856 | 904 | 939 | 957 | NPgY | GSP | NPg Planning Scenario | Total number of I&C heat pumps
NPg Planning Scenario | Lct_BB78_NPgAggregate | Number of | NPgN | SALT_1 | Total number of I&C heat pumps | Saltend North | SALTEND NORTH | 54 | 60 | 69 | 78 | 89 | 101 | 115 | 129 | 150 | 177 | 207 | 238 | 272 | 309 | 347 | 387 | 443 | 509 | 584 | 655 | 728 | 802 | 876 | 952 | 1028 | 1105 | 1181 | 1254 | 1310 | 1342 | NPgY | GSP | NPg Planning Scenario | Total number of I&C heat pumps
NPg Planning Scenario | Lct_BB78_NPgAggregate | Number of | NPgN | SHEC_3 | Total number of I&C heat pumps | Sheffield City | SHEFFIELD CITY | 89 | 99 | 112 | 127 | 144 | 163 | 183 | 205 | 238 | 278 | 325 | 372 | 423 | 478 | 534 | 593 | 675 | 771 | 881 | 983 | 1086 | 1190 | 1294 | 1398 | 1502 | 1605 | 1706 | 1801 | 1871 | 1906 | NPgY | GSP | NPg Planning Scenario | Total number of I&C heat pumps
NPg Planning Scenario | Lct_BB78_NPgAggregate | Number of | NPgN | SKLGB1 | Total number of I&C heat pumps | Skelton Grange | SKELTON GRANGE | 538 | 597 | 676 | 767 | 872 | 986 | 1112 | 1245 | 1445 | 1689 | 1975 | 2261 | 2571 | 2906 | 3252 | 3611 | 4117 | 4705 | 5378 | 6001 | 6636 | 7279 | 7919 | 8562 | 9204 | 9847 | 10468 | 11062 | 11503 | 11727 | NPgY | GSP | NPg Planning Scenario | Total number of I&C heat pumps
NPg Planning Scenario | Lct_BB78_NPgAggregate | Number of | NPgN | TEMP_3 | Total number of I&C heat pumps | Templeborough | TEMPLEBOROUGH 275/33KV | 3 | 3 | 4 | 4 | 5 | 5 | 6 | 7 | 8 | 9 | 11 | 13 | 14 | 16 | 18 | 21 | 24 | 27 | 31 | 35 | 39 | 44 | 48 | 52 | 56 | 61 | 65 | 69 | 73 | 75 | NPgY | GSP | NPg Planning Scenario | Total number of I&C heat pumps
NPg Planning Scenario | Lct_BB78_NPgAggregate | Number of | NPgN | THUR_6 | Total number of I&C heat pumps | Thurcroft | THURCROFT | 138 | 154 | 175 | 199 | 228 | 259 | 294 | 331 | 386 | 454 | 534 | 614 | 702 | 798 | 898 | 1003 | 1151 | 1323 | 1521 | 1708 | 1900 | 2097 | 2296 | 2499 | 2704 | 2911 | 3116 | 3314 | 3470 | 3561 | NPgY | GSP | NPg Planning Scenario | Total number of I&C heat pumps
NPg Planning Scenario | Lct_BB78_NPgAggregate | Number of | NPgN | WMEL_THOM | Total number of I&C heat pumps | Thorpe Marsh | WEST MELTON / THORPE MARSH | 351 | 391 | 445 | 507 | 579 | 659 | 747 | 840 | 980 | 1151 | 1354 | 1557 | 1780 | 2023 | 2276 | 2542 | 2913 | 3348 | 3849 | 4320 | 4805 | 5302 | 5802 | 6311 | 6826 | 7348 | 7861 | 8359 | 8748 | 8976 | NPgY | GSP | NPg Planning Scenario | Total number of I&C heat pumps
NPg Planning Scenario | Lct_BB78_NPgAggregate | Number of | NPgN | WMEL_BB3 | Total number of I&C heat pumps | West Melton | WEST MELTON SECTION 3 | 312 | 348 | 396 | 452 | 516 | 587 | 666 | 749 | 874 | 1027 | 1208 | 1390 | 1589 | 1806 | 2033 | 2271 | 2604 | 2994 | 3442 | 3865 | 4299 | 4745 | 5195 | 5653 | 6117 | 6587 | 7050 | 7499 | 7852 | 8059 | NPgY | GSP | NPg Planning Scenario | Total number of I&C heat pumps
NPg Planning Scenario | Lct_BB78_NPgAggregate | Number of | NPgN | WIBA_3 | Total number of I&C heat pumps | Wincobank | WINCOBANK | 17 | 18 | 21 | 24 | 27 | 30 | 34 | 39 | 45 | 52 | 61 | 70 | 80 | 91 | 102 | 113 | 129 | 148 | 170 | 190 | 210 | 231 | 251 | 272 | 293 | 314 | 335 | 355 | 369 | 377 | NPgY | GSP | NPg Planning Scenario | Total number of I&C heat pumps
NG FES - System Transformation | Lct_BB78_NPgAggregate | Number of | NPgN | BLYTB1 | Total number of I&C heat pumps | Blyth 66kV | BLYTH 66kV | 138 | 152 | 167 | 186 | 233 | 294 | 368 | 451 | 544 | 644 | 750 | 858 | 969 | 1082 | 1199 | 1353 | 1482 | 1610 | 1734 | 1855 | 1987 | 2090 | 2185 | 2270 | 2349 | 2439 | 2506 | 2572 | 2635 | 2695 | NPgN | GSP | NG FES - System Transformation | Total number of I&C heat pumps
NG FES - System Transformation | Lct_BB78_NPgAggregate | Number of | NPgN | BLYTH132 | Total number of I&C heat pumps | Blyth 132kV | BLYTH 132kV | 84 | 92 | 101 | 113 | 141 | 178 | 223 | 273 | 330 | 390 | 454 | 520 | 587 | 656 | 726 | 819 | 898 | 975 | 1050 | 1124 | 1203 | 1265 | 1323 | 1374 | 1422 | 1477 | 1518 | 1557 | 1595 | 1632 | NPgN | GSP | NG FES - System Transformation | Total number of I&C heat pumps
NG FES - System Transformation | Lct_BB78_NPgAggregate | Number of | NPgN | FOUR_1 | Total number of I&C heat pumps | Fourstones | FOURSTONES | 33 | 37 | 40 | 45 | 56 | 71 | 89 | 109 | 132 | 156 | 181 | 208 | 234 | 262 | 290 | 327 | 359 | 389 | 419 | 449 | 481 | 505 | 528 | 549 | 568 | 590 | 606 | 622 | 637 | 652 | NPgN | GSP | NG FES - System Transformation | Total number of I&C heat pumps
NG FES - System Transformation | Lct_BB78_NPgAggregate | Number of | NPgN | HARM_6 | Total number of I&C heat pumps | Hart Moor | HARTMOOR | 76 | 83 | 91 | 101 | 126 | 158 | 196 | 239 | 286 | 337 | 390 | 443 | 497 | 552 | 608 | 681 | 742 | 800 | 856 | 910 | 968 | 1012 | 1051 | 1084 | 1114 | 1149 | 1172 | 1194 | 1215 | 1234 | NPgN | GSP | NG FES - System Transformation | Total number of I&C heat pumps
NG FES - System Transformation | Lct_BB78_NPgAggregate | Number of | NPgN | HAWP_6 | Total number of I&C heat pumps | Hawthorn Pit | HAWTHORN PIT GRID | 76 | 82 | 90 | 100 | 125 | 156 | 194 | 236 | 284 | 333 | 386 | 439 | 493 | 547 | 602 | 675 | 735 | 793 | 848 | 901 | 959 | 1002 | 1040 | 1073 | 1103 | 1137 | 1160 | 1182 | 1203 | 1221 | NPgN | GSP | NG FES - System Transformation | Total number of I&C heat pumps
NG FES - System Transformation | Lct_BB78_NPgAggregate | Number of | NPgN | KNARE_111 | Total number of I&C heat pumps | Knaresborough | KNARESBOROUGH | 209 | 231 | 255 | 285 | 359 | 455 | 570 | 700 | 847 | 1006 | 1175 | 1349 | 1528 | 1712 | 1903 | 2154 | 2367 | 2580 | 2788 | 2993 | 3216 | 3394 | 3561 | 3711 | 3853 | 4014 | 4139 | 4261 | 4380 | 4495 | NPgN | GSP | NG FES - System Transformation | Total number of I&C heat pumps
NG FES - System Transformation | Lct_BB78_NPgAggregate | Number of | NPgN | LACK_6 | Total number of I&C heat pumps | Lackenby | LACKENBY | 123 | 135 | 149 | 166 | 208 | 262 | 328 | 401 | 484 | 573 | 667 | 763 | 862 | 962 | 1066 | 1202 | 1317 | 1430 | 1539 | 1647 | 1763 | 1854 | 1938 | 2012 | 2082 | 2161 | 2220 | 2278 | 2333 | 2386 | NPgN | GSP | NG FES - System Transformation | Total number of I&C heat pumps
NG FES - System Transformation | Lct_BB78_NPgAggregate | Number of | NPgN | NORT_1 | Total number of I&C heat pumps | Norton | NORTON | 441 | 485 | 533 | 594 | 744 | 937 | 1169 | 1431 | 1726 | 2039 | 2372 | 2714 | 3060 | 3413 | 3778 | 4258 | 4660 | 5056 | 5439 | 5814 | 6220 | 6536 | 6825 | 7082 | 7321 | 7593 | 7795 | 7989 | 8177 | 8353 | NPgN | GSP | NG FES - System Transformation | Total number of I&C heat pumps
NG FES - System Transformation | Lct_BB78_NPgAggregate | Number of | NPgN | OFFE_3 | Total number of I&C heat pumps | Offerton | OFFERTON | 51 | 55 | 61 | 67 | 84 | 105 | 131 | 159 | 191 | 224 | 260 | 296 | 332 | 369 | 406 | 456 | 496 | 536 | 573 | 610 | 649 | 678 | 705 | 727 | 748 | 772 | 788 | 803 | 817 | 830 | NPgN | GSP | NG FES - System Transformation | Total number of I&C heat pumps
NG FES - System Transformation | Lct_BB78_NPgAggregate | Number of | NPgN | OSBA_1 | Total number of I&C heat pumps | Osbaldwick | OSBALDWICK | 378 | 414 | 455 | 506 | 633 | 796 | 991 | 1211 | 1458 | 1721 | 1998 | 2282 | 2569 | 2861 | 3161 | 3556 | 3886 | 4208 | 4519 | 4822 | 5150 | 5401 | 5630 | 5832 | 6018 | 6230 | 6384 | 6532 | 6674 | 6805 | NPgN | GSP | NG FES - System Transformation | Total number of I&C heat pumps
NG FES - System Transformation | Lct_BB78_NPgAggregate | Number of | NPgN | POPP_3 | Total number of I&C heat pumps | Poppleton | POPPLETON | 51 | 55 | 61 | 67 | 84 | 105 | 131 | 159 | 191 | 225 | 260 | 296 | 332 | 369 | 406 | 456 | 496 | 536 | 573 | 610 | 649 | 678 | 704 | 727 | 748 | 771 | 787 | 802 | 817 | 830 | NPgN | GSP | NG FES - System Transformation | Total number of I&C heat pumps
NG FES - System Transformation | Lct_BB78_NPgAggregate | Number of | NPgN | SALH_1 | Total number of I&C heat pumps | Saltholme | SALTHOLME | 7 | 7 | 8 | 9 | 11 | 14 | 17 | 21 | 25 | 30 | 35 | 40 | 44 | 49 | 55 | 61 | 67 | 72 | 78 | 83 | 88 | 92 | 96 | 100 | 103 | 106 | 108 | 111 | 113 | 115 | NPgN | GSP | NG FES - System Transformation | Total number of I&C heat pumps
NG FES - System Transformation | Lct_BB78_NPgAggregate | Number of | NPgN | SSHI_3 | Total number of I&C heat pumps | South Shields | SOUTH SHIELDS | 56 | 61 | 67 | 74 | 92 | 116 | 144 | 175 | 210 | 246 | 285 | 324 | 364 | 404 | 444 | 498 | 542 | 584 | 625 | 664 | 706 | 738 | 765 | 789 | 811 | 836 | 853 | 868 | 883 | 896 | NPgN | GSP | NG FES - System Transformation | Total number of I&C heat pumps
NG FES - System Transformation | Lct_BB78_NPgAggregate | Number of | NPgN | KIELD01 and SPAD20 | Total number of I&C heat pumps | 0 | SPADEADAM | 13 | 14 | 16 | 17 | 22 | 28 | 34 | 42 | 51 | 60 | 70 | 80 | 91 | 101 | 112 | 127 | 139 | 151 | 162 | 173 | 186 | 195 | 204 | 212 | 220 | 228 | 234 | 240 | 246 | 252 | NPgN | GSP | NG FES - System Transformation | Total number of I&C heat pumps
NG FES - System Transformation | Lct_BB78_NPgAggregate | Number of | NPgN | SPEN_1 | Total number of I&C heat pumps | Spennymoor | SPENNYMOOR | 247 | 270 | 296 | 328 | 408 | 512 | 636 | 774 | 928 | 1092 | 1263 | 1438 | 1613 | 1790 | 1971 | 2209 | 2405 | 2595 | 2776 | 2950 | 3139 | 3279 | 3404 | 3512 | 3609 | 3721 | 3797 | 3868 | 3935 | 3995 | NPgN | GSP | NG FES - System Transformation | Total number of I&C heat pumps
NG FES - System Transformation | Lct_BB78_NPgAggregate | Number of | NPgN | STEN_1 | Total number of I&C heat pumps | Stella North | STELLA NORTH | 217 | 237 | 261 | 290 | 362 | 456 | 568 | 694 | 835 | 986 | 1145 | 1307 | 1472 | 1639 | 1811 | 2037 | 2225 | 2409 | 2586 | 2759 | 2946 | 3089 | 3219 | 3333 | 3438 | 3558 | 3645 | 3728 | 3808 | 3881 | NPgN | GSP | NG FES - System Transformation | Total number of I&C heat pumps
NG FES - System Transformation | Lct_BB78_NPgAggregate | Number of | NPgN | STES_1 | Total number of I&C heat pumps | Stella South | STELLA SOUTH | 147 | 161 | 176 | 196 | 245 | 307 | 382 | 466 | 560 | 660 | 765 | 872 | 980 | 1089 | 1202 | 1349 | 1472 | 1591 | 1705 | 1816 | 1936 | 2026 | 2108 | 2179 | 2244 | 2319 | 2371 | 2421 | 2468 | 2512 | NPgN | GSP | NG FES - System Transformation | Total number of I&C heat pumps
NG FES - System Transformation | Lct_BB78_NPgAggregate | Number of | NPgN | TYNE_1 | Total number of I&C heat pumps | Tynemouth 1 | TYNEMOUTH | 137 | 150 | 165 | 184 | 231 | 292 | 364 | 447 | 539 | 638 | 743 | 851 | 961 | 1073 | 1189 | 1342 | 1471 | 1597 | 1721 | 1841 | 1973 | 2075 | 2170 | 2254 | 2333 | 2423 | 2491 | 2557 | 2621 | 2681 | NPgN | GSP | NG FES - System Transformation | Total number of I&C heat pumps
NG FES - System Transformation | Lct_BB78_NPgAggregate | Number of | NPgN | WBOL_6 | Total number of I&C heat pumps | West Boldon | WEST BOLDON | 177 | 194 | 212 | 236 | 294 | 369 | 459 | 559 | 671 | 790 | 916 | 1043 | 1172 | 1302 | 1435 | 1610 | 1755 | 1895 | 2030 | 2161 | 2301 | 2407 | 2502 | 2585 | 2659 | 2745 | 2805 | 2862 | 2915 | 2964 | NPgN | GSP | NG FES - System Transformation | Total number of I&C heat pumps
NG FES - System Transformation | Lct_BB78_NPgAggregate | Number of | NPgN | BRAW_1 | Total number of I&C heat pumps | Bradford West | BRADFORD WEST | 482 | 533 | 577 | 633 | 713 | 901 | 1121 | 1366 | 1641 | 1933 | 2248 | 2562 | 2878 | 3198 | 3526 | 4026 | 4388 | 4741 | 5080 | 5407 | 5807 | 6075 | 6316 | 6525 | 6715 | 6969 | 7121 | 7266 | 7402 | 7526 | NPgY | GSP | NG FES - System Transformation | Total number of I&C heat pumps
NG FES - System Transformation | Lct_BB78_NPgAggregate | Number of | NPgN | CAMB_01 | Total number of I&C heat pumps | Camblesforth | CAMBLESFORTH | 38 | 42 | 46 | 51 | 57 | 73 | 91 | 112 | 136 | 161 | 188 | 216 | 244 | 273 | 304 | 349 | 383 | 417 | 450 | 482 | 522 | 550 | 576 | 599 | 621 | 650 | 669 | 688 | 706 | 724 | NPgY | GSP | NG FES - System Transformation | Total number of I&C heat pumps
NG FES - System Transformation | Lct_BB78_NPgAggregate | Number of | NPgN | CREB_1 | Total number of I&C heat pumps | Creyke Beck | CREYKE BECK | 471 | 524 | 569 | 627 | 709 | 900 | 1123 | 1374 | 1657 | 1959 | 2288 | 2618 | 2953 | 3295 | 3647 | 4182 | 4577 | 4967 | 5344 | 5713 | 6162 | 6476 | 6763 | 7019 | 7257 | 7566 | 7768 | 7963 | 8151 | 8328 | NPgY | GSP | NG FES - System Transformation | Total number of I&C heat pumps
NG FES - System Transformation | Lct_BB78_NPgAggregate | Number of | NPgN | DRAX_YEDL | Total number of I&C heat pumps | Drax | DRAX | 50 | 56 | 61 | 67 | 76 | 97 | 122 | 150 | 181 | 215 | 252 | 289 | 327 | 366 | 407 | 468 | 514 | 560 | 605 | 649 | 703 | 741 | 777 | 809 | 840 | 879 | 906 | 933 | 959 | 983 | NPgY | GSP | NG FES - System Transformation | Total number of I&C heat pumps
NG FES - System Transformation | Lct_BB78_NPgAggregate | Number of | NPgN | ELLA_1 | Total number of I&C heat pumps | Elland | ELLAND | 355 | 393 | 426 | 467 | 526 | 664 | 826 | 1006 | 1209 | 1423 | 1655 | 1886 | 2118 | 2353 | 2594 | 2961 | 3227 | 3486 | 3734 | 3974 | 4266 | 4462 | 4639 | 4791 | 4930 | 5115 | 5226 | 5331 | 5429 | 5519 | NPgY | GSP | NG FES - System Transformation | Total number of I&C heat pumps
NG FES - System Transformation | Lct_BB78_NPgAggregate | Number of | NPgN | FERRA2 | Total number of I&C heat pumps | Ferrybridge A | FERRYBRIDGE A | 75 | 84 | 91 | 101 | 114 | 145 | 181 | 222 | 268 | 317 | 371 | 425 | 481 | 537 | 596 | 684 | 750 | 815 | 879 | 941 | 1017 | 1071 | 1120 | 1165 | 1207 | 1261 | 1298 | 1333 | 1368 | 1401 | NPgY | GSP | NG FES - System Transformation | Total number of I&C heat pumps
NG FES - System Transformation | Lct_BB78_NPgAggregate | Number of | NPgN | FERRB9 | Total number of I&C heat pumps | Ferrybridge B (_M) | FERRYBRIDGE B | 227 | 252 | 274 | 302 | 341 | 433 | 541 | 662 | 798 | 943 | 1101 | 1260 | 1422 | 1586 | 1756 | 2013 | 2204 | 2392 | 2574 | 2752 | 2968 | 3120 | 3259 | 3383 | 3498 | 3648 | 3747 | 3842 | 3934 | 4021 | NPgY | GSP | NG FES - System Transformation | Total number of I&C heat pumps
NG FES - System Transformation | Lct_BB78_NPgAggregate | Number of | NPgN | GRIW_1 | Total number of I&C heat pumps | Grimsby West | GRIMSBY WEST | 135 | 149 | 162 | 178 | 200 | 253 | 315 | 384 | 461 | 543 | 632 | 721 | 810 | 900 | 993 | 1134 | 1237 | 1337 | 1433 | 1526 | 1640 | 1716 | 1785 | 1845 | 1900 | 1973 | 2017 | 2059 | 2099 | 2135 | NPgY | GSP | NG FES - System Transformation | Total number of I&C heat pumps
NG FES - System Transformation | Lct_BB78_NPgAggregate | Number of | NPgN | JORD_3 | Total number of I&C heat pumps | Jordanthorpe | JORDANTHORPE | 43 | 48 | 52 | 58 | 65 | 82 | 103 | 125 | 151 | 178 | 208 | 237 | 267 | 298 | 329 | 377 | 412 | 446 | 480 | 512 | 551 | 579 | 603 | 625 | 645 | 672 | 689 | 705 | 721 | 735 | NPgY | GSP | NG FES - System Transformation | Total number of I&C heat pumps
NG FES - System Transformation | Lct_BB78_NPgAggregate | Number of | NPgN | KEAD_YEDL | Total number of I&C heat pumps | Keadby | KEADBY | 267 | 297 | 324 | 357 | 405 | 515 | 644 | 790 | 955 | 1131 | 1324 | 1518 | 1716 | 1919 | 2129 | 2446 | 2684 | 2919 | 3148 | 3373 | 3646 | 3841 | 4021 | 4183 | 4334 | 4530 | 4662 | 4790 | 4916 | 5034 | NPgY | GSP | NG FES - System Transformation | Total number of I&C heat pumps
NG FES - System Transformation | Lct_BB78_NPgAggregate | Number of | NPgN | KIRKB1 | Total number of I&C heat pumps | Kirkstall B | KIRKSTALL B | 208 | 230 | 249 | 273 | 308 | 389 | 483 | 589 | 707 | 832 | 967 | 1102 | 1237 | 1374 | 1514 | 1728 | 1882 | 2033 | 2177 | 2315 | 2485 | 2598 | 2700 | 2787 | 2867 | 2973 | 3036 | 3095 | 3151 | 3202 | NPgY | GSP | NG FES - System Transformation | Total number of I&C heat pumps
NG FES - System Transformation | Lct_BB78_NPgAggregate | Number of | NPgN | NEEP_3 | Total number of I&C heat pumps | Neepsend | NEEPSEND | 85 | 94 | 102 | 112 | 126 | 159 | 198 | 241 | 290 | 341 | 396 | 451 | 507 | 563 | 620 | 708 | 771 | 833 | 892 | 948 | 1018 | 1064 | 1106 | 1142 | 1174 | 1218 | 1244 | 1268 | 1291 | 1312 | NPgY | GSP | NG FES - System Transformation | Total number of I&C heat pumps
NG FES - System Transformation | Lct_BB78_NPgAggregate | Number of | NPgN | NORL_3 | Total number of I&C heat pumps | Norton Lees | NORTON LEES | 67 | 74 | 81 | 88 | 99 | 126 | 156 | 190 | 228 | 269 | 312 | 356 | 399 | 444 | 489 | 558 | 608 | 656 | 703 | 747 | 802 | 839 | 872 | 900 | 925 | 960 | 980 | 999 | 1017 | 1034 | NPgY | GSP | NG FES - System Transformation | Total number of I&C heat pumps
NG FES - System Transformation | Lct_BB78_NPgAggregate | Number of | NPgN | PITS_BB_B | Total number of I&C heat pumps | Pitsmoor | PITSMOOR 3/4 | 42 | 47 | 51 | 55 | 62 | 79 | 98 | 119 | 143 | 169 | 196 | 223 | 251 | 279 | 307 | 350 | 382 | 412 | 441 | 470 | 504 | 527 | 548 | 566 | 582 | 603 | 616 | 628 | 640 | 650 | NPgY | GSP | NG FES - System Transformation | Total number of I&C heat pumps
NG FES - System Transformation | Lct_BB78_NPgAggregate | Number of | NPgN | SALT_1 | Total number of I&C heat pumps | Saltend North | SALTEND NORTH | 51 | 57 | 62 | 68 | 77 | 98 | 122 | 150 | 181 | 214 | 250 | 286 | 322 | 359 | 398 | 456 | 500 | 542 | 584 | 624 | 673 | 708 | 739 | 768 | 794 | 828 | 850 | 872 | 892 | 912 | NPgY | GSP | NG FES - System Transformation | Total number of I&C heat pumps
NG FES - System Transformation | Lct_BB78_NPgAggregate | Number of | NPgN | SHEC_3 | Total number of I&C heat pumps | Sheffield City | SHEFFIELD CITY | 84 | 93 | 101 | 111 | 125 | 157 | 195 | 238 | 286 | 337 | 391 | 446 | 500 | 556 | 612 | 699 | 761 | 822 | 880 | 936 | 1005 | 1051 | 1092 | 1127 | 1159 | 1202 | 1228 | 1252 | 1275 | 1295 | NPgY | GSP | NG FES - System Transformation | Total number of I&C heat pumps
NG FES - System Transformation | Lct_BB78_NPgAggregate | Number of | NPgN | SKLGB1 | Total number of I&C heat pumps | Skelton Grange | SKELTON GRANGE | 509 | 564 | 610 | 669 | 754 | 953 | 1185 | 1444 | 1735 | 2043 | 2377 | 2709 | 3043 | 3381 | 3728 | 4257 | 4641 | 5014 | 5373 | 5719 | 6142 | 6426 | 6682 | 6904 | 7106 | 7375 | 7537 | 7690 | 7835 | 7967 | NPgY | GSP | NG FES - System Transformation | Total number of I&C heat pumps
NG FES - System Transformation | Lct_BB78_NPgAggregate | Number of | NPgN | TEMP_3 | Total number of I&C heat pumps | Templeborough | TEMPLEBOROUGH 275/33KV | 3 | 3 | 3 | 4 | 4 | 5 | 6 | 8 | 9 | 11 | 13 | 15 | 17 | 19 | 21 | 24 | 27 | 29 | 31 | 34 | 36 | 38 | 40 | 42 | 43 | 45 | 47 | 48 | 49 | 51 | NPgY | GSP | NG FES - System Transformation | Total number of I&C heat pumps
NG FES - System Transformation | Lct_BB78_NPgAggregate | Number of | NPgN | THUR_6 | Total number of I&C heat pumps | Thurcroft | THURCROFT | 130 | 145 | 158 | 174 | 197 | 251 | 313 | 384 | 464 | 549 | 642 | 736 | 831 | 929 | 1030 | 1183 | 1297 | 1410 | 1520 | 1628 | 1759 | 1852 | 1938 | 2015 | 2087 | 2180 | 2243 | 2304 | 2363 | 2420 | NPgY | GSP | NG FES - System Transformation | Total number of I&C heat pumps
NG FES - System Transformation | Lct_BB78_NPgAggregate | Number of | NPgN | WMEL_THOM | Total number of I&C heat pumps | Thorpe Marsh | WEST MELTON / THORPE MARSH | 332 | 369 | 402 | 443 | 501 | 637 | 795 | 975 | 1177 | 1393 | 1629 | 1866 | 2107 | 2354 | 2610 | 2996 | 3284 | 3569 | 3846 | 4117 | 4447 | 4681 | 4896 | 5089 | 5270 | 5503 | 5660 | 5811 | 5959 | 6098 | NPgY | GSP | NG FES - System Transformation | Total number of I&C heat pumps
NG FES - System Transformation | Lct_BB78_NPgAggregate | Number of | NPgN | WMEL_BB3 | Total number of I&C heat pumps | West Melton | WEST MELTON SECTION 3 | 295 | 329 | 358 | 394 | 447 | 567 | 709 | 869 | 1050 | 1243 | 1453 | 1665 | 1881 | 2102 | 2331 | 2677 | 2935 | 3190 | 3439 | 3683 | 3980 | 4190 | 4384 | 4559 | 4722 | 4933 | 5075 | 5214 | 5348 | 5476 | NPgY | GSP | NG FES - System Transformation | Total number of I&C heat pumps
NG FES - System Transformation | Lct_BB78_NPgAggregate | Number of | NPgN | WIBA_3 | Total number of I&C heat pumps | Wincobank | WINCOBANK | 16 | 17 | 19 | 21 | 23 | 29 | 37 | 45 | 54 | 64 | 74 | 84 | 95 | 106 | 117 | 134 | 146 | 158 | 169 | 181 | 194 | 204 | 212 | 220 | 226 | 235 | 241 | 247 | 252 | 256 | NPgY | GSP | NG FES - System Transformation | Total number of I&C heat pumps
NG FES - Consumer Transformation | Dem_BB008 | GWh | NPgN | BLYTB1 | Total demand (GWh) | Blyth 66kV | BLYTH 66kV | 633.34 | 617.59 | 612.84 | 615.57 | 623.06 | 639.74 | 657.22 | 680.36 | 711.8 | 749.33 | 799.39 | 853.65 | 908.8 | 962.13 | 1017.24 | 1070.26 | 1116.6 | 1159.62 | 1200.31 | 1238.72 | 1271.72 | 1295.24 | 1309.03 | 1317.55 | 1323.53 | 1327.18 | 1330.57 | 1333.35 | 1335.31 | 1332.71 | NPgN | GSP | NG FES - Consumer Transformation | Total demand (GWh)
NG FES - Consumer Transformation | Dem_BB008 | GWh | NPgN | BLYTH132 | Total demand (GWh) | Blyth 132kV | BLYTH 132kV | 291.17 | 284.57 | 282.42 | 283.97 | 287.31 | 294.36 | 301.9 | 312.23 | 325.02 | 338.91 | 357.88 | 377.62 | 397.64 | 415.61 | 433.11 | 449.65 | 462.98 | 474.74 | 485.43 | 495.32 | 503.53 | 509.41 | 513.04 | 515.52 | 517.45 | 518.74 | 520.04 | 521.26 | 522.2 | 521.88 | NPgN | GSP | NG FES - Consumer Transformation | Total demand (GWh)
NG FES - Consumer Transformation | Dem_BB008 | GWh | NPgN | FOUR_1 | Total demand (GWh) | Fourstones | FOURSTONES | 78.17 | 87.36 | 87 | 87.56 | 88.59 | 90.98 | 93.98 | 98.12 | 102.82 | 107.78 | 114.56 | 121.37 | 128.23 | 134.18 | 139.75 | 144.76 | 148.19 | 151 | 153.39 | 155.51 | 157.13 | 158.3 | 159.07 | 159.63 | 160.09 | 160.41 | 160.72 | 161.01 | 161.21 | 161.16 | NPgN | GSP | NG FES - Consumer Transformation | Total demand (GWh)
NG FES - Consumer Transformation | Dem_BB008 | GWh | NPgN | HARM_6 | Total demand (GWh) | Hart Moor | HARTMOOR | 426.07 | 419.18 | 414.15 | 413.33 | 414.85 | 421.16 | 428.28 | 438.26 | 452.61 | 470.03 | 493.97 | 519.85 | 546.2 | 571.81 | 598.49 | 624.69 | 647.37 | 668.32 | 688.17 | 706.76 | 722.74 | 733.93 | 740.09 | 743.26 | 744.85 | 745.25 | 745.59 | 745.66 | 745.42 | 742.87 | NPgN | GSP | NG FES - Consumer Transformation | Total demand (GWh)
NG FES - Consumer Transformation | Dem_BB008 | GWh | NPgN | HAWP_6 | Total demand (GWh) | Hawthorn Pit | HAWTHORN PIT GRID | 482.87 | 461.85 | 453.67 | 452.18 | 453.83 | 460.99 | 468.83 | 480.02 | 496.66 | 516.98 | 544.82 | 575.28 | 606.21 | 636.12 | 667.34 | 697.73 | 724.1 | 748.56 | 771.86 | 793.8 | 812.7 | 825.86 | 833.19 | 837.02 | 838.95 | 839.46 | 839.93 | 840.11 | 839.89 | 836.73 | NPgN | GSP | NG FES - Consumer Transformation | Total demand (GWh)
NG FES - Consumer Transformation | Dem_BB008 | GWh | NPgN | KNARE_111 | Total demand (GWh) | Knaresborough | KNARESBOROUGH | 654.97 | 650.2 | 645.6 | 649.69 | 658.66 | 676.46 | 694.33 | 717.42 | 747.95 | 783.6 | 831.17 | 883.12 | 936.32 | 987.67 | 1039.68 | 1089.99 | 1133.09 | 1172.34 | 1208.79 | 1243.33 | 1273.02 | 1294.35 | 1306.46 | 1313.67 | 1318.71 | 1322.04 | 1325.44 | 1328.55 | 1331.26 | 1330.1 | NPgN | GSP | NG FES - Consumer Transformation | Total demand (GWh)
NG FES - Consumer Transformation | Dem_BB008 | GWh | NPgN | LACK_6 | Total demand (GWh) | Lackenby | LACKENBY | 872.02 | 841.45 | 833.23 | 834.34 | 839.98 | 853.85 | 869.56 | 890.46 | 919.37 | 953.86 | 997.88 | 1046.27 | 1096.18 | 1145.46 | 1197.58 | 1249.6 | 1296.45 | 1341.24 | 1384.69 | 1426.58 | 1463.83 | 1490.33 | 1504.37 | 1511.93 | 1516.48 | 1519.08 | 1521.85 | 1524.23 | 1526.38 | 1523.63 | NPgN | GSP | NG FES - Consumer Transformation | Total demand (GWh)
NG FES - Consumer Transformation | Dem_BB008 | GWh | NPgN | NORT_1 | Total demand (GWh) | Norton | NORTON | 2085.02 | 2045.72 | 2023.52 | 2026.45 | 2043.26 | 2085.95 | 2132.76 | 2195.7 | 2280.17 | 2379.73 | 2513.12 | 2657.45 | 2805.36 | 2948.81 | 3096.42 | 3239.14 | 3364.11 | 3480.5 | 3590.29 | 3694.83 | 3785.28 | 3848.57 | 3881.35 | 3899.28 | 3911.02 | 3917.61 | 3923.81 | 3928.62 | 3932 | 3923.7 | NPgN | GSP | NG FES - Consumer Transformation | Total demand (GWh)
NG FES - Consumer Transformation | Dem_BB008 | GWh | NPgN | OFFE_3 | Total demand (GWh) | Offerton | OFFERTON | 241.81 | 230.09 | 225.73 | 225.01 | 226 | 229.87 | 234.1 | 240.01 | 249.04 | 260.27 | 275.48 | 292 | 308.7 | 324.94 | 341.84 | 358.11 | 371.93 | 384.45 | 396.11 | 406.86 | 415.84 | 422.07 | 425.83 | 428.23 | 429.97 | 430.79 | 431.54 | 432.11 | 432.21 | 430.61 | NPgN | GSP | NG FES - Consumer Transformation | Total demand (GWh)
NG FES - Consumer Transformation | Dem_BB008 | GWh | NPgN | OSBA_1 | Total demand (GWh) | Osbaldwick | OSBALDWICK | 1322.85 | 1325.27 | 1310.21 | 1311.54 | 1321.35 | 1346.88 | 1372.74 | 1408.02 | 1455.8 | 1513.13 | 1592.65 | 1678.32 | 1765.47 | 1848.87 | 1933.01 | 2014.08 | 2081.95 | 2142.16 | 2196.98 | 2247.75 | 2290.04 | 2319.77 | 2337.19 | 2348.08 | 2355.77 | 2359.93 | 2363.96 | 2367.39 | 2369.31 | 2364.44 | NPgN | GSP | NG FES - Consumer Transformation | Total demand (GWh)
NG FES - Consumer Transformation | Dem_BB008 | GWh | NPgN | POPP_3 | Total demand (GWh) | Poppleton | POPPLETON | 186.15 | 179.49 | 176.81 | 176.86 | 178.3 | 182.11 | 185.91 | 191.18 | 198.75 | 207.89 | 220.14 | 233.4 | 246.9 | 259.98 | 273.4 | 286.4 | 297.48 | 307.5 | 316.81 | 325.42 | 332.66 | 337.65 | 340.34 | 341.8 | 342.65 | 342.93 | 343.16 | 343.25 | 343.1 | 341.83 | NPgN | GSP | NG FES - Consumer Transformation | Total demand (GWh)
NG FES - Consumer Transformation | Dem_BB008 | GWh | NPgN | SALH_1 | Total demand (GWh) | Saltholme | SALTHOLME | 422.67 | 500.87 | 498.68 | 496.68 | 494.75 | 493.09 | 491.47 | 489.9 | 488.47 | 487.09 | 487.88 | 488.73 | 489.61 | 490.44 | 491.24 | 492.07 | 492.68 | 493.15 | 493.5 | 493.8 | 494 | 494.1 | 494.14 | 494.11 | 494.05 | 493.96 | 493.88 | 493.79 | 493.69 | 493.56 | NPgN | GSP | NG FES - Consumer Transformation | Total demand (GWh)
NG FES - Consumer Transformation | Dem_BB008 | GWh | NPgN | SSHI_3 | Total demand (GWh) | South Shields | SOUTH SHIELDS | 215.18 | 204.31 | 200.79 | 200.7 | 202.36 | 207.05 | 212.02 | 218.82 | 228.58 | 240.62 | 256.49 | 274.1 | 292.44 | 310.81 | 330.08 | 349.02 | 366.34 | 382.71 | 398.12 | 412.81 | 425.21 | 433.21 | 436.59 | 438.79 | 441.25 | 442.78 | 444.07 | 445.02 | 445.11 | 443.12 | NPgN | GSP | NG FES - Consumer Transformation | Total demand (GWh)
NG FES - Consumer Transformation | Dem_BB008 | GWh | NPgN | KIELD01 and SPAD20 | Total demand (GWh) | 0 | SPADEADAM | 32.51 | 31.05 | 30.71 | 30.85 | 31.21 | 32.1 | 33.23 | 34.75 | 36.58 | 38.58 | 41.25 | 44.02 | 46.82 | 49.36 | 51.8 | 54.1 | 55.82 | 57.3 | 58.62 | 59.84 | 60.84 | 61.56 | 62.01 | 62.3 | 62.5 | 62.63 | 62.77 | 62.9 | 63.01 | 62.98 | NPgN | GSP | NG FES - Consumer Transformation | Total demand (GWh)
NG FES - Consumer Transformation | Dem_BB008 | GWh | NPgN | SPEN_1 | Total demand (GWh) | Spennymoor | SPENNYMOOR | 1090.85 | 1053.2 | 1036.19 | 1034.35 | 1040.03 | 1059.48 | 1080.93 | 1111.02 | 1153.06 | 1211.4 | 1280.36 | 1355.55 | 1432.07 | 1505.62 | 1601.95 | 1675.19 | 1737.68 | 1794.84 | 1848.6 | 1899.17 | 1942.32 | 1972.06 | 1987.95 | 1995.93 | 1999.93 | 2000.76 | 2001.69 | 2002.09 | 2001.5 | 1993.99 | NPgN | GSP | NG FES - Consumer Transformation | Total demand (GWh)
NG FES - Consumer Transformation | Dem_BB008 | GWh | NPgN | STEN_1 | Total demand (GWh) | Stella North | STELLA NORTH | 1016.1 | 984.94 | 971.04 | 969.27 | 973.26 | 987.71 | 1003.6 | 1025.7 | 1057.4 | 1096.15 | 1150.09 | 1208.61 | 1268.58 | 1327.67 | 1388.69 | 1448.72 | 1501.99 | 1551.1 | 1597.09 | 1640.66 | 1677.75 | 1703.14 | 1716.48 | 1724.93 | 1732.31 | 1737.03 | 1741.48 | 1745.22 | 1747.22 | 1743.53 | NPgN | GSP | NG FES - Consumer Transformation | Total demand (GWh)
NG FES - Consumer Transformation | Dem_BB008 | GWh | NPgN | STES_1 | Total demand (GWh) | Stella South | STELLA SOUTH | 1088.8 | 1103.55 | 1090.27 | 1085.99 | 1086.17 | 1094.41 | 1103.52 | 1117.7 | 1138.98 | 1170.61 | 1211.95 | 1257.55 | 1305.07 | 1352.53 | 1416.72 | 1467.69 | 1513.91 | 1558.29 | 1601.19 | 1642.99 | 1680.07 | 1705.82 | 1717.84 | 1723.58 | 1726.76 | 1728 | 1729.34 | 1730.24 | 1730.89 | 1726.43 | NPgN | GSP | NG FES - Consumer Transformation | Total demand (GWh)
NG FES - Consumer Transformation | Dem_BB008 | GWh | NPgN | TYNE_1 | Total demand (GWh) | Tynemouth 1 | TYNEMOUTH | 751.15 | 770.34 | 760.43 | 760.23 | 764.64 | 777.1 | 790.73 | 809.2 | 835.84 | 867.68 | 910.59 | 957.26 | 1004.45 | 1050.08 | 1096.94 | 1142.25 | 1181.34 | 1217.03 | 1250.63 | 1281.89 | 1308.64 | 1327.8 | 1339.64 | 1347.19 | 1352.51 | 1355.85 | 1359.03 | 1361.77 | 1363.7 | 1361.89 | NPgN | GSP | NG FES - Consumer Transformation | Total demand (GWh)
NG FES - Consumer Transformation | Dem_BB008 | GWh | NPgN | WBOL_6 | Total demand (GWh) | West Boldon | WEST BOLDON | 1097.08 | 1107.51 | 1091.98 | 1089.92 | 1094.29 | 1109.68 | 1126.4 | 1149.89 | 1184.7 | 1227.49 | 1285.5 | 1349.65 | 1415.95 | 1481.96 | 1551.92 | 1621.4 | 1684.47 | 1744.49 | 1802.14 | 1857.44 | 1905.62 | 1938.56 | 1954.55 | 1963.3 | 1969.68 | 1973.02 | 1976.11 | 1978.34 | 1979.16 | 1972.9 | NPgN | GSP | NG FES - Consumer Transformation | Total demand (GWh)
NG FES - Consumer Transformation | Dem_BB008 | GWh | NPgN | BRAW_1 | Total demand (GWh) | Bradford West | BRADFORD WEST | 1835.03 | 1766.2 | 1738.72 | 1734.69 | 1739.73 | 1762.49 | 1798.42 | 1848.25 | 1919.68 | 2006.56 | 2129.8 | 2260.95 | 2393.04 | 2520.28 | 2651.39 | 2777.53 | 2884.16 | 2979.03 | 3063.77 | 3145.66 | 3210.4 | 3253.01 | 3282.11 | 3297.1 | 3307.47 | 3314.12 | 3318.82 | 3321.74 | 3319.95 | 3214 | NPgY | GSP | NG FES - Consumer Transformation | Total demand (GWh)
NG FES - Consumer Transformation | Dem_BB008 | GWh | NPgN | CAMB_01 | Total demand (GWh) | Camblesforth | CAMBLESFORTH | 188.32 | 206.25 | 204.91 | 205.28 | 206.31 | 208.79 | 212.43 | 217.39 | 223.99 | 231.58 | 242.56 | 254.17 | 266.11 | 277.9 | 290.14 | 302.41 | 313.42 | 323.8 | 333.7 | 343.51 | 351.74 | 357.26 | 361.26 | 363.06 | 364.19 | 365.12 | 366.05 | 366.87 | 367.47 | 348.83 | NPgY | GSP | NG FES - Consumer Transformation | Total demand (GWh)
NG FES - Consumer Transformation | Dem_BB008 | GWh | NPgN | CREB_1 | Total demand (GWh) | Creyke Beck | CREYKE BECK | 2018.09 | 1974.05 | 1952.85 | 1953.9 | 1962.9 | 1989.2 | 2028.39 | 2081.87 | 2154.58 | 2240.52 | 2365.06 | 2496.67 | 2629.38 | 2756.39 | 2886.14 | 3011.49 | 3118.15 | 3214.03 | 3300.56 | 3384.39 | 3452.1 | 3497.94 | 3531.02 | 3549.14 | 3562.15 | 3571.95 | 3580.29 | 3587.01 | 3589.9 | 3481.09 | NPgY | GSP | NG FES - Consumer Transformation | Total demand (GWh)
NG FES - Consumer Transformation | Dem_BB008 | GWh | NPgN | DRAX_YEDL | Total demand (GWh) | Drax | DRAX | 472.34 | 470.33 | 467.37 | 466.69 | 466.85 | 469.18 | 473.29 | 479.45 | 487.48 | 496.77 | 513.27 | 530.34 | 547.92 | 565.18 | 583.04 | 600.87 | 617.08 | 632.56 | 647.43 | 662.15 | 674.69 | 683.37 | 690.15 | 694.01 | 697.01 | 699.78 | 702.62 | 705.31 | 707.73 | 680.48 | NPgY | GSP | NG FES - Consumer Transformation | Total demand (GWh)
NG FES - Consumer Transformation | Dem_BB008 | GWh | NPgN | ELLA_1 | Total demand (GWh) | Elland | ELLAND | 1575.39 | 1519.55 | 1507.95 | 1504.09 | 1507.59 | 1525.43 | 1553.73 | 1593.41 | 1650.99 | 1745.5 | 1847.61 | 1957.79 | 2070.57 | 2181.63 | 2336.23 | 2449.16 | 2549.09 | 2640.59 | 2724.3 | 2804.95 | 2867.2 | 2903.82 | 2929.42 | 2941.1 | 2952.55 | 2960.54 | 2966.63 | 2970.17 | 2966.83 | 2787.99 | NPgY | GSP | NG FES - Consumer Transformation | Total demand (GWh)
NG FES - Consumer Transformation | Dem_BB008 | GWh | NPgN | FERRA2 | Total demand (GWh) | Ferrybridge A | FERRYBRIDGE A | 514.77 | 586.8 | 598.89 | 599.36 | 601.8 | 608.3 | 618.17 | 631.68 | 649.65 | 654.22 | 684.38 | 716.7 | 749.66 | 781.94 | 877.03 | 910.82 | 941.29 | 970.17 | 997.54 | 1024.66 | 1047.35 | 1062.61 | 1073.7 | 1079.09 | 1082.51 | 1085.25 | 1087.88 | 1090.14 | 1091.72 | 1045.19 | NPgY | GSP | NG FES - Consumer Transformation | Total demand (GWh)
NG FES - Consumer Transformation | Dem_BB008 | GWh | NPgN | FERRB9 | Total demand (GWh) | Ferrybridge B (_M) | FERRYBRIDGE B | 1286.24 | 1287.74 | 1286.63 | 1285.98 | 1290.18 | 1304.65 | 1326.92 | 1357.83 | 1399.9 | 1466.04 | 1538.68 | 1616.17 | 1695.56 | 1773.61 | 1899.44 | 1980.56 | 2053.13 | 2121.17 | 2185.1 | 2247.96 | 2299.92 | 2334.02 | 2358.45 | 2369.49 | 2376.44 | 2381.77 | 2386.81 | 2390.7 | 2392.57 | 2275.48 | NPgY | GSP | NG FES - Consumer Transformation | Total demand (GWh)
NG FES - Consumer Transformation | Dem_BB008 | GWh | NPgN | GRIW_1 | Total demand (GWh) | Grimsby West | GRIMSBY WEST | 876.31 | 888.28 | 877.8 | 875.04 | 875.07 | 880.76 | 890.66 | 905.14 | 926.87 | 953.57 | 994.7 | 1039.32 | 1085.41 | 1131.52 | 1181.36 | 1231.87 | 1277.78 | 1321.47 | 1363.2 | 1404.65 | 1439.04 | 1460.97 | 1475.97 | 1481.11 | 1483.35 | 1484.56 | 1485.71 | 1486.12 | 1485.3 | 1398.03 | NPgY | GSP | NG FES - Consumer Transformation | Total demand (GWh)
NG FES - Consumer Transformation | Dem_BB008 | GWh | NPgN | JORD_3 | Total demand (GWh) | Jordanthorpe | JORDANTHORPE | 266.85 | 256.18 | 253.43 | 253.94 | 255.55 | 259.07 | 264.33 | 271.41 | 281.61 | 293.63 | 309.95 | 327.15 | 344.09 | 359.91 | 375.73 | 390.36 | 402.43 | 412.98 | 422.17 | 431.07 | 438.1 | 443.06 | 446.35 | 448.38 | 449.64 | 450.48 | 451.03 | 451.46 | 451.43 | 449.62 | NPgY | GSP | NG FES - Consumer Transformation | Total demand (GWh)
NG FES - Consumer Transformation | Dem_BB008 | GWh | NPgN | KEAD_YEDL | Total demand (GWh) | Keadby | KEADBY | 1956.98 | 1937.04 | 1928.81 | 1932.26 | 1939.56 | 1956.07 | 1980.31 | 2013.8 | 2057.24 | 2107.02 | 2180.77 | 2257.54 | 2335.37 | 2409.81 | 2484.63 | 2557.06 | 2619.18 | 2675.8 | 2727.83 | 2778.66 | 2820.38 | 2848.82 | 2869.98 | 2881.41 | 2889.63 | 2896.35 | 2902.59 | 2908.15 | 2912.13 | 2835.84 | NPgY | GSP | NG FES - Consumer Transformation | Total demand (GWh)
NG FES - Consumer Transformation | Dem_BB008 | GWh | NPgN | KIRKB1 | Total demand (GWh) | Kirkstall B | KIRKSTALL B | 1102.16 | 1081.99 | 1068.03 | 1065.33 | 1067.2 | 1077.8 | 1095 | 1119.28 | 1154.37 | 1196.99 | 1258.45 | 1324.29 | 1391.03 | 1455.61 | 1522.48 | 1586.03 | 1641.21 | 1691.01 | 1735.82 | 1778.72 | 1811.84 | 1831.78 | 1845.11 | 1850.62 | 1854.73 | 1857.09 | 1858.47 | 1858.51 | 1855.38 | 1774.99 | NPgY | GSP | NG FES - Consumer Transformation | Total demand (GWh)
NG FES - Consumer Transformation | Dem_BB008 | GWh | NPgN | NEEP_3 | Total demand (GWh) | Neepsend | NEEPSEND | 376.35 | 365.81 | 360.23 | 359.31 | 360.01 | 363.77 | 369.89 | 378.48 | 391.04 | 406.51 | 428.69 | 452.06 | 475.33 | 497.46 | 520.16 | 541.72 | 559.54 | 575.09 | 588.7 | 601.81 | 612.29 | 619.62 | 624.49 | 627.23 | 628.8 | 629.67 | 630.17 | 630.46 | 630.18 | 622.35 | NPgY | GSP | NG FES - Consumer Transformation | Total demand (GWh)
NG FES - Consumer Transformation | Dem_BB008 | GWh | NPgN | NORL_3 | Total demand (GWh) | Norton Lees | NORTON LEES | 254.56 | 240.58 | 237.39 | 238.15 | 240.35 | 245.07 | 252.03 | 261.4 | 275.03 | 291.58 | 313.92 | 337.67 | 361.46 | 384.35 | 407.92 | 430.01 | 448.94 | 465.82 | 480.83 | 495.15 | 506.1 | 513.04 | 517.73 | 520.44 | 522.87 | 524.56 | 525.74 | 526.56 | 526.16 | 507.76 | NPgY | GSP | NG FES - Consumer Transformation | Total demand (GWh)
NG FES - Consumer Transformation | Dem_BB008 | GWh | NPgN | PITS_BB_B | Total demand (GWh) | Pitsmoor | PITSMOOR 3/4 | 217.94 | 220.08 | 217.28 | 216.46 | 216.34 | 217.67 | 219.98 | 223.36 | 228.45 | 234.82 | 244.46 | 254.76 | 265.06 | 274.88 | 284.91 | 294.54 | 302.48 | 309.38 | 315.38 | 321.14 | 325.71 | 328.84 | 330.92 | 331.97 | 332.48 | 332.71 | 332.78 | 332.78 | 332.54 | 328.08 | NPgY | GSP | NG FES - Consumer Transformation | Total demand (GWh)
NG FES - Consumer Transformation | Dem_BB008 | GWh | NPgN | SALT_1 | Total demand (GWh) | Saltend North | SALTEND NORTH | 337.7 | 330.12 | 326.94 | 326.72 | 327.51 | 330.5 | 335.14 | 341.58 | 350.57 | 361.41 | 377.62 | 394.98 | 412.7 | 430.07 | 448.46 | 466.77 | 483.05 | 498.3 | 512.65 | 526.8 | 538.57 | 546.46 | 552.16 | 554.89 | 556.67 | 558.05 | 559.34 | 560.42 | 561.06 | 537.17 | NPgY | GSP | NG FES - Consumer Transformation | Total demand (GWh)
NG FES - Consumer Transformation | Dem_BB008 | GWh | NPgN | SHEC_3 | Total demand (GWh) | Sheffield City | SHEFFIELD CITY | 344.14 | 357.15 | 352.71 | 350.78 | 349.81 | 350.89 | 353.28 | 357.16 | 363.29 | 371.11 | 384.42 | 398.6 | 412.96 | 426.76 | 440.71 | 454.23 | 465.27 | 474.63 | 482.61 | 490.15 | 495.97 | 499.76 | 502.13 | 503.01 | 503.21 | 503.07 | 502.77 | 502.34 | 501.59 | 492.59 | NPgY | GSP | NG FES - Consumer Transformation | Total demand (GWh)
NG FES - Consumer Transformation | Dem_BB008 | GWh | NPgN | SKLGB1 | Total demand (GWh) | Skelton Grange | SKELTON GRANGE | 2642.47 | 2641.98 | 2613.53 | 2605.08 | 2607.39 | 2630.24 | 2668.52 | 2723.09 | 2803.3 | 2910.21 | 3054.33 | 3208.56 | 3365.29 | 3518.4 | 3704.94 | 3861.67 | 3998.71 | 4124.21 | 4239.48 | 4351.62 | 4442.24 | 4500.61 | 4539.69 | 4555.17 | 4562.72 | 4566.55 | 4569.1 | 4569.13 | 4564.5 | 4376.47 | NPgY | GSP | NG FES - Consumer Transformation | Total demand (GWh)
NG FES - Consumer Transformation | Dem_BB008 | GWh | NPgN | TEMP_3 | Total demand (GWh) | Templeborough | TEMPLEBOROUGH 275/33KV | 50.62 | 50.25 | 49.88 | 49.83 | 49.89 | 50.17 | 50.6 | 51.22 | 52.14 | 53.24 | 54.97 | 56.82 | 58.7 | 60.54 | 62.48 | 64.4 | 66.13 | 67.77 | 69.32 | 70.86 | 72.15 | 73.05 | 73.71 | 74.08 | 74.35 | 74.59 | 74.81 | 75.01 | 75.17 | 73.22 | NPgY | GSP | NG FES - Consumer Transformation | Total demand (GWh)
NG FES - Consumer Transformation | Dem_BB008 | GWh | NPgN | THUR_6 | Total demand (GWh) | Thurcroft | THURCROFT | 612.76 | 634.79 | 660.45 | 664.99 | 672.04 | 684.29 | 701.33 | 723.89 | 753.76 | 760.09 | 808.33 | 859.95 | 912.25 | 962.85 | 1016.17 | 1067.92 | 1113.65 | 1156.42 | 1196.37 | 1235.51 | 1267.88 | 1289.65 | 1305.33 | 1313.02 | 1317.81 | 1321.35 | 1324.53 | 1326.92 | 1327.98 | 1266.74 | NPgY | GSP | NG FES - Consumer Transformation | Total demand (GWh)
NG FES - Consumer Transformation | Dem_BB008 | GWh | NPgN | WMEL_THOM | Total demand (GWh) | Thorpe Marsh | WEST MELTON / THORPE MARSH | 2259.68 | 2248.95 | 2238.95 | 2236.2 | 2239.16 | 2254.32 | 2278.68 | 2313.39 | 2362.93 | 2435.53 | 2532.69 | 2637.15 | 2743.72 | 2848.14 | 2991.5 | 3100.09 | 3196.38 | 3286.03 | 3369.71 | 3451.86 | 3520.38 | 3567.26 | 3601.67 | 3619.67 | 3632.02 | 3642.19 | 3651.87 | 3660.39 | 3666.61 | 3541.15 | NPgY | GSP | NG FES - Consumer Transformation | Total demand (GWh)
NG FES - Consumer Transformation | Dem_BB008 | GWh | NPgN | WMEL_BB3 | Total demand (GWh) | West Melton | WEST MELTON SECTION 3 | 1065.13 | 1026.91 | 1024.59 | 1031.95 | 1045.03 | 1069.98 | 1104.48 | 1149.62 | 1208.94 | 1287.89 | 1378.26 | 1474.64 | 1572.12 | 1666.43 | 1788.83 | 1883.77 | 1966.3 | 2041.74 | 2110.76 | 2177.97 | 2232.58 | 2269.25 | 2295.8 | 2310.27 | 2320.85 | 2328.92 | 2335.9 | 2341.55 | 2344.1 | 2248.14 | NPgY | GSP | NG FES - Consumer Transformation | Total demand (GWh)
NG FES - Consumer Transformation | Dem_BB008 | GWh | NPgN | WIBA_3 | Total demand (GWh) | Wincobank | WINCOBANK | 160.74 | 213.09 | 211.26 | 210.2 | 209.43 | 209.54 | 210.01 | 210.92 | 212.48 | 214.49 | 218.73 | 223.26 | 227.91 | 232.49 | 237.34 | 242.26 | 246.57 | 250.54 | 254.18 | 257.73 | 260.68 | 262.59 | 263.92 | 264.46 | 264.74 | 264.93 | 265.1 | 265.19 | 265.18 | 259.06 | NPgY | GSP | NG FES - Consumer Transformation | Total demand (GWh)
NG FES - Falling Short | Dem_BB008 | GWh | NPgN | BLYTB1 | Total demand (GWh) | Blyth 66kV | BLYTH 66kV | 633.39 | 646.82 | 653.26 | 659.13 | 665.07 | 670.53 | 679.85 | 692.53 | 708.9 | 724.31 | 741.38 | 760.26 | 781.47 | 804.82 | 831.32 | 864.31 | 898.48 | 935.14 | 973.14 | 1012.05 | 1052.07 | 1088.12 | 1122.96 | 1156.03 | 1188.45 | 1213.46 | 1235.87 | 1254.48 | 1274.54 | 1296.05 | NPgN | GSP | NG FES - Falling Short | Total demand (GWh)
NG FES - Falling Short | Dem_BB008 | GWh | NPgN | BLYTH132 | Total demand (GWh) | Blyth 132kV | BLYTH 132kV | 291.19 | 298.25 | 301.06 | 303.46 | 305.71 | 307.47 | 310.7 | 315.3 | 321.39 | 327.45 | 334.75 | 342.61 | 351.37 | 360.98 | 371.21 | 383.34 | 395.8 | 408.92 | 422.49 | 436.06 | 450.09 | 462.41 | 474.06 | 484.61 | 494.35 | 501.55 | 508.34 | 514.29 | 520.63 | 527.19 | NPgN | GSP | NG FES - Falling Short | Total demand (GWh)
NG FES - Falling Short | Dem_BB008 | GWh | NPgN | FOUR_1 | Total demand (GWh) | Fourstones | FOURSTONES | 78.18 | 90.05 | 90.9 | 91.71 | 92.55 | 93.5 | 94.94 | 96.86 | 99.3 | 101.72 | 104.48 | 107.4 | 110.62 | 114.14 | 117.67 | 121.81 | 125.98 | 130.24 | 134.64 | 138.96 | 143.37 | 147.12 | 150.56 | 153.56 | 156.2 | 158.02 | 159.85 | 161.65 | 163.56 | 165.47 | NPgN | GSP | NG FES - Falling Short | Total demand (GWh)
NG FES - Falling Short | Dem_BB008 | GWh | NPgN | HARM_6 | Total demand (GWh) | Hart Moor | HARTMOOR | 426.11 | 436.8 | 438.8 | 440.37 | 441.83 | 442.78 | 445.81 | 450.51 | 456.97 | 463.11 | 470 | 477.72 | 486.55 | 496.4 | 507.87 | 522.71 | 538.06 | 554.75 | 572.17 | 590.07 | 609.1 | 625.89 | 642.1 | 657.48 | 672.59 | 684.25 | 694.53 | 702.92 | 711.81 | 721.53 | NPgN | GSP | NG FES - Falling Short | Total demand (GWh)
NG FES - Falling Short | Dem_BB008 | GWh | NPgN | HAWP_6 | Total demand (GWh) | Hawthorn Pit | HAWTHORN PIT GRID | 482.9 | 492.11 | 494.67 | 496.27 | 497.44 | 497.09 | 499.26 | 503.65 | 510.25 | 516.73 | 524.97 | 534.24 | 544.87 | 556.69 | 570.59 | 588.42 | 607 | 627.23 | 648.23 | 669.71 | 692.38 | 712.53 | 731.98 | 750.39 | 768.39 | 782.31 | 794.6 | 804.99 | 816.06 | 828.18 | NPgN | GSP | NG FES - Falling Short | Total demand (GWh)
NG FES - Falling Short | Dem_BB008 | GWh | NPgN | KNARE_111 | Total demand (GWh) | Knaresborough | KNARESBOROUGH | 655.03 | 683.48 | 690.14 | 695.94 | 701.53 | 705.86 | 713.87 | 725.32 | 740.43 | 754.85 | 771.92 | 790.81 | 812.08 | 835.54 | 862.01 | 894.36 | 928.25 | 964.67 | 1002.24 | 1040.48 | 1080.48 | 1116.9 | 1152.21 | 1185.65 | 1218.59 | 1244.15 | 1266.91 | 1284.05 | 1301.68 | 1320.43 | NPgN | GSP | NG FES - Falling Short | Total demand (GWh)
NG FES - Falling Short | Dem_BB008 | GWh | NPgN | LACK_6 | Total demand (GWh) | Lackenby | LACKENBY | 872.06 | 881.38 | 885.71 | 888.74 | 891.24 | 891.81 | 896.12 | 903.75 | 914.69 | 925.43 | 939.97 | 956.15 | 974.48 | 994.77 | 1018.27 | 1047.85 | 1078.99 | 1112.99 | 1148.6 | 1186.06 | 1226.5 | 1263.99 | 1301.3 | 1337.8 | 1375.16 | 1405.71 | 1432.05 | 1450.47 | 1469.6 | 1490.4 | NPgN | GSP | NG FES - Falling Short | Total demand (GWh)
NG FES - Falling Short | Dem_BB008 | GWh | NPgN | NORT_1 | Total demand (GWh) | Norton | NORTON | 2085.15 | 2151.08 | 2167.17 | 2180.61 | 2193.42 | 2202.69 | 2223.05 | 2253.47 | 2294.49 | 2333.74 | 2379.91 | 2431.3 | 2489.46 | 2553.84 | 2626.61 | 2716.51 | 2810.88 | 2912.19 | 3017.43 | 3126.23 | 3239.29 | 3343.32 | 3445.01 | 3542.56 | 3640.27 | 3716.42 | 3782.69 | 3829.74 | 3879.38 | 3932.62 | NPgN | GSP | NG FES - Falling Short | Total demand (GWh)
NG FES - Falling Short | Dem_BB008 | GWh | NPgN | OFFE_3 | Total demand (GWh) | Offerton | OFFERTON | 241.83 | 246.48 | 247.77 | 248.54 | 249.08 | 248.76 | 249.74 | 251.93 | 255.3 | 258.59 | 262.92 | 267.81 | 273.42 | 279.64 | 287.08 | 296.66 | 306.56 | 317.27 | 328.36 | 339.64 | 351.01 | 360.88 | 370.21 | 378.86 | 386.95 | 392.8 | 398.42 | 404.14 | 410.57 | 417.44 | NPgN | GSP | NG FES - Falling Short | Total demand (GWh)
NG FES - Falling Short | Dem_BB008 | GWh | NPgN | OSBA_1 | Total demand (GWh) | Osbaldwick | OSBALDWICK | 1322.97 | 1392.52 | 1402.38 | 1410.38 | 1417.66 | 1422.07 | 1433.13 | 1450.13 | 1473.22 | 1495.57 | 1521.35 | 1550.07 | 1582.62 | 1618.67 | 1659.39 | 1710.54 | 1763.57 | 1820.43 | 1879.2 | 1938.64 | 2000.19 | 2054.24 | 2105.57 | 2153.18 | 2198.29 | 2231.37 | 2262.27 | 2289.22 | 2318.15 | 2348.67 | NPgN | GSP | NG FES - Falling Short | Total demand (GWh)
NG FES - Falling Short | Dem_BB008 | GWh | NPgN | POPP_3 | Total demand (GWh) | Poppleton | POPPLETON | 186.17 | 190.77 | 191.91 | 192.71 | 193.35 | 193.45 | 194.58 | 196.65 | 199.68 | 202.61 | 206.32 | 210.49 | 215.26 | 220.57 | 226.76 | 234.63 | 242.81 | 251.65 | 260.82 | 270.16 | 279.9 | 288.48 | 296.69 | 304.39 | 311.81 | 317.35 | 322.41 | 326.75 | 331.4 | 336.41 | NPgN | GSP | NG FES - Falling Short | Total demand (GWh)
NG FES - Falling Short | Dem_BB008 | GWh | NPgN | SALH_1 | Total demand (GWh) | Saltholme | SALTHOLME | 422.68 | 504.17 | 505.01 | 505.83 | 506.64 | 507.42 | 508.33 | 509.3 | 510.33 | 511.35 | 511.18 | 511.03 | 510.92 | 510.86 | 510.86 | 510.99 | 511.13 | 511.33 | 511.56 | 511.79 | 512.1 | 512.27 | 512.41 | 512.49 | 512.53 | 512.48 | 512.44 | 512.45 | 512.48 | 512.53 | NPgN | GSP | NG FES - Falling Short | Total demand (GWh)
NG FES - Falling Short | Dem_BB008 | GWh | NPgN | SSHI_3 | Total demand (GWh) | South Shields | SOUTH SHIELDS | 215.2 | 218.63 | 219.79 | 220.53 | 221.08 | 220.91 | 222.05 | 224.37 | 227.89 | 231.29 | 235.84 | 241.02 | 246.99 | 253.71 | 261.65 | 271.77 | 282.46 | 294 | 306.3 | 319.85 | 333.23 | 345.82 | 358.43 | 370.72 | 383.34 | 392.8 | 401.58 | 407.72 | 415.33 | 423.11 | NPgN | GSP | NG FES - Falling Short | Total demand (GWh)
NG FES - Falling Short | Dem_BB008 | GWh | NPgN | KIELD01 and SPAD20 | Total demand (GWh) | 0 | SPADEADAM | 32.51 | 32.86 | 33.18 | 33.45 | 33.71 | 33.93 | 34.37 | 35.01 | 35.85 | 36.69 | 37.73 | 38.83 | 40.06 | 41.4 | 42.81 | 44.49 | 46.21 | 48.01 | 49.87 | 51.71 | 53.66 | 55.35 | 56.93 | 58.37 | 59.7 | 60.71 | 61.66 | 62.52 | 63.4 | 64.32 | NPgN | GSP | NG FES - Falling Short | Total demand (GWh)
NG FES - Falling Short | Dem_BB008 | GWh | NPgN | SPEN_1 | Total demand (GWh) | Spennymoor | SPENNYMOOR | 1090.93 | 1118.98 | 1125.13 | 1129.21 | 1132.47 | 1132.72 | 1139.13 | 1150.92 | 1168.17 | 1192.39 | 1213.55 | 1237.27 | 1264.41 | 1294.63 | 1350.05 | 1394.24 | 1440.25 | 1490.08 | 1541.83 | 1594.69 | 1650.5 | 1700.11 | 1747.89 | 1792.91 | 1836.84 | 1870.29 | 1900.03 | 1924.16 | 1949.79 | 1977.53 | NPgN | GSP | NG FES - Falling Short | Total demand (GWh)
NG FES - Falling Short | Dem_BB008 | GWh | NPgN | STEN_1 | Total demand (GWh) | Stella North | STELLA NORTH | 1016.18 | 1039.76 | 1046.08 | 1050.81 | 1054.83 | 1056.2 | 1062.17 | 1072.18 | 1086.19 | 1100.05 | 1116.75 | 1135.31 | 1156.42 | 1179.84 | 1207.05 | 1241.61 | 1277.6 | 1316.48 | 1357.33 | 1400.5 | 1445.07 | 1485.49 | 1525.09 | 1562.91 | 1600.68 | 1629.66 | 1656.59 | 1678.13 | 1702.47 | 1727.93 | NPgN | GSP | NG FES - Falling Short | Total demand (GWh)
NG FES - Falling Short | Dem_BB008 | GWh | NPgN | STES_1 | Total demand (GWh) | Stella South | STELLA SOUTH | 1088.85 | 1147.06 | 1152.32 | 1156.42 | 1160.02 | 1161.85 | 1167.2 | 1175.72 | 1187.46 | 1203.72 | 1215.6 | 1229.1 | 1244.75 | 1262.43 | 1296.54 | 1323.17 | 1351.54 | 1382.74 | 1415.76 | 1451.28 | 1489.69 | 1525.75 | 1562.05 | 1597.89 | 1635.17 | 1665.2 | 1690.71 | 1706.02 | 1722.18 | 1739.74 | NPgN | GSP | NG FES - Falling Short | Total demand (GWh)
NG FES - Falling Short | Dem_BB008 | GWh | NPgN | TYNE_1 | Total demand (GWh) | Tynemouth 1 | TYNEMOUTH | 751.19 | 814.99 | 820.78 | 825.22 | 829.07 | 830.78 | 836.19 | 844.9 | 856.87 | 868.68 | 883.16 | 899.16 | 917.16 | 936.92 | 959.82 | 988.37 | 1017.9 | 1049.73 | 1082.61 | 1115.92 | 1150.58 | 1181.28 | 1210.68 | 1238.37 | 1265.02 | 1285.7 | 1304.82 | 1322.57 | 1341.52 | 1361.83 | NPgN | GSP | NG FES - Falling Short | Total demand (GWh)
NG FES - Falling Short | Dem_BB008 | GWh | NPgN | WBOL_6 | Total demand (GWh) | West Boldon | WEST BOLDON | 1097.13 | 1168.06 | 1173.44 | 1176.92 | 1179.54 | 1179.07 | 1183.55 | 1192.5 | 1205.88 | 1219.06 | 1236.2 | 1255.52 | 1277.74 | 1302.58 | 1332.03 | 1369.73 | 1409.5 | 1452.92 | 1498.74 | 1547.85 | 1599.31 | 1647.1 | 1694.74 | 1741.28 | 1788.97 | 1826.68 | 1859.97 | 1883.37 | 1909.4 | 1937.17 | NPgN | GSP | NG FES - Falling Short | Total demand (GWh)
NG FES - Falling Short | Dem_BB008 | GWh | NPgN | BRAW_1 | Total demand (GWh) | Bradford West | BRADFORD WEST | 1835.14 | 1874.14 | 1885.21 | 1893.4 | 1900.23 | 1901.85 | 1909.79 | 1925.02 | 1945.24 | 1973.27 | 2008.38 | 2047.9 | 2093.19 | 2143.65 | 2202.38 | 2278.01 | 2355.98 | 2438.42 | 2524.66 | 2613.79 | 2705.44 | 2785.52 | 2860.78 | 2932.17 | 2999.38 | 3048.14 | 3086.42 | 3125.8 | 3169.51 | 3120.43 | NPgY | GSP | NG FES - Falling Short | Total demand (GWh)
NG FES - Falling Short | Dem_BB008 | GWh | NPgN | CAMB_01 | Total demand (GWh) | Camblesforth | CAMBLESFORTH | 188.33 | 214.03 | 215.74 | 217.27 | 218.72 | 219.84 | 221.5 | 223.75 | 226.44 | 229.79 | 233.54 | 237.68 | 242.36 | 247.55 | 253.39 | 260.59 | 268.18 | 276.38 | 284.9 | 294.08 | 304.08 | 313.48 | 322.8 | 332.2 | 341.79 | 349.59 | 354.65 | 358.64 | 362.65 | 347.07 | NPgY | GSP | NG FES - Falling Short | Total demand (GWh)
NG FES - Falling Short | Dem_BB008 | GWh | NPgN | CREB_1 | Total demand (GWh) | Creyke Beck | CREYKE BECK | 2018.23 | 2076.75 | 2094.19 | 2108.64 | 2121.4 | 2129.65 | 2144.13 | 2165.88 | 2192.68 | 2227.08 | 2266.8 | 2310.7 | 2360.35 | 2415.24 | 2477.24 | 2555.22 | 2635.71 | 2721.05 | 2809.73 | 2901.4 | 2997.18 | 3082.13 | 3162.96 | 3240.09 | 3314.14 | 3370.33 | 3413.15 | 3454.86 | 3499.59 | 3439.64 | NPgY | GSP | NG FES - Falling Short | Total demand (GWh)
NG FES - Falling Short | Dem_BB008 | GWh | NPgN | DRAX_YEDL | Total demand (GWh) | Drax | DRAX | 472.36 | 484.41 | 489.37 | 494.12 | 498.77 | 503.1 | 508.23 | 514.24 | 520.93 | 528.56 | 535.1 | 542.23 | 550.12 | 558.77 | 568.1 | 579.38 | 591.23 | 604 | 617.14 | 631.36 | 646.69 | 661.29 | 675.9 | 690.79 | 706 | 718.65 | 727.18 | 734.21 | 741.39 | 718.08 | NPgY | GSP | NG FES - Falling Short | Total demand (GWh)
NG FES - Falling Short | Dem_BB008 | GWh | NPgN | ELLA_1 | Total demand (GWh) | Elland | ELLAND | 1575.38 | 1603.72 | 1623.58 | 1630.68 | 1636.79 | 1639.03 | 1646.24 | 1659.22 | 1676.47 | 1723.77 | 1751.83 | 1783.69 | 1820.55 | 1861.99 | 1948.57 | 2011.05 | 2076.75 | 2146.32 | 2219.26 | 2299.97 | 2380.42 | 2454.2 | 2525.84 | 2596.66 | 2666.55 | 2717.16 | 2752.35 | 2785.6 | 2825.76 | 2704.66 | NPgY | GSP | NG FES - Falling Short | Total demand (GWh)
NG FES - Falling Short | Dem_BB008 | GWh | NPgN | FERRA2 | Total demand (GWh) | Ferrybridge A | FERRYBRIDGE A | 514.8 | 612.19 | 633.9 | 637.88 | 641.48 | 644.05 | 648.21 | 654.07 | 661.2 | 653.23 | 663.56 | 675.01 | 687.94 | 702.23 | 779.1 | 799.34 | 820.55 | 843.3 | 866.98 | 892.3 | 919.5 | 944.78 | 969.66 | 994.63 | 1019.8 | 1040.17 | 1053.86 | 1065.34 | 1077.05 | 1041.01 | NPgY | GSP | NG FES - Falling Short | Total demand (GWh)
NG FES - Falling Short | Dem_BB008 | GWh | NPgN | FERRB9 | Total demand (GWh) | Ferrybridge B (_M) | FERRYBRIDGE B | 1286.32 | 1346.17 | 1368.52 | 1377.36 | 1385.56 | 1391.47 | 1401.05 | 1414.87 | 1431.68 | 1468.83 | 1492.45 | 1518.78 | 1548.7 | 1581.98 | 1663.33 | 1711.02 | 1761.15 | 1814.97 | 1870.93 | 1931.01 | 1995.21 | 2054.81 | 2113.42 | 2172.13 | 2231.28 | 2278.28 | 2309.31 | 2334.94 | 2361.47 | 2269.39 | NPgY | GSP | NG FES - Falling Short | Total demand (GWh)
NG FES - Falling Short | Dem_BB008 | GWh | NPgN | GRIW_1 | Total demand (GWh) | Grimsby West | GRIMSBY WEST | 876.36 | 925.82 | 930.32 | 933.72 | 936.53 | 937.65 | 940.82 | 946.38 | 953.61 | 963.4 | 974.4 | 986.9 | 1001.43 | 1017.89 | 1037.43 | 1062.88 | 1090.01 | 1119.57 | 1150.81 | 1185.33 | 1223.47 | 1259.26 | 1294.99 | 1331.49 | 1369.06 | 1399.25 | 1417.87 | 1431.88 | 1446.24 | 1374.16 | NPgY | GSP | NG FES - Falling Short | Total demand (GWh)
NG FES - Falling Short | Dem_BB008 | GWh | NPgN | JORD_3 | Total demand (GWh) | Jordanthorpe | JORDANTHORPE | 266.86 | 270.63 | 272.44 | 273.75 | 274.81 | 275.1 | 276.24 | 278.29 | 281.02 | 284.83 | 289.97 | 295.68 | 302.13 | 309.19 | 317.39 | 327.68 | 338.11 | 348.97 | 360.32 | 371.36 | 382.52 | 391.91 | 400.39 | 408.03 | 414.75 | 419.56 | 424.11 | 429.75 | 435.93 | 441.73 | NPgY | GSP | NG FES - Falling Short | Total demand (GWh)
NG FES - Falling Short | Dem_BB008 | GWh | NPgN | KEAD_YEDL | Total demand (GWh) | Keadby | KEADBY | 1957.07 | 1989.89 | 2003.33 | 2015.22 | 2026.13 | 2034.94 | 2047.45 | 2064.12 | 2083.82 | 2107.97 | 2133.95 | 2162.53 | 2194.58 | 2229.88 | 2268.69 | 2316.3 | 2365.68 | 2418.24 | 2472.4 | 2528.66 | 2587.98 | 2641.82 | 2693.82 | 2744.22 | 2793.65 | 2832.33 | 2860.01 | 2885.32 | 2911.85 | 2858.58 | NPgY | GSP | NG FES - Falling Short | Total demand (GWh)
NG FES - Falling Short | Dem_BB008 | GWh | NPgN | KIRKB1 | Total demand (GWh) | Kirkstall B | KIRKSTALL B | 1102.19 | 1134.03 | 1140 | 1144.66 | 1148.79 | 1150.78 | 1155.83 | 1164.47 | 1175.71 | 1190.83 | 1208.55 | 1228.63 | 1251.78 | 1277.73 | 1307.94 | 1346.49 | 1386.72 | 1429.23 | 1473.48 | 1520.38 | 1567.64 | 1610.11 | 1650.6 | 1689.69 | 1727.46 | 1754.56 | 1773.72 | 1792.27 | 1813.57 | 1763.15 | NPgY | GSP | NG FES - Falling Short | Total demand (GWh)
NG FES - Falling Short | Dem_BB008 | GWh | NPgN | NEEP_3 | Total demand (GWh) | Neepsend | NEEPSEND | 376.38 | 387.7 | 389.91 | 391.44 | 392.58 | 392.6 | 393.79 | 396.36 | 399.83 | 404.79 | 411.08 | 418.14 | 426.22 | 435.18 | 445.63 | 459.22 | 473.08 | 487.68 | 502.93 | 518.09 | 533.69 | 546.85 | 558.88 | 569.9 | 579.8 | 586.81 | 592.94 | 599.84 | 607.31 | 609.25 | NPgY | GSP | NG FES - Falling Short | Total demand (GWh)
NG FES - Falling Short | Dem_BB008 | GWh | NPgN | NORL_3 | Total demand (GWh) | Norton Lees | NORTON LEES | 254.55 | 257.42 | 259.48 | 261.01 | 262.27 | 262.69 | 264.18 | 266.82 | 270.37 | 275.26 | 281.77 | 289.1 | 297.46 | 306.71 | 317.6 | 331.48 | 345.72 | 360.57 | 376.13 | 392.31 | 408.05 | 421.77 | 434.53 | 446.53 | 457.6 | 465.25 | 471.76 | 479.35 | 488.4 | 483.01 | NPgY | GSP | NG FES - Falling Short | Total demand (GWh)
NG FES - Falling Short | Dem_BB008 | GWh | NPgN | PITS_BB_B | Total demand (GWh) | Pitsmoor | PITSMOOR 3/4 | 217.96 | 229.59 | 230.59 | 231.33 | 231.91 | 232.04 | 232.67 | 233.93 | 235.58 | 237.86 | 240.43 | 243.34 | 246.7 | 250.46 | 254.88 | 260.7 | 266.65 | 272.96 | 279.55 | 286.14 | 293.05 | 298.89 | 304.26 | 309.19 | 313.67 | 316.84 | 319.48 | 322.3 | 325.29 | 324.81 | NPgY | GSP | NG FES - Falling Short | Total demand (GWh)
NG FES - Falling Short | Dem_BB008 | GWh | NPgN | SALT_1 | Total demand (GWh) | Saltend North | SALTEND NORTH | 337.72 | 344.42 | 346.93 | 349.02 | 350.87 | 352.07 | 354.09 | 357.06 | 360.67 | 365.27 | 370.33 | 375.94 | 382.3 | 389.37 | 397.44 | 407.73 | 418.49 | 430.06 | 442.18 | 455.18 | 469.23 | 482.15 | 494.84 | 507.48 | 520.2 | 530.4 | 537.37 | 543.33 | 549.53 | 531.64 | NPgY | GSP | NG FES - Falling Short | Total demand (GWh)
NG FES - Falling Short | Dem_BB008 | GWh | NPgN | SHEC_3 | Total demand (GWh) | Sheffield City | SHEFFIELD CITY | 344.17 | 370.12 | 371.57 | 372.74 | 373.74 | 374.21 | 375.32 | 377.31 | 379.83 | 383.2 | 386.44 | 390.16 | 394.56 | 399.55 | 405.46 | 413.29 | 421.38 | 430.04 | 439.08 | 448.17 | 457.92 | 466.19 | 473.84 | 480.91 | 487.39 | 491.84 | 495.31 | 498.64 | 502.1 | 497.92 | NPgY | GSP | NG FES - Falling Short | Total demand (GWh)
NG FES - Falling Short | Dem_BB008 | GWh | NPgN | SKLGB1 | Total demand (GWh) | Skelton Grange | SKELTON GRANGE | 2642.63 | 2772.13 | 2794.05 | 2805.3 | 2815.1 | 2819.29 | 2830.76 | 2850.82 | 2876.79 | 2920.65 | 2961.67 | 3008.09 | 3061.69 | 3121.77 | 3217.88 | 3308.78 | 3403.84 | 3505.42 | 3611.65 | 3723.4 | 3841.5 | 3948.1 | 4050.77 | 4151.45 | 4250.31 | 4325.57 | 4377.01 | 4422.47 | 4470.52 | 4340.58 | NPgY | GSP | NG FES - Falling Short | Total demand (GWh)
NG FES - Falling Short | Dem_BB008 | GWh | NPgN | TEMP_3 | Total demand (GWh) | Templeborough | TEMPLEBOROUGH 275/33KV | 50.62 | 51.93 | 52.31 | 52.64 | 52.95 | 53.18 | 53.5 | 53.93 | 54.42 | 55.01 | 55.6 | 56.24 | 56.97 | 57.76 | 58.68 | 59.83 | 61.02 | 62.29 | 63.62 | 65.03 | 66.53 | 67.91 | 69.26 | 70.6 | 71.95 | 73.07 | 73.88 | 74.64 | 75.44 | 74.18 | NPgY | GSP | NG FES - Falling Short | Total demand (GWh)
NG FES - Falling Short | Dem_BB008 | GWh | NPgN | THUR_6 | Total demand (GWh) | Thurcroft | THURCROFT | 612.8 | 667.68 | 704.04 | 709.96 | 715.02 | 718.71 | 724.81 | 733.46 | 744.09 | 728.47 | 744.74 | 762.74 | 783.06 | 805.51 | 830.75 | 862.49 | 895.61 | 930.87 | 967.5 | 1006.02 | 1046.71 | 1083.98 | 1120.15 | 1155.72 | 1190.98 | 1218.79 | 1238.03 | 1254.95 | 1272.48 | 1229.06 | NPgY | GSP | NG FES - Falling Short | Total demand (GWh)
NG FES - Falling Short | Dem_BB008 | GWh | NPgN | WMEL_THOM | Total demand (GWh) | Thorpe Marsh | WEST MELTON / THORPE MARSH | 2259.81 | 2335.93 | 2365.37 | 2382.94 | 2399.1 | 2411.95 | 2429.49 | 2452.62 | 2479.64 | 2524.36 | 2556.13 | 2591.38 | 2631.31 | 2675.54 | 2759.48 | 2823.09 | 2889.68 | 2960.98 | 3035.44 | 3114.21 | 3198.76 | 3276.39 | 3352.2 | 3427.44 | 3502.46 | 3562.55 | 3604.96 | 3641.57 | 3679.1 | 3587.17 | NPgY | GSP | NG FES - Falling Short | Total demand (GWh)
NG FES - Falling Short | Dem_BB008 | GWh | NPgN | WMEL_BB3 | Total demand (GWh) | West Melton | WEST MELTON SECTION 3 | 1065.21 | 1092.74 | 1109.37 | 1116.95 | 1123.19 | 1126.09 | 1133.65 | 1146.46 | 1162.94 | 1193.54 | 1223.41 | 1256.49 | 1293.82 | 1335 | 1405.8 | 1464.69 | 1525.59 | 1590.1 | 1657.18 | 1727.44 | 1800.41 | 1865.9 | 1928.68 | 1989.53 | 2048.59 | 2093.99 | 2127.77 | 2160.01 | 2194.63 | 2136.87 | NPgY | GSP | NG FES - Falling Short | Total demand (GWh)
NG FES - Falling Short | Dem_BB008 | GWh | NPgN | WIBA_3 | Total demand (GWh) | Wincobank | WINCOBANK | 160.76 | 217.54 | 218.31 | 218.99 | 219.64 | 220.15 | 220.87 | 221.91 | 223.11 | 224.56 | 225.56 | 226.68 | 228 | 229.51 | 231.29 | 233.69 | 236.19 | 238.93 | 241.82 | 244.93 | 248.38 | 251.48 | 254.52 | 257.56 | 260.62 | 263.05 | 264.61 | 265.86 | 267.11 | 262.26 | NPgY | GSP | NG FES - Falling Short | Total demand (GWh)
NG FES - Leading the Way | Dem_BB008 | GWh | NPgN | BLYTB1 | Total demand (GWh) | Blyth 66kV | BLYTH 66kV | 633.32 | 608.11 | 599 | 599.09 | 605.53 | 623.53 | 641.58 | 667.48 | 698.03 | 734.26 | 790.84 | 843.61 | 896.01 | 945.69 | 993.43 | 1048.22 | 1087.43 | 1119.41 | 1147.08 | 1168.85 | 1196.17 | 1210.48 | 1219.97 | 1223.73 | 1225.05 | 1226.67 | 1225.82 | 1222.99 | 1220.44 | 1214.01 | NPgN | GSP | NG FES - Leading the Way | Total demand (GWh)
NG FES - Leading the Way | Dem_BB008 | GWh | NPgN | BLYTH132 | Total demand (GWh) | Blyth 132kV | BLYTH 132kV | 291.16 | 280.41 | 276.42 | 277.15 | 280.56 | 287.23 | 293.47 | 303.17 | 314.38 | 327.75 | 347.86 | 366.81 | 385.62 | 402.86 | 418.3 | 434.24 | 445.39 | 454.22 | 461.69 | 467.31 | 474.42 | 478.03 | 480.37 | 481.36 | 481.82 | 482.36 | 482.31 | 481.88 | 481.53 | 480.05 | NPgN | GSP | NG FES - Leading the Way | Total demand (GWh)
NG FES - Leading the Way | Dem_BB008 | GWh | NPgN | FOUR_1 | Total demand (GWh) | Fourstones | FOURSTONES | 78.17 | 86.4 | 86.07 | 86.97 | 88.78 | 91.32 | 93.9 | 97.83 | 102 | 106.71 | 113.56 | 119.9 | 126.15 | 131.81 | 136.69 | 140.9 | 143.78 | 145.95 | 147.68 | 148.84 | 150.33 | 151.02 | 151.45 | 151.69 | 151.85 | 152.03 | 152.07 | 152.02 | 151.97 | 151.69 | NPgN | GSP | NG FES - Leading the Way | Total demand (GWh)
NG FES - Leading the Way | Dem_BB008 | GWh | NPgN | HARM_6 | Total demand (GWh) | Hart Moor | HARTMOOR | 426.05 | 413.46 | 405.61 | 403.05 | 403.81 | 410.63 | 417.87 | 428.76 | 441.93 | 457.85 | 485.11 | 509.93 | 534.72 | 558.34 | 581.33 | 608.75 | 627.63 | 642.74 | 655.7 | 665.71 | 678.93 | 685.01 | 688.72 | 689.72 | 689.11 | 688.75 | 687.1 | 684.41 | 681.93 | 677.44 | NPgN | GSP | NG FES - Leading the Way | Total demand (GWh)
NG FES - Leading the Way | Dem_BB008 | GWh | NPgN | HAWP_6 | Total demand (GWh) | Hawthorn Pit | HAWTHORN PIT GRID | 482.86 | 453.74 | 440.43 | 435.85 | 435.56 | 442.99 | 450.64 | 463.34 | 479.03 | 498.34 | 530.54 | 559.81 | 588.76 | 616.1 | 642.64 | 674.43 | 696.18 | 713.27 | 727.75 | 738.6 | 753.46 | 759.86 | 763.51 | 764.34 | 763.32 | 762.54 | 760.34 | 756.94 | 753.8 | 748.06 | NPgN | GSP | NG FES - Leading the Way | Total demand (GWh)
NG FES - Leading the Way | Dem_BB008 | GWh | NPgN | KNARE_111 | Total demand (GWh) | Knaresborough | KNARESBOROUGH | 654.95 | 640.62 | 630.31 | 630.74 | 637.25 | 654.45 | 671.29 | 696.48 | 726.49 | 762.06 | 814.81 | 864.92 | 915.55 | 963.88 | 1009.48 | 1059.05 | 1094.97 | 1124.65 | 1150.51 | 1171.39 | 1196.79 | 1211.47 | 1221.62 | 1225.03 | 1225.69 | 1226.71 | 1225.99 | 1223.92 | 1222.05 | 1216.99 | NPgN | GSP | NG FES - Leading the Way | Total demand (GWh)
NG FES - Leading the Way | Dem_BB008 | GWh | NPgN | LACK_6 | Total demand (GWh) | Lackenby | LACKENBY | 872.01 | 831.16 | 816.98 | 815.1 | 819.48 | 835.03 | 851.54 | 875.38 | 903.74 | 937.67 | 987.42 | 1033.47 | 1079.8 | 1124.57 | 1168.93 | 1221.39 | 1260.3 | 1293.5 | 1323.8 | 1349.75 | 1381.09 | 1399.95 | 1412.8 | 1416.21 | 1415.71 | 1415.58 | 1413.46 | 1409.63 | 1406.14 | 1398.79 | NPgN | GSP | NG FES - Leading the Way | Total demand (GWh)
NG FES - Leading the Way | Dem_BB008 | GWh | NPgN | NORT_1 | Total demand (GWh) | Norton | NORTON | 2084.97 | 2015.89 | 1976.57 | 1969.46 | 1980.92 | 2023.41 | 2067.57 | 2133.51 | 2213.2 | 2309.05 | 2456.87 | 2596.92 | 2737.19 | 2871.14 | 2999.09 | 3141.09 | 3246.04 | 3334.44 | 3412.94 | 3477.93 | 3554.96 | 3600.85 | 3631.67 | 3638.46 | 3637.03 | 3636.19 | 3630.11 | 3619.29 | 3608.9 | 3589.45 | NPgN | GSP | NG FES - Leading the Way | Total demand (GWh)
NG FES - Leading the Way | Dem_BB008 | GWh | NPgN | OFFE_3 | Total demand (GWh) | Offerton | OFFERTON | 241.81 | 225.91 | 218.64 | 216.17 | 215.96 | 220.16 | 224.54 | 231.73 | 240.58 | 251.23 | 268.67 | 284.67 | 300.71 | 316.02 | 330.89 | 348.35 | 360.01 | 368.77 | 375.77 | 380.47 | 387.33 | 389.39 | 390.29 | 390.57 | 390.52 | 390.54 | 389.71 | 388.28 | 387.01 | 384.15 | NPgN | GSP | NG FES - Leading the Way | Total demand (GWh)
NG FES - Leading the Way | Dem_BB008 | GWh | NPgN | OSBA_1 | Total demand (GWh) | Osbaldwick | OSBALDWICK | 1322.8 | 1305.26 | 1278.36 | 1272.07 | 1277.2 | 1300.63 | 1323.26 | 1358.88 | 1402.45 | 1455.41 | 1543.55 | 1626.4 | 1710.24 | 1789.79 | 1864.82 | 1947.6 | 2004.51 | 2049.11 | 2085.85 | 2112.77 | 2148.25 | 2164.05 | 2173.41 | 2176.42 | 2176.6 | 2177.25 | 2174.53 | 2169.46 | 2164.84 | 2154.17 | NPgN | GSP | NG FES - Leading the Way | Total demand (GWh)
NG FES - Leading the Way | Dem_BB008 | GWh | NPgN | POPP_3 | Total demand (GWh) | Poppleton | POPPLETON | 186.15 | 176.34 | 171.79 | 170.75 | 171.59 | 175.63 | 179.45 | 185.31 | 192.48 | 201.14 | 214.95 | 227.71 | 240.56 | 252.8 | 264.53 | 277.97 | 287.15 | 294.27 | 300.14 | 304.41 | 310.11 | 312.42 | 313.63 | 313.72 | 313.26 | 312.9 | 312 | 310.61 | 309.3 | 307.03 | NPgN | GSP | NG FES - Leading the Way | Total demand (GWh)
NG FES - Leading the Way | Dem_BB008 | GWh | NPgN | SALH_1 | Total demand (GWh) | Saltholme | SALTHOLME | 422.67 | 499.48 | 496.04 | 492.79 | 489.63 | 486.7 | 483.85 | 481.11 | 478.43 | 475.81 | 476.93 | 477.87 | 478.85 | 479.77 | 480.63 | 481.71 | 482.32 | 482.78 | 483.12 | 483.33 | 483.69 | 483.72 | 483.7 | 483.71 | 483.71 | 483.75 | 483.75 | 483.73 | 483.72 | 483.68 | NPgN | GSP | NG FES - Leading the Way | Total demand (GWh)
NG FES - Leading the Way | Dem_BB008 | GWh | NPgN | SSHI_3 | Total demand (GWh) | South Shields | SOUTH SHIELDS | 215.18 | 200.56 | 194.65 | 193.19 | 194.06 | 199.11 | 204.24 | 212.07 | 221.72 | 233.45 | 251.45 | 268.63 | 286.41 | 303.93 | 321.3 | 340.89 | 355.94 | 368.82 | 380.2 | 389.61 | 400.01 | 405.86 | 408.95 | 407.96 | 407.36 | 406.75 | 405.39 | 403.45 | 401.59 | 398.26 | NPgN | GSP | NG FES - Leading the Way | Total demand (GWh)
NG FES - Leading the Way | Dem_BB008 | GWh | NPgN | KIELD01 and SPAD20 | Total demand (GWh) | 0 | SPADEADAM | 32.51 | 30.53 | 30.02 | 30.15 | 30.66 | 31.6 | 32.6 | 34.12 | 35.79 | 37.72 | 40.53 | 43.1 | 45.65 | 48.01 | 50.12 | 52.19 | 53.59 | 54.66 | 55.54 | 56.17 | 57 | 57.39 | 57.63 | 57.73 | 57.75 | 57.79 | 57.77 | 57.7 | 57.64 | 57.46 | NPgN | GSP | NG FES - Leading the Way | Total demand (GWh)
NG FES - Leading the Way | Dem_BB008 | GWh | NPgN | SPEN_1 | Total demand (GWh) | Spennymoor | SPENNYMOOR | 1090.82 | 1034.95 | 1007.54 | 999.83 | 1002.59 | 1022.61 | 1043.11 | 1075.84 | 1115.75 | 1171.73 | 1250.09 | 1322.12 | 1393.92 | 1461.81 | 1547.51 | 1622.11 | 1673.54 | 1714.15 | 1748.39 | 1774.18 | 1808.54 | 1824.06 | 1832.71 | 1833.66 | 1830.53 | 1828 | 1822.43 | 1814.43 | 1807.02 | 1793.57 | NPgN | GSP | NG FES - Leading the Way | Total demand (GWh)
NG FES - Leading the Way | Dem_BB008 | GWh | NPgN | STEN_1 | Total demand (GWh) | Stella North | STELLA NORTH | 1016.07 | 969.97 | 946.53 | 938.9 | 939.3 | 953.49 | 968.25 | 991.94 | 1020.61 | 1055.94 | 1116.37 | 1172.59 | 1230.06 | 1285.79 | 1340.13 | 1402.54 | 1447.64 | 1484.64 | 1516.46 | 1541.69 | 1572.41 | 1587.92 | 1596.79 | 1597.25 | 1596.9 | 1597.02 | 1594.8 | 1590.72 | 1586.76 | 1578.28 | NPgN | GSP | NG FES - Leading the Way | Total demand (GWh)
NG FES - Leading the Way | Dem_BB008 | GWh | NPgN | STES_1 | Total demand (GWh) | Stella South | STELLA SOUTH | 1088.79 | 1090.9 | 1069.25 | 1059.24 | 1055.32 | 1061.39 | 1067.52 | 1080.6 | 1098.11 | 1125.63 | 1172.05 | 1215.99 | 1261.01 | 1305.2 | 1363.05 | 1414.39 | 1453.72 | 1488.33 | 1520.53 | 1549.03 | 1582.19 | 1603.58 | 1618.12 | 1620.53 | 1619.18 | 1617.88 | 1614.55 | 1609.67 | 1605.01 | 1596.54 | NPgN | GSP | NG FES - Leading the Way | Total demand (GWh)
NG FES - Leading the Way | Dem_BB008 | GWh | NPgN | TYNE_1 | Total demand (GWh) | Tynemouth 1 | TYNEMOUTH | 751.14 | 758.58 | 741.18 | 736.49 | 737.98 | 750.99 | 764.45 | 785.46 | 810.74 | 841.16 | 890.13 | 934.83 | 979.27 | 1021.4 | 1061.84 | 1109.16 | 1141.49 | 1166.57 | 1187.3 | 1202.4 | 1223.02 | 1231.56 | 1236.69 | 1239.23 | 1239.85 | 1241 | 1240.28 | 1237.78 | 1235.63 | 1230.13 | NPgN | GSP | NG FES - Leading the Way | Total demand (GWh)
NG FES - Leading the Way | Dem_BB008 | GWh | NPgN | WBOL_6 | Total demand (GWh) | West Boldon | WEST BOLDON | 1097.05 | 1091.7 | 1065.95 | 1057.85 | 1058.42 | 1074.73 | 1091.47 | 1118.46 | 1151.68 | 1192.47 | 1258.58 | 1320.14 | 1382.75 | 1443.83 | 1504.73 | 1576.34 | 1629.65 | 1674.84 | 1715.32 | 1749.23 | 1789.53 | 1812.39 | 1826.47 | 1827.34 | 1825.37 | 1823.67 | 1819.13 | 1812.18 | 1805.55 | 1793.5 | NPgN | GSP | NG FES - Leading the Way | Total demand (GWh)
NG FES - Leading the Way | Dem_BB008 | GWh | NPgN | BRAW_1 | Total demand (GWh) | Bradford West | BRADFORD WEST | 1834.93 | 1737.32 | 1691.48 | 1676.38 | 1674.72 | 1688.2 | 1727.67 | 1787.87 | 1857.73 | 1942.01 | 2073.17 | 2198.18 | 2323.99 | 2443.91 | 2558.38 | 2680.79 | 2768.94 | 2834.44 | 2891.78 | 2929.35 | 2977.04 | 2994.28 | 2998.92 | 3002.03 | 2998.77 | 2995.97 | 2988.09 | 2976.79 | 2962.83 | 2837.58 | NPgY | GSP | NG FES - Leading the Way | Total demand (GWh)
NG FES - Leading the Way | Dem_BB008 | GWh | NPgN | CAMB_01 | Total demand (GWh) | Camblesforth | CAMBLESFORTH | 188.31 | 203.99 | 201.3 | 200.81 | 201.33 | 203.06 | 206.8 | 211.95 | 217.91 | 225.11 | 236.39 | 247.36 | 258.52 | 269.33 | 279.78 | 291.13 | 300.37 | 308.44 | 316.33 | 323.13 | 330.7 | 335.76 | 338.93 | 340.61 | 340.79 | 340.99 | 340.82 | 340.4 | 339.75 | 318.06 | NPgY | GSP | NG FES - Leading the Way | Total demand (GWh)
NG FES - Leading the Way | Dem_BB008 | GWh | NPgN | CREB_1 | Total demand (GWh) | Creyke Beck | CREYKE BECK | 2017.99 | 1944.31 | 1905.7 | 1895.59 | 1897.72 | 1913.87 | 1954.97 | 2013.02 | 2080.04 | 2161.22 | 2291.89 | 2416.53 | 2541.82 | 2660.32 | 2772.66 | 2892.49 | 2981.09 | 3049.9 | 3111.97 | 3156.63 | 3210.77 | 3236.53 | 3249.8 | 3258.7 | 3259.59 | 3260.98 | 3257.66 | 3251.27 | 3242.45 | 3113 | NPgY | GSP | NG FES - Leading the Way | Total demand (GWh)
NG FES - Leading the Way | Dem_BB008 | GWh | NPgN | DRAX_YEDL | Total demand (GWh) | Drax | DRAX | 472.33 | 465.72 | 459.79 | 456.8 | 455.28 | 455.61 | 458.21 | 462.12 | 467.07 | 473.63 | 490.22 | 506.55 | 523.17 | 539.24 | 554.77 | 571.34 | 585.46 | 598.32 | 611.05 | 622.46 | 634.77 | 643.87 | 650.22 | 654.27 | 656.16 | 658.07 | 659.54 | 660.72 | 661.64 | 630.17 | NPgY | GSP | NG FES - Leading the Way | Total demand (GWh)
NG FES - Leading the Way | Dem_BB008 | GWh | NPgN | ELLA_1 | Total demand (GWh) | Elland | ELLAND | 1575.25 | 1496.53 | 1469.87 | 1456.49 | 1453.7 | 1463.33 | 1494.19 | 1542.12 | 1598.65 | 1691.63 | 1801.24 | 1907.6 | 2016.05 | 2121.74 | 2263.12 | 2373.04 | 2458.6 | 2527.44 | 2590.11 | 2635.74 | 2686.33 | 2710.1 | 2716.17 | 2715.31 | 2710.62 | 2706 | 2697.37 | 2685.91 | 2672.01 | 2470.69 | NPgY | GSP | NG FES - Leading the Way | Total demand (GWh)
NG FES - Leading the Way | Dem_BB008 | GWh | NPgN | FERRA2 | Total demand (GWh) | Ferrybridge A | FERRYBRIDGE A | 514.75 | 579.61 | 587.67 | 585.76 | 587.1 | 591.96 | 601.71 | 615.72 | 631.93 | 634.72 | 666.55 | 697.22 | 727.91 | 757.45 | 847.35 | 879.36 | 904.87 | 926.53 | 947.54 | 964.84 | 984.55 | 996.8 | 1004.33 | 1008.67 | 1009.15 | 1009.71 | 1009.13 | 1007.74 | 1005.66 | 951.19 | NPgY | GSP | NG FES - Leading the Way | Total demand (GWh)
NG FES - Leading the Way | Dem_BB008 | GWh | NPgN | FERRB9 | Total demand (GWh) | Ferrybridge B (_M) | FERRYBRIDGE B | 1286.19 | 1270.74 | 1259.34 | 1252.04 | 1252.31 | 1261.13 | 1282.36 | 1314.11 | 1351.67 | 1413.67 | 1490.03 | 1564.08 | 1638.86 | 1711.19 | 1825.44 | 1902.13 | 1963.15 | 2015.03 | 2064.91 | 2105.86 | 2152.01 | 2180.54 | 2197.3 | 2205.96 | 2205.81 | 2205.84 | 2203.18 | 2198.64 | 2192.52 | 2056.61 | NPgY | GSP | NG FES - Leading the Way | Total demand (GWh)
NG FES - Leading the Way | Dem_BB008 | GWh | NPgN | GRIW_1 | Total demand (GWh) | Grimsby West | GRIMSBY WEST | 876.28 | 877.5 | 859.98 | 852.38 | 848.86 | 849.96 | 860.12 | 876.85 | 896.69 | 921.54 | 965.15 | 1006.98 | 1049.7 | 1091.81 | 1134.29 | 1182.05 | 1220.32 | 1253.18 | 1285.51 | 1312.52 | 1343.18 | 1361.84 | 1371.99 | 1376.08 | 1373.71 | 1371.52 | 1367.6 | 1362.41 | 1356.16 | 1255.6 | NPgY | GSP | NG FES - Leading the Way | Total demand (GWh)
NG FES - Leading the Way | Dem_BB008 | GWh | NPgN | JORD_3 | Total demand (GWh) | Jordanthorpe | JORDANTHORPE | 266.85 | 252.55 | 247.56 | 246.86 | 247.88 | 250.69 | 257.09 | 266.46 | 277.04 | 289.6 | 307.37 | 323.78 | 339.62 | 354.14 | 367.36 | 381.71 | 391.19 | 397.23 | 402.08 | 404.11 | 407.64 | 407.35 | 406.47 | 406.56 | 406.12 | 405.88 | 405.05 | 403.72 | 402.03 | 398.66 | NPgY | GSP | NG FES - Leading the Way | Total demand (GWh)
NG FES - Leading the Way | Dem_BB008 | GWh | NPgN | KEAD_YEDL | Total demand (GWh) | Keadby | KEADBY | 1956.94 | 1920.71 | 1903.26 | 1900.68 | 1904.66 | 1916.3 | 1940.38 | 1972.7 | 2010.38 | 2056.32 | 2132.13 | 2205.4 | 2278.88 | 2347.93 | 2412.06 | 2479.54 | 2531.71 | 2574.65 | 2614.54 | 2646.2 | 2682.57 | 2704.26 | 2717.77 | 2726.17 | 2728.44 | 2730.88 | 2730.95 | 2729.42 | 2726.58 | 2636.63 | NPgY | GSP | NG FES - Leading the Way | Total demand (GWh)
NG FES - Leading the Way | Dem_BB008 | GWh | NPgN | KIRKB1 | Total demand (GWh) | Kirkstall B | KIRKSTALL B | 1102.1 | 1067.44 | 1044.22 | 1035.57 | 1033.61 | 1039.19 | 1056.82 | 1084.97 | 1118.56 | 1160.01 | 1226.35 | 1290.24 | 1354.24 | 1415.42 | 1473.84 | 1535.49 | 1581.65 | 1617.36 | 1649.27 | 1671.13 | 1696.48 | 1706.9 | 1709.17 | 1708.63 | 1704.87 | 1701.36 | 1695.61 | 1688.12 | 1679.19 | 1587.1 | NPgY | GSP | NG FES - Leading the Way | Total demand (GWh)
NG FES - Leading the Way | Dem_BB008 | GWh | NPgN | NEEP_3 | Total demand (GWh) | Neepsend | NEEPSEND | 376.34 | 359.96 | 350.58 | 347.31 | 346.49 | 348.27 | 354.8 | 365.19 | 377.31 | 391.93 | 415.49 | 437.74 | 459.86 | 480.73 | 500.46 | 521.72 | 536.22 | 546.25 | 554.67 | 559.43 | 566.43 | 568.02 | 568.2 | 568.96 | 568.57 | 568.24 | 566.91 | 564.94 | 562.51 | 552.11 | NPgY | GSP | NG FES - Leading the Way | Total demand (GWh)
NG FES - Leading the Way | Dem_BB008 | GWh | NPgN | NORL_3 | Total demand (GWh) | Norton Lees | NORTON LEES | 254.54 | 236.26 | 230.5 | 229.89 | 231.51 | 235.51 | 244.21 | 256.97 | 271.45 | 288.5 | 312.66 | 335.56 | 358.29 | 379.95 | 400.53 | 422.48 | 438.22 | 449.43 | 458.92 | 464.3 | 471.13 | 472.4 | 471.45 | 470.98 | 470.27 | 469.68 | 468.21 | 466.06 | 463.38 | 441.97 | NPgY | GSP | NG FES - Leading the Way | Total demand (GWh)
NG FES - Leading the Way | Dem_BB008 | GWh | NPgN | PITS_BB_B | Total demand (GWh) | Pitsmoor | PITSMOOR 3/4 | 217.94 | 217.37 | 212.72 | 210.62 | 209.57 | 209.65 | 211.78 | 215.62 | 220.24 | 226.02 | 236.43 | 246.25 | 256.09 | 265.38 | 274.14 | 283.58 | 290.02 | 294.56 | 298.4 | 300.66 | 303.89 | 304.71 | 304.89 | 305.15 | 304.83 | 304.56 | 303.86 | 302.9 | 301.73 | 296.05 | NPgY | GSP | NG FES - Leading the Way | Total demand (GWh)
NG FES - Leading the Way | Dem_BB008 | GWh | NPgN | SALT_1 | Total demand (GWh) | Saltend North | SALTEND NORTH | 337.68 | 325.97 | 320.23 | 318.29 | 317.94 | 319.37 | 324.02 | 330.95 | 338.99 | 348.87 | 365.96 | 382.27 | 398.77 | 414.7 | 430.41 | 447.81 | 461.43 | 472.81 | 483.75 | 492.59 | 502.79 | 508.8 | 512.34 | 514.32 | 514.45 | 514.65 | 514.2 | 513.31 | 512.06 | 484.16 | NPgY | GSP | NG FES - Leading the Way | Total demand (GWh)
NG FES - Leading the Way | Dem_BB008 | GWh | NPgN | SHEC_3 | Total demand (GWh) | Sheffield City | SHEFFIELD CITY | 344.12 | 353.15 | 345.89 | 341.79 | 339.04 | 337.82 | 339.42 | 343.22 | 348.19 | 354.78 | 368.86 | 382.44 | 396.44 | 409.84 | 422.44 | 435.52 | 444.54 | 451.06 | 456.56 | 460 | 464.62 | 466.1 | 466.45 | 466.57 | 465.76 | 465.03 | 463.77 | 462.17 | 460.32 | 449.52 | NPgY | GSP | NG FES - Leading the Way | Total demand (GWh)
NG FES - Leading the Way | Dem_BB008 | GWh | NPgN | SKLGB1 | Total demand (GWh) | Skelton Grange | SKELTON GRANGE | 2642.38 | 2605.78 | 2553.77 | 2529.88 | 2521.73 | 2530.93 | 2569.34 | 2632.53 | 2707.86 | 2809.33 | 2963.14 | 3110.7 | 3259.13 | 3402.25 | 3566.88 | 3717.56 | 3830.9 | 3920.81 | 4004.11 | 4066.01 | 4139.55 | 4176.31 | 4193.22 | 4200.59 | 4193.46 | 4186.95 | 4174.69 | 4158.25 | 4138.43 | 3918.68 | NPgY | GSP | NG FES - Leading the Way | Total demand (GWh)
NG FES - Leading the Way | Dem_BB008 | GWh | NPgN | TEMP_3 | Total demand (GWh) | Templeborough | TEMPLEBOROUGH 275/33KV | 50.61 | 49.76 | 49.04 | 48.75 | 48.62 | 48.67 | 49.06 | 49.75 | 50.54 | 51.53 | 53.43 | 55.2 | 56.92 | 58.58 | 60.2 | 62.05 | 63.48 | 64.64 | 65.76 | 66.63 | 67.65 | 68.21 | 68.55 | 68.8 | 68.87 | 68.97 | 69.01 | 69 | 68.95 | 66.6 | NPgY | GSP | NG FES - Leading the Way | Total demand (GWh)
NG FES - Leading the Way | Dem_BB008 | GWh | NPgN | THUR_6 | Total demand (GWh) | Thurcroft | THURCROFT | 612.74 | 624.82 | 645.62 | 647.4 | 653.41 | 663.75 | 682.44 | 707.83 | 736.69 | 742.09 | 793.13 | 842.17 | 890.95 | 937.36 | 982.5 | 1031.68 | 1069.9 | 1101.31 | 1131.11 | 1154.54 | 1181.68 | 1197.34 | 1206.64 | 1212.09 | 1212.41 | 1212.76 | 1211.11 | 1208.16 | 1204.11 | 1131.97 | NPgY | GSP | NG FES - Leading the Way | Total demand (GWh)
NG FES - Leading the Way | Dem_BB008 | GWh | NPgN | WMEL_THOM | Total demand (GWh) | Thorpe Marsh | WEST MELTON / THORPE MARSH | 2259.62 | 2222.1 | 2194.17 | 2177.9 | 2170.42 | 2172.53 | 2192.23 | 2226.12 | 2267.05 | 2330.84 | 2434.29 | 2533.88 | 2634.49 | 2731.79 | 2860.63 | 2964.45 | 3045.44 | 3112.96 | 3177.31 | 3229.08 | 3288.66 | 3324.44 | 3346.77 | 3360.95 | 3364.45 | 3368.47 | 3368.85 | 3366.74 | 3362.63 | 3215.07 | NPgY | GSP | NG FES - Leading the Way | Total demand (GWh)
NG FES - Leading the Way | Dem_BB008 | GWh | NPgN | WMEL_BB3 | Total demand (GWh) | West Melton | WEST MELTON SECTION 3 | 1065.06 | 1009.03 | 997.76 | 1001.1 | 1013.9 | 1036.74 | 1074.86 | 1126.75 | 1185.53 | 1263.43 | 1358.95 | 1450.52 | 1542.32 | 1629.93 | 1738.7 | 1829.7 | 1898.3 | 1952.59 | 2002.33 | 2038.96 | 2082.43 | 2104.21 | 2115.39 | 2122.4 | 2122.9 | 2123.64 | 2120.75 | 2115.46 | 2108.23 | 1994.74 | NPgY | GSP | NG FES - Leading the Way | Total demand (GWh)
NG FES - Leading the Way | Dem_BB008 | GWh | NPgN | WIBA_3 | Total demand (GWh) | Wincobank | WINCOBANK | 160.73 | 211.46 | 208.47 | 206.4 | 204.74 | 203.61 | 203.39 | 203.79 | 204.48 | 205.63 | 210.23 | 214.54 | 218.92 | 223.19 | 227.41 | 232.2 | 235.81 | 238.86 | 241.78 | 244.14 | 246.89 | 248.41 | 249.29 | 249.73 | 249.65 | 249.61 | 249.39 | 249.06 | 248.64 | 241.53 | NPgY | GSP | NG FES - Leading the Way | Total demand (GWh)
NPg Planning Scenario | Dem_BB008 | GWh | NPgN | BLYTB1 | Total demand (GWh) | Blyth 66kV | BLYTH 66kV | 632.27 | 627.97 | 632.87 | 641.46 | 655 | 672.82 | 697.01 | 728.96 | 772.7 | 820.7 | 869.16 | 915.78 | 967.55 | 1018.93 | 1076.96 | 1132.34 | 1180.12 | 1226.03 | 1269.7 | 1309.42 | 1345.05 | 1376.22 | 1403.82 | 1426.65 | 1447.09 | 1464.41 | 1481.67 | 1498.33 | 1501.22 | 1501.91 | NPgN | GSP | NPg Planning Scenario | Total demand (GWh)
NPg Planning Scenario | Dem_BB008 | GWh | NPgN | BLYTH132 | Total demand (GWh) | Blyth 132kV | BLYTH 132kV | 290.33 | 289.33 | 291.87 | 296.76 | 302.02 | 311.62 | 324.16 | 340.79 | 345.06 | 362.88 | 376.3 | 391.59 | 403.61 | 419.58 | 436.86 | 454.55 | 469.32 | 483 | 495.67 | 507.47 | 518.19 | 528.25 | 535.72 | 543.26 | 548.68 | 554.53 | 559.06 | 563.96 | 565.47 | 566.11 | NPgN | GSP | NPg Planning Scenario | Total demand (GWh)
NPg Planning Scenario | Dem_BB008 | GWh | NPgN | FOUR_1 | Total demand (GWh) | Fourstones | FOURSTONES | 77.95 | 88.03 | 88.58 | 89.96 | 91.52 | 96.39 | 102.5 | 110.66 | 107.33 | 113.8 | 116.45 | 120.72 | 123.79 | 128.26 | 133.1 | 138.29 | 142.53 | 146.57 | 150.01 | 153.18 | 156.07 | 159.03 | 160.51 | 162.75 | 163.68 | 165.47 | 166.21 | 167.13 | 167.58 | 167.74 | NPgN | GSP | NPg Planning Scenario | Total demand (GWh)
NPg Planning Scenario | Dem_BB008 | GWh | NPgN | HARM_6 | Total demand (GWh) | Hart Moor | HARTMOOR | 425.63 | 425.45 | 425.76 | 427.87 | 432.91 | 440.12 | 450.55 | 464.75 | 487.27 | 510.39 | 534.15 | 556.62 | 582.08 | 607.48 | 636.15 | 663.5 | 687.21 | 710.24 | 732.09 | 751.85 | 769.62 | 785.21 | 799.07 | 810.33 | 820.42 | 828.92 | 837.42 | 845.61 | 846.23 | 845.53 | NPgN | GSP | NPg Planning Scenario | Total demand (GWh)
NPg Planning Scenario | Dem_BB008 | GWh | NPgN | HAWP_6 | Total demand (GWh) | Hawthorn Pit | HAWTHORN PIT GRID | 482.33 | 474.06 | 474.63 | 477.64 | 483.4 | 491.67 | 503.97 | 520.63 | 548.34 | 575.74 | 604.16 | 631.08 | 661.7 | 691.92 | 726.15 | 758.55 | 786.65 | 813.83 | 839.71 | 863 | 884 | 902.25 | 918.48 | 931.59 | 943.31 | 953.13 | 963.02 | 972.72 | 973.14 | 972.45 | NPgN | GSP | NPg Planning Scenario | Total demand (GWh)
NPg Planning Scenario | Dem_BB008 | GWh | NPgN | KNARE_111 | Total demand (GWh) | Knaresborough | KNARESBOROUGH | 653.26 | 662.21 | 668.39 | 678.55 | 691.92 | 710.58 | 735.62 | 768.51 | 805.97 | 853.31 | 899.24 | 943.82 | 991.94 | 1040.54 | 1095.64 | 1148.89 | 1194.02 | 1237.13 | 1276.84 | 1312.74 | 1344.08 | 1372.13 | 1396.41 | 1417.22 | 1435.14 | 1451.16 | 1466.35 | 1481.17 | 1485.38 | 1487.56 | NPgN | GSP | NPg Planning Scenario | Total demand (GWh)
NPg Planning Scenario | Dem_BB008 | GWh | NPgN | LACK_6 | Total demand (GWh) | Lackenby | LACKENBY | 871.6 | 857.94 | 860.75 | 867.25 | 878.19 | 895.07 | 918.8 | 950.05 | 995.85 | 1043.92 | 1093.73 | 1142.09 | 1194.62 | 1246.83 | 1304.42 | 1359.94 | 1408.49 | 1454.66 | 1498.52 | 1538.13 | 1573.29 | 1603.99 | 1630.83 | 1652.79 | 1671.81 | 1687.88 | 1703.78 | 1719.46 | 1722.01 | 1722.9 | NPgN | GSP | NPg Planning Scenario | Total demand (GWh)
NPg Planning Scenario | Dem_BB008 | GWh | NPgN | NORT_1 | Total demand (GWh) | Norton | NORTON | 2082.44 | 2085.64 | 2094.7 | 2115.44 | 2149.86 | 2202.03 | 2273.92 | 2368.76 | 2481.82 | 2619.22 | 2752.75 | 2882.62 | 3020.62 | 3160.82 | 3318.86 | 3471.3 | 3601.89 | 3727.18 | 3843 | 3947.47 | 4038.72 | 4119.11 | 4187.79 | 4245.29 | 4294 | 4336.18 | 4376.23 | 4415.06 | 4422.98 | 4425.99 | NPgN | GSP | NPg Planning Scenario | Total demand (GWh)
NPg Planning Scenario | Dem_BB008 | GWh | NPgN | OFFE_3 | Total demand (GWh) | Offerton | OFFERTON | 241.58 | 236.84 | 237.13 | 238.72 | 241.99 | 246.11 | 251.92 | 259.53 | 275.13 | 288.75 | 303.06 | 315.14 | 331.25 | 346.54 | 364.67 | 381.72 | 396.44 | 411.43 | 425.26 | 437.66 | 449.03 | 458.61 | 467.47 | 474.37 | 480.93 | 486.24 | 491.74 | 496.98 | 496.99 | 496.32 | NPgN | GSP | NPg Planning Scenario | Total demand (GWh)
NPg Planning Scenario | Dem_BB008 | GWh | NPgN | OSBA_1 | Total demand (GWh) | Osbaldwick | OSBALDWICK | 1319.99 | 1350.3 | 1357.43 | 1371.67 | 1391.84 | 1418.65 | 1455.71 | 1504.82 | 1564.73 | 1637.42 | 1709.09 | 1777.68 | 1854.8 | 1931.73 | 2019.54 | 2104.66 | 2176.9 | 2246.09 | 2310.74 | 2369.57 | 2422.06 | 2468.61 | 2509.67 | 2544.34 | 2575.19 | 2602.1 | 2628.26 | 2653.78 | 2658.92 | 2660.12 | NPgN | GSP | NPg Planning Scenario | Total demand (GWh)
NPg Planning Scenario | Dem_BB008 | GWh | NPgN | POPP_3 | Total demand (GWh) | Poppleton | POPPLETON | 185.78 | 184.34 | 185.71 | 188.09 | 191.69 | 195.86 | 201.57 | 209.07 | 221.12 | 233.18 | 245.47 | 256.76 | 269.65 | 282.54 | 297.25 | 311.35 | 323.47 | 335.34 | 346.27 | 356.01 | 364.68 | 372.32 | 379.18 | 384.76 | 389.82 | 394.13 | 398.41 | 402.52 | 403.05 | 403.09 | NPgN | GSP | NPg Planning Scenario | Total demand (GWh)
NPg Planning Scenario | Dem_BB008 | GWh | NPgN | SALH_1 | Total demand (GWh) | Saltholme | SALTHOLME | 422.65 | 500.98 | 499.07 | 497.33 | 495.79 | 494.39 | 493.14 | 492.08 | 491.52 | 491.01 | 490.66 | 490.33 | 490.14 | 490.05 | 490.12 | 490.23 | 490.29 | 490.39 | 490.55 | 490.69 | 490.82 | 490.97 | 491.13 | 491.26 | 491.39 | 491.53 | 491.65 | 491.75 | 491.54 | 491.15 | NPgN | GSP | NPg Planning Scenario | Total demand (GWh)
NPg Planning Scenario | Dem_BB008 | GWh | NPgN | SSHI_3 | Total demand (GWh) | South Shields | SOUTH SHIELDS | 215.23 | 211.01 | 212.44 | 215.26 | 219.88 | 225.88 | 234.11 | 244.76 | 261.69 | 278.43 | 295.7 | 311.92 | 330.81 | 349.02 | 369.38 | 389.64 | 407.47 | 424.87 | 441.01 | 455.5 | 468.4 | 479.44 | 489.12 | 496.91 | 503.83 | 509.44 | 514.86 | 519.84 | 520.37 | 520.23 | NPgN | GSP | NPg Planning Scenario | Total demand (GWh)
NPg Planning Scenario | Dem_BB008 | GWh | NPgN | KIELD01 and SPAD20 | Total demand (GWh) | 0 | SPADEADAM | 32.43 | 31.67 | 31.82 | 32.28 | 32.84 | 34.45 | 36.54 | 39.33 | 39.24 | 41.87 | 43.48 | 45.51 | 47.3 | 49.44 | 51.78 | 54.16 | 56.16 | 58.05 | 59.72 | 61.24 | 62.59 | 63.92 | 64.79 | 65.8 | 66.4 | 67.21 | 67.72 | 68.27 | 68.45 | 68.51 | NPgN | GSP | NPg Planning Scenario | Total demand (GWh)
NPg Planning Scenario | Dem_BB008 | GWh | NPgN | SPEN_1 | Total demand (GWh) | Spennymoor | SPENNYMOOR | 1089.27 | 1079.48 | 1082.43 | 1091.65 | 1105.66 | 1129.32 | 1163.89 | 1210.7 | 1267.21 | 1342.94 | 1410.74 | 1476.73 | 1550.35 | 1623.1 | 1725.53 | 1803.9 | 1871.04 | 1935.03 | 1995.4 | 2049.63 | 2097.8 | 2140.02 | 2176.63 | 2206.84 | 2232.9 | 2255.32 | 2276.99 | 2298.37 | 2299.41 | 2297.7 | NPgN | GSP | NPg Planning Scenario | Total demand (GWh)
NPg Planning Scenario | Dem_BB008 | GWh | NPgN | STEN_1 | Total demand (GWh) | Stella North | STELLA NORTH | 1015.5 | 1008.23 | 1011.21 | 1018.84 | 1032.79 | 1051 | 1076.21 | 1108.97 | 1163.21 | 1216.32 | 1271.78 | 1324.15 | 1383.8 | 1442.13 | 1507.28 | 1571.14 | 1627.08 | 1681.21 | 1731.92 | 1777.55 | 1818.5 | 1854.77 | 1887.33 | 1914.22 | 1938.62 | 1959.65 | 1980.27 | 2000.03 | 2004.16 | 2005.86 | NPgN | GSP | NPg Planning Scenario | Total demand (GWh)
NPg Planning Scenario | Dem_BB008 | GWh | NPgN | STES_1 | Total demand (GWh) | Stella South | STELLA SOUTH | 1088.13 | 1119.6 | 1118.94 | 1122.15 | 1129.2 | 1142.4 | 1163.07 | 1191.9 | 1229.69 | 1279.01 | 1324.94 | 1369.3 | 1418.9 | 1467.88 | 1535.91 | 1589.3 | 1635.75 | 1680 | 1721.68 | 1759.6 | 1792.9 | 1821.37 | 1845.81 | 1865.37 | 1881.9 | 1895.2 | 1908.37 | 1921.22 | 1922.41 | 1921.79 | NPgN | GSP | NPg Planning Scenario | Total demand (GWh)
NPg Planning Scenario | Dem_BB008 | GWh | NPgN | TYNE_1 | Total demand (GWh) | Tynemouth 1 | TYNEMOUTH | 750.18 | 788.39 | 791.33 | 797.62 | 808.98 | 823.26 | 842.8 | 868.52 | 911.31 | 952.7 | 994.73 | 1034 | 1078.64 | 1123.13 | 1173.68 | 1221.68 | 1263.26 | 1304.04 | 1342.09 | 1376.1 | 1406.84 | 1434.25 | 1459.05 | 1479.66 | 1498.54 | 1515.05 | 1531.53 | 1547.53 | 1550.61 | 1552.19 | NPgN | GSP | NPg Planning Scenario | Total demand (GWh)
NPg Planning Scenario | Dem_BB008 | GWh | NPgN | WBOL_6 | Total demand (GWh) | West Boldon | WEST BOLDON | 1096.54 | 1133.73 | 1136.77 | 1144.77 | 1159.36 | 1179.51 | 1208.51 | 1247.01 | 1310.83 | 1373.32 | 1438.38 | 1500.08 | 1570.32 | 1638.97 | 1715.7 | 1790.2 | 1855.68 | 1919.17 | 1978.67 | 2032.2 | 2079.94 | 2121.25 | 2157.59 | 2186.89 | 2212.7 | 2233.98 | 2255.09 | 2275.34 | 2277.67 | 2277.79 | NPgN | GSP | NPg Planning Scenario | Total demand (GWh)
NPg Planning Scenario | Dem_BB008 | GWh | NPgN | BRAW_1 | Total demand (GWh) | Bradford West | BRADFORD WEST | 1832.52 | 1806.11 | 1809.59 | 1823.82 | 1848.93 | 1891.24 | 1948.89 | 2024.33 | 2109.33 | 2252.57 | 2366.14 | 2482.49 | 2604.3 | 2722.3 | 2873.59 | 3012.03 | 3132.23 | 3249.47 | 3356.02 | 3459.76 | 3545.74 | 3624.41 | 3689.31 | 3746.77 | 3793.81 | 3834.1 | 3876.09 | 3914.01 | 3917.35 | 3915.49 | NPgY | GSP | NPg Planning Scenario | Total demand (GWh)
NPg Planning Scenario | Dem_BB008 | GWh | NPgN | CAMB_01 | Total demand (GWh) | Camblesforth | CAMBLESFORTH | 188.08 | 208.66 | 209.58 | 211.37 | 214.3 | 219.02 | 227.21 | 237.03 | 247.94 | 260.33 | 274.11 | 287.14 | 300.64 | 313.96 | 329.37 | 344.27 | 357.2 | 369.77 | 381.6 | 391.93 | 400.99 | 408.85 | 415.51 | 421 | 425.59 | 429.26 | 432.98 | 436.5 | 437.74 | 438.49 | NPgY | GSP | NPg Planning Scenario | Total demand (GWh)
NPg Planning Scenario | Dem_BB008 | GWh | NPgN | CREB_1 | Total demand (GWh) | Creyke Beck | CREYKE BECK | 2012.59 | 2003.21 | 2010.7 | 2028.68 | 2057 | 2100.11 | 2166.34 | 2252.28 | 2348.6 | 2462.65 | 2580.32 | 2693.14 | 2814.64 | 2937.45 | 3084.36 | 3221.08 | 3340.46 | 3455.23 | 3564.31 | 3659.13 | 3745.56 | 3821.73 | 3888.4 | 3943.94 | 3992.44 | 4033.68 | 4074.32 | 4113.41 | 4122.29 | 4124.87 | NPgY | GSP | NPg Planning Scenario | Total demand (GWh)
NPg Planning Scenario | Dem_BB008 | GWh | NPgN | DRAX_YEDL | Total demand (GWh) | Drax | DRAX | 471.79 | 473.18 | 473.36 | 474.91 | 478.47 | 484.69 | 497.03 | 511.96 | 528.4 | 540.95 | 560.29 | 577.49 | 596.07 | 614.52 | 635.51 | 655.92 | 673.86 | 691.18 | 707.97 | 721.75 | 734.67 | 745.62 | 755.32 | 763.18 | 770.08 | 775.62 | 781.05 | 786.45 | 789.39 | 791.64 | NPgY | GSP | NPg Planning Scenario | Total demand (GWh)
NPg Planning Scenario | Dem_BB008 | GWh | NPgN | ELLA_1 | Total demand (GWh) | Elland | ELLAND | 1573.49 | 1551.79 | 1567.14 | 1581.12 | 1604 | 1641.89 | 1693.56 | 1761.67 | 1839.18 | 1987.54 | 2090.2 | 2194.8 | 2304.12 | 2410.36 | 2578.31 | 2701.6 | 2810.18 | 2915.48 | 3011.42 | 3103.04 | 3179.19 | 3247.58 | 3303.84 | 3352.69 | 3392.33 | 3425.58 | 3459.05 | 3488.85 | 3491.59 | 3490.16 | NPgY | GSP | NPg Planning Scenario | Total demand (GWh)
NPg Planning Scenario | Dem_BB008 | GWh | NPgN | FERRA2 | Total demand (GWh) | Ferrybridge A | FERRYBRIDGE A | 513.78 | 594.97 | 614.63 | 619.91 | 629.08 | 641.3 | 659.69 | 684.76 | 714.33 | 732.9 | 768.78 | 804.95 | 841.72 | 880.2 | 985.19 | 1025.98 | 1061.81 | 1096.31 | 1128.75 | 1157.01 | 1182.38 | 1204.48 | 1223.66 | 1239.49 | 1252.59 | 1263.58 | 1274.68 | 1285.38 | 1288.84 | 1291.01 | NPgY | GSP | NPg Planning Scenario | Total demand (GWh)
NPg Planning Scenario | Dem_BB008 | GWh | NPgN | FERRB9 | Total demand (GWh) | Ferrybridge B (_M) | FERRYBRIDGE B | 1284.74 | 1307.17 | 1323.46 | 1334.21 | 1352.22 | 1382.72 | 1426.68 | 1484.27 | 1551.21 | 1657.22 | 1743.05 | 1828.13 | 1915.92 | 2004.79 | 2150.38 | 2247.13 | 2332.43 | 2414.29 | 2490.82 | 2559.18 | 2618.69 | 2670.89 | 2715.46 | 2752.43 | 2782.95 | 2808.3 | 2833.62 | 2857.92 | 2865.45 | 2869.67 | NPgY | GSP | NPg Planning Scenario | Total demand (GWh)
NPg Planning Scenario | Dem_BB008 | GWh | NPgN | GRIW_1 | Total demand (GWh) | Grimsby West | GRIMSBY WEST | 875.24 | 900.14 | 900.22 | 904.14 | 911.71 | 927.51 | 951.34 | 984.73 | 1025.04 | 1082.43 | 1135.95 | 1189.82 | 1245.26 | 1300.97 | 1365.3 | 1426.55 | 1480.71 | 1532.67 | 1580.92 | 1624.82 | 1661.99 | 1694.47 | 1721.48 | 1743.53 | 1761.02 | 1775.06 | 1789.19 | 1802.6 | 1804.49 | 1804.48 | NPgY | GSP | NPg Planning Scenario | Total demand (GWh)
NPg Planning Scenario | Dem_BB008 | GWh | NPgN | JORD_3 | Total demand (GWh) | Jordanthorpe | JORDANTHORPE | 266.16 | 261.37 | 263.12 | 266.29 | 270.56 | 276.51 | 283.43 | 292.37 | 302.53 | 322.23 | 335.61 | 349.77 | 364.25 | 379.24 | 397.35 | 413.81 | 427.81 | 441.56 | 454.33 | 465.98 | 476.15 | 485.46 | 493.6 | 500.66 | 506.91 | 512.56 | 518.23 | 523.71 | 524.05 | 523.91 | NPgY | GSP | NPg Planning Scenario | Total demand (GWh)
NPg Planning Scenario | Dem_BB008 | GWh | NPgN | KEAD_YEDL | Total demand (GWh) | Keadby | KEADBY | 1953.18 | 1948.93 | 1957.38 | 1971.69 | 1992.84 | 2019.96 | 2070.98 | 2130.56 | 2193.69 | 2250.87 | 2326.12 | 2394.1 | 2467.19 | 2541.52 | 2628.47 | 2710.72 | 2781.24 | 2849.74 | 2915.95 | 2969.45 | 3020.32 | 3063.94 | 3102.72 | 3134.32 | 3162.43 | 3185.29 | 3208 | 3229.67 | 3237.4 | 3241.47 | NPgY | GSP | NPg Planning Scenario | Total demand (GWh)
NPg Planning Scenario | Dem_BB008 | GWh | NPgN | KIRKB1 | Total demand (GWh) | Kirkstall B | KIRKSTALL B | 1100.93 | 1101.09 | 1103.36 | 1111.47 | 1124.84 | 1148.27 | 1176.02 | 1214.65 | 1260.51 | 1338.02 | 1398.65 | 1461.06 | 1525.74 | 1590.82 | 1666.14 | 1738.14 | 1801.02 | 1861.23 | 1916.57 | 1967.5 | 2010.51 | 2048.87 | 2081.31 | 2108.57 | 2131.29 | 2150.77 | 2169.64 | 2187.57 | 2189.34 | 2188.8 | NPgY | GSP | NPg Planning Scenario | Total demand (GWh)
NPg Planning Scenario | Dem_BB008 | GWh | NPgN | NEEP_3 | Total demand (GWh) | Neepsend | NEEPSEND | 375.58 | 373.62 | 374.51 | 377.41 | 382.06 | 389.16 | 397.88 | 409.88 | 423.85 | 449.58 | 468.31 | 487.96 | 508.38 | 527.44 | 554.2 | 577.67 | 598.13 | 618.31 | 636.42 | 655.22 | 670.35 | 684.44 | 695.87 | 706.34 | 714.83 | 722.26 | 730.2 | 737.36 | 737.87 | 737.46 | NPgY | GSP | NPg Planning Scenario | Total demand (GWh)
NPg Planning Scenario | Dem_BB008 | GWh | NPgN | NORL_3 | Total demand (GWh) | Norton Lees | NORTON LEES | 253.75 | 246.95 | 249.71 | 254.39 | 260.63 | 269.02 | 278.27 | 290.61 | 304.8 | 333.35 | 352.39 | 372.74 | 393.67 | 413.37 | 439.51 | 463.22 | 483.9 | 504.22 | 522.37 | 541.01 | 555.87 | 569.63 | 580.84 | 591.03 | 599.45 | 606.9 | 614.54 | 621.42 | 621.45 | 620.9 | NPgY | GSP | NPg Planning Scenario | Total demand (GWh)
NPg Planning Scenario | Dem_BB008 | GWh | NPgN | PITS_BB_B | Total demand (GWh) | Pitsmoor | PITSMOOR 3/4 | 217.69 | 223.28 | 223.21 | 224.04 | 225.67 | 228.45 | 231.82 | 236.64 | 242.48 | 254.28 | 262.57 | 271.35 | 280.43 | 289.6 | 301.55 | 312.09 | 321.41 | 330.33 | 338.5 | 346.4 | 353.09 | 359.22 | 364.44 | 369.02 | 372.82 | 376.17 | 379.64 | 382.87 | 383.26 | 383.11 | NPgY | GSP | NPg Planning Scenario | Total demand (GWh)
NPg Planning Scenario | Dem_BB008 | GWh | NPgN | SALT_1 | Total demand (GWh) | Saltend North | SALTEND NORTH | 337.08 | 334.24 | 335 | 337.16 | 340.81 | 346.66 | 356.04 | 368.58 | 382.99 | 401.18 | 419.44 | 437.43 | 456.33 | 475.62 | 498.26 | 519.3 | 537.98 | 555.9 | 572.84 | 587.81 | 601.18 | 612.9 | 623.02 | 631.37 | 638.37 | 644.21 | 650.08 | 655.7 | 657.15 | 657.75 | NPgY | GSP | NPg Planning Scenario | Total demand (GWh)
NPg Planning Scenario | Dem_BB008 | GWh | NPgN | SHEC_3 | Total demand (GWh) | Sheffield City | SHEFFIELD CITY | 343.75 | 361.1 | 360.37 | 360.89 | 362.45 | 365.71 | 369.99 | 376.5 | 384.67 | 399.78 | 411.53 | 423.74 | 436.53 | 449.09 | 465.1 | 479.92 | 492.71 | 504.85 | 515.82 | 526.4 | 534.97 | 542.86 | 549.44 | 555.17 | 559.83 | 563.87 | 567.99 | 571.8 | 572.11 | 571.68 | NPgY | GSP | NPg Planning Scenario | Total demand (GWh)
NPg Planning Scenario | Dem_BB008 | GWh | NPgN | SKLGB1 | Total demand (GWh) | Skelton Grange | SKELTON GRANGE | 2640.15 | 2690.19 | 2700.51 | 2716.91 | 2745.66 | 2800.94 | 2869.24 | 2965.6 | 3081.42 | 3288.12 | 3445.1 | 3606.92 | 3773.55 | 3937.26 | 4158.13 | 4342.39 | 4503.9 | 4659.3 | 4800.95 | 4936.76 | 5047.97 | 5147.86 | 5230.32 | 5300.63 | 5357.05 | 5404.71 | 5452.96 | 5498.44 | 5504.03 | 5504.09 | NPgY | GSP | NPg Planning Scenario | Total demand (GWh)
NPg Planning Scenario | Dem_BB008 | GWh | NPgN | TEMP_3 | Total demand (GWh) | Templeborough | TEMPLEBOROUGH 275/33KV | 50.58 | 50.73 | 50.78 | 50.99 | 51.33 | 51.95 | 52.73 | 53.81 | 55.12 | 57.65 | 59.49 | 61.44 | 63.43 | 65.52 | 67.81 | 69.99 | 71.95 | 73.85 | 75.65 | 77.26 | 78.68 | 79.95 | 81.08 | 82.03 | 82.86 | 83.6 | 84.34 | 85.06 | 85.26 | 85.38 | NPgY | GSP | NPg Planning Scenario | Total demand (GWh)
NPg Planning Scenario | Dem_BB008 | GWh | NPgN | THUR_6 | Total demand (GWh) | Thurcroft | THURCROFT | 609.49 | 642.68 | 681.17 | 694.51 | 711.23 | 731.44 | 759.69 | 798.24 | 842.78 | 865.1 | 918.26 | 970.61 | 1025.44 | 1082.48 | 1148.1 | 1208.7 | 1261.88 | 1312.78 | 1361.04 | 1402.75 | 1440.88 | 1473.92 | 1502.66 | 1526.09 | 1545.79 | 1562.25 | 1578.46 | 1594.25 | 1598.52 | 1600.6 | NPgY | GSP | NPg Planning Scenario | Total demand (GWh)
NPg Planning Scenario | Dem_BB008 | GWh | NPgN | WMEL_THOM | Total demand (GWh) | Thorpe Marsh | WEST MELTON / THORPE MARSH | 2255.63 | 2270.02 | 2284 | 2296.9 | 2318.66 | 2349.86 | 2395.91 | 2462.24 | 2542.55 | 2666.63 | 2770.27 | 2876.28 | 2985.42 | 3098.31 | 3263.84 | 3386.78 | 3495.03 | 3599.22 | 3696.71 | 3784.35 | 3861.16 | 3929.36 | 3988.32 | 4038.05 | 4079.52 | 4115.07 | 4150.97 | 4185.44 | 4195.8 | 4201.43 | NPgY | GSP | NPg Planning Scenario | Total demand (GWh)
NPg Planning Scenario | Dem_BB008 | GWh | NPgN | WMEL_BB3 | Total demand (GWh) | West Melton | WEST MELTON SECTION 3 | 1061.62 | 1050.47 | 1071.69 | 1093.58 | 1123.69 | 1161.66 | 1212.29 | 1278.09 | 1352.89 | 1465.98 | 1558.84 | 1652.92 | 1750.05 | 1849 | 1991.51 | 2099.91 | 2195.28 | 2287.28 | 2373.02 | 2451.06 | 2519.89 | 2581.45 | 2634.5 | 2679.96 | 2718.23 | 2751.27 | 2784.76 | 2816.28 | 2824.87 | 2829.18 | NPgY | GSP | NPg Planning Scenario | Total demand (GWh)
NPg Planning Scenario | Dem_BB008 | GWh | NPgN | WIBA_3 | Total demand (GWh) | Wincobank | WINCOBANK | 160.71 | 214.06 | 213.21 | 212.79 | 212.78 | 213.63 | 214.96 | 217.2 | 220.2 | 225.2 | 229.53 | 233.96 | 238.63 | 243.46 | 248.93 | 254.19 | 259.07 | 263.79 | 268.32 | 272.39 | 275.95 | 279.15 | 281.96 | 284.32 | 286.34 | 288.11 | 289.84 | 291.51 | 291.97 | 292 | NPgY | GSP | NPg Planning Scenario | Total demand (GWh)
NG FES - System Transformation | Dem_BB008 | GWh | NPgN | BLYTB1 | Total demand (GWh) | Blyth 66kV | BLYTH 66kV | 633.36 | 626.83 | 622.96 | 621.97 | 624.57 | 631.43 | 642.06 | 656.44 | 675.75 | 693.13 | 715.92 | 741.76 | 771.17 | 803.52 | 837.66 | 878.96 | 918.08 | 953.98 | 986.01 | 1014.39 | 1040.61 | 1062.55 | 1078.74 | 1090.02 | 1101.16 | 1113.48 | 1123.87 | 1134.77 | 1145.75 | 1154.77 | NPgN | GSP | NG FES - System Transformation | Total demand (GWh)
NG FES - System Transformation | Dem_BB008 | GWh | NPgN | BLYTH132 | Total demand (GWh) | Blyth 132kV | BLYTH 132kV | 291.18 | 288.8 | 286.83 | 286.12 | 287.07 | 289.98 | 294.28 | 300.13 | 307.72 | 314.76 | 323.83 | 333.89 | 345.28 | 357.33 | 370.12 | 386.26 | 401.23 | 414.96 | 426.99 | 437.27 | 445.9 | 452.97 | 458.03 | 461.58 | 464.99 | 468.69 | 471.58 | 474.63 | 477.64 | 481.13 | NPgN | GSP | NG FES - System Transformation | Total demand (GWh)
NG FES - System Transformation | Dem_BB008 | GWh | NPgN | FOUR_1 | Total demand (GWh) | Fourstones | FOURSTONES | 78.18 | 88.17 | 87.92 | 87.93 | 88.38 | 89.4 | 90.91 | 92.97 | 95.58 | 98.08 | 101.26 | 104.7 | 108.57 | 112.6 | 116.87 | 122.32 | 127.3 | 131.86 | 135.8 | 139.14 | 141.91 | 144.03 | 145.52 | 146.6 | 147.68 | 148.87 | 149.7 | 150.59 | 151.46 | 152.64 | NPgN | GSP | NG FES - System Transformation | Total demand (GWh)
NG FES - System Transformation | Dem_BB008 | GWh | NPgN | HARM_6 | Total demand (GWh) | Hart Moor | HARTMOOR | 426.08 | 424.81 | 420.59 | 417.98 | 417.46 | 419.3 | 423.07 | 428.65 | 436.56 | 443.63 | 453.48 | 464.71 | 477.66 | 492.02 | 507.3 | 526.6 | 544.75 | 561.33 | 575.95 | 588.78 | 600.63 | 610.3 | 617.24 | 621.85 | 626.49 | 631.87 | 636.18 | 640.69 | 645.09 | 648.42 | NPgN | GSP | NG FES - System Transformation | Total demand (GWh)
NG FES - System Transformation | Dem_BB008 | GWh | NPgN | HAWP_6 | Total demand (GWh) | Hawthorn Pit | HAWTHORN PIT GRID | 482.88 | 472.02 | 464.94 | 460.46 | 458.9 | 460.84 | 465.14 | 471.64 | 480.92 | 489.08 | 500.24 | 513.14 | 528.09 | 544.7 | 562.31 | 584.27 | 605.08 | 624.03 | 640.76 | 655.41 | 668.96 | 680.22 | 688.28 | 693.72 | 699.17 | 705.4 | 710.58 | 716.02 | 721.49 | 726.21 | NPgN | GSP | NG FES - System Transformation | Total demand (GWh)
NG FES - System Transformation | Dem_BB008 | GWh | NPgN | KNARE_111 | Total demand (GWh) | Knaresborough | KNARESBOROUGH | 654.99 | 660.74 | 656.41 | 655.31 | 658.19 | 665.78 | 676.97 | 692.01 | 711.93 | 730.15 | 753.43 | 780.08 | 810.58 | 844.17 | 879.68 | 921.16 | 960.75 | 996.96 | 1028.64 | 1056.17 | 1080.77 | 1100.88 | 1114.9 | 1123.6 | 1131.98 | 1141.02 | 1148.35 | 1156.15 | 1163.85 | 1171.49 | NPgN | GSP | NG FES - System Transformation | Total demand (GWh)
NG FES - System Transformation | Dem_BB008 | GWh | NPgN | LACK_6 | Total demand (GWh) | Lackenby | LACKENBY | 872.04 | 854.86 | 847.26 | 843.36 | 843.61 | 849 | 858 | 870.36 | 886.96 | 901.98 | 920.77 | 942.36 | 967.33 | 995.12 | 1024.88 | 1061.11 | 1095.39 | 1126.84 | 1154.87 | 1179.68 | 1202.6 | 1221.85 | 1235.9 | 1245.01 | 1253.97 | 1264.03 | 1272.52 | 1281.38 | 1290.13 | 1298.11 | NPgN | GSP | NG FES - System Transformation | Total demand (GWh)
NG FES - System Transformation | Dem_BB008 | GWh | NPgN | NORT_1 | Total demand (GWh) | Norton | NORTON | 2085.07 | 2080.59 | 2061.98 | 2053.07 | 2055.75 | 2072.55 | 2100.35 | 2139.06 | 2191.56 | 2238.96 | 2301.2 | 2372.47 | 2454.34 | 2544.49 | 2640.18 | 2752.63 | 2859.31 | 2956.64 | 3042.4 | 3117.23 | 3184.62 | 3239.74 | 3277.88 | 3300.58 | 3322.69 | 3346.95 | 3366.16 | 3386.62 | 3406.9 | 3423.44 | NPgN | GSP | NG FES - System Transformation | Total demand (GWh)
NG FES - System Transformation | Dem_BB008 | GWh | NPgN | OFFE_3 | Total demand (GWh) | Offerton | OFFERTON | 241.82 | 235.66 | 231.85 | 229.47 | 228.67 | 229.8 | 232.2 | 235.8 | 240.92 | 245.41 | 251.44 | 258.42 | 266.47 | 275.43 | 284.86 | 296.84 | 308.6 | 319.43 | 328.99 | 337.4 | 345.2 | 351.85 | 356.79 | 360.28 | 363.86 | 367.85 | 371.25 | 374.78 | 378.3 | 381.53 | NPgN | GSP | NG FES - System Transformation | Total demand (GWh)
NG FES - System Transformation | Dem_BB008 | GWh | NPgN | OSBA_1 | Total demand (GWh) | Osbaldwick | OSBALDWICK | 1322.89 | 1346.72 | 1333.5 | 1326.38 | 1326.82 | 1335.88 | 1351.16 | 1372.86 | 1402.63 | 1429.57 | 1465.92 | 1507.39 | 1554.93 | 1607.32 | 1662.74 | 1730.43 | 1794.85 | 1853.84 | 1905.15 | 1949.63 | 1989.68 | 2021.98 | 2044.6 | 2059.62 | 2074.14 | 2090.17 | 2102.82 | 2116.16 | 2129.18 | 2141.81 | NPgN | GSP | NG FES - System Transformation | Total demand (GWh)
NG FES - System Transformation | Dem_BB008 | GWh | NPgN | POPP_3 | Total demand (GWh) | Poppleton | POPPLETON | 186.16 | 183.14 | 180.65 | 179.18 | 178.9 | 180.01 | 182.08 | 185.13 | 189.43 | 193.26 | 198.38 | 204.3 | 211.14 | 218.74 | 226.8 | 236.61 | 246.04 | 254.62 | 262.07 | 268.5 | 274.31 | 279 | 282.21 | 284.19 | 286.19 | 288.45 | 290.22 | 292.11 | 293.91 | 295.31 | NPgN | GSP | NG FES - System Transformation | Total demand (GWh)
NG FES - System Transformation | Dem_BB008 | GWh | NPgN | SALH_1 | Total demand (GWh) | Saltholme | SALTHOLME | 422.68 | 502.07 | 500.99 | 499.97 | 499.09 | 498.32 | 497.63 | 497.01 | 496.49 | 495.94 | 496.42 | 496.95 | 497.55 | 498.21 | 498.91 | 499.79 | 500.58 | 501.32 | 501.97 | 502.54 | 503.07 | 503.47 | 503.76 | 503.97 | 504.18 | 504.44 | 504.62 | 504.81 | 504.99 | 505.14 | NPgN | GSP | NG FES - System Transformation | Total demand (GWh)
NG FES - System Transformation | Dem_BB008 | GWh | NPgN | SSHI_3 | Total demand (GWh) | South Shields | SOUTH SHIELDS | 215.19 | 209.09 | 205.84 | 203.94 | 203.58 | 205.09 | 207.91 | 212.05 | 217.86 | 223.03 | 229.73 | 237.51 | 246.53 | 256.55 | 267.27 | 279.99 | 292.45 | 304.05 | 314.36 | 323.48 | 331.87 | 338.88 | 343.79 | 346.51 | 349.03 | 351.69 | 353.73 | 355.85 | 357.84 | 359.41 | NPgN | GSP | NG FES - System Transformation | Total demand (GWh)
NG FES - System Transformation | Dem_BB008 | GWh | NPgN | KIELD01 and SPAD20 | Total demand (GWh) | 0 | SPADEADAM | 32.51 | 31.64 | 31.35 | 31.23 | 31.33 | 31.71 | 32.3 | 33.11 | 34.14 | 35.12 | 36.35 | 37.7 | 39.23 | 40.86 | 42.59 | 44.73 | 46.69 | 48.49 | 50.04 | 51.36 | 52.49 | 53.36 | 53.96 | 54.39 | 54.82 | 55.29 | 55.65 | 56.02 | 56.39 | 56.86 | NPgN | GSP | NG FES - System Transformation | Total demand (GWh)
NG FES - System Transformation | Dem_BB008 | GWh | NPgN | SPEN_1 | Total demand (GWh) | Spennymoor | SPENNYMOOR | 1090.88 | 1074.92 | 1059.72 | 1050.39 | 1047.86 | 1053.46 | 1064.89 | 1081.86 | 1105.8 | 1134.55 | 1163.27 | 1196.28 | 1234.52 | 1277.01 | 1342.94 | 1398.3 | 1450.35 | 1497.6 | 1538.79 | 1574.43 | 1606.74 | 1632.65 | 1650.37 | 1661.45 | 1672.34 | 1684.75 | 1694.5 | 1704.88 | 1715.27 | 1725.9 | NPgN | GSP | NG FES - System Transformation | Total demand (GWh)
NG FES - System Transformation | Dem_BB008 | GWh | NPgN | STEN_1 | Total demand (GWh) | Stella North | STELLA NORTH | 1016.13 | 1003.22 | 991.64 | 984.81 | 983.52 | 988.7 | 998.24 | 1011.95 | 1030.94 | 1048.02 | 1071.1 | 1097.44 | 1127.72 | 1161.26 | 1196.94 | 1239.64 | 1281.32 | 1319.78 | 1353.66 | 1383.5 | 1410.98 | 1433.68 | 1450.01 | 1460.48 | 1470.7 | 1481.95 | 1491.06 | 1500.55 | 1509.79 | 1518.14 | NPgN | GSP | NG FES - System Transformation | Total demand (GWh)
NG FES - System Transformation | Dem_BB008 | GWh | NPgN | STES_1 | Total demand (GWh) | Stella South | STELLA SOUTH | 1088.82 | 1118.24 | 1108.02 | 1101.26 | 1098.51 | 1100.54 | 1105.94 | 1114.67 | 1127.61 | 1143.83 | 1161.49 | 1181.99 | 1205.94 | 1232.85 | 1275.44 | 1311.47 | 1345.73 | 1377.28 | 1405.28 | 1429.97 | 1452.69 | 1471.44 | 1484.74 | 1492.38 | 1499.67 | 1507.93 | 1514.47 | 1521.34 | 1528.12 | 1534.06 | NPgN | GSP | NG FES - System Transformation | Total demand (GWh)
NG FES - System Transformation | Dem_BB008 | GWh | NPgN | TYNE_1 | Total demand (GWh) | Tynemouth 1 | TYNEMOUTH | 751.17 | 785.44 | 777.18 | 772.77 | 772.63 | 777.66 | 786.18 | 797.92 | 813.78 | 827.97 | 846.59 | 867.79 | 892.04 | 918.7 | 946.76 | 980.53 | 1013.16 | 1043.04 | 1069.46 | 1092.74 | 1114.32 | 1132.48 | 1145.95 | 1155.75 | 1165.7 | 1176.68 | 1186.2 | 1196.14 | 1206.01 | 1214.33 | NPgN | GSP | NG FES - System Transformation | Total demand (GWh)
NG FES - System Transformation | Dem_BB008 | GWh | NPgN | WBOL_6 | Total demand (GWh) | West Boldon | WEST BOLDON | 1097.1 | 1127.95 | 1114.42 | 1106.18 | 1103.82 | 1108.58 | 1118.13 | 1132.23 | 1152.15 | 1169.83 | 1193.49 | 1220.93 | 1252.85 | 1288.53 | 1326.75 | 1373.29 | 1418.38 | 1459.95 | 1496.92 | 1529.63 | 1559.96 | 1585.42 | 1603.7 | 1614.84 | 1625.67 | 1637.72 | 1647.6 | 1657.91 | 1667.98 | 1676.18 | NPgN | GSP | NG FES - System Transformation | Total demand (GWh)
NG FES - System Transformation | Dem_BB008 | GWh | NPgN | BRAW_1 | Total demand (GWh) | Bradford West | BRADFORD WEST | 1835.02 | 1802.02 | 1778.36 | 1764.75 | 1761.17 | 1772.14 | 1790.29 | 1814.47 | 1844.78 | 1881.79 | 1931.72 | 1989.21 | 2055.67 | 2128.92 | 2206.88 | 2304.03 | 2395.98 | 2479.89 | 2552.77 | 2615.69 | 2674.68 | 2720.02 | 2752.1 | 2772.79 | 2792.35 | 2816.8 | 2833.29 | 2852.03 | 2870.11 | 2887.87 | NPgY | GSP | NG FES - System Transformation | Total demand (GWh)
NG FES - System Transformation | Dem_BB008 | GWh | NPgN | CAMB_01 | Total demand (GWh) | Camblesforth | CAMBLESFORTH | 188.32 | 208.75 | 207.76 | 207.47 | 207.89 | 209.43 | 211.56 | 214.23 | 217.45 | 221.25 | 226.34 | 232.12 | 238.75 | 246.1 | 253.93 | 263.55 | 272.46 | 280.65 | 287.91 | 294.35 | 300.23 | 304.81 | 308.16 | 310.15 | 312.05 | 314.33 | 315.99 | 317.81 | 319.6 | 321.66 | NPgY | GSP | NG FES - System Transformation | Total demand (GWh)
NG FES - System Transformation | Dem_BB008 | GWh | NPgN | CREB_1 | Total demand (GWh) | Creyke Beck | CREYKE BECK | 2018.11 | 2006.78 | 1989.37 | 1981.04 | 1981.9 | 1996.62 | 2018.61 | 2046.62 | 2080.58 | 2121.11 | 2175.7 | 2237.58 | 2308.38 | 2386.09 | 2468.3 | 2571.08 | 2666.44 | 2753.87 | 2830.73 | 2898.05 | 2961.4 | 3010.64 | 3046.43 | 3070.53 | 3094.01 | 3122.15 | 3142.41 | 3164.54 | 3186.04 | 3207.33 | NPgY | GSP | NG FES - System Transformation | Total demand (GWh)
NG FES - System Transformation | Dem_BB008 | GWh | NPgN | DRAX_YEDL | Total demand (GWh) | Drax | DRAX | 472.34 | 475.09 | 474.1 | 474.03 | 474.9 | 477.31 | 480.58 | 484.59 | 489.36 | 494.94 | 503.59 | 513.18 | 523.97 | 535.79 | 548.29 | 563.45 | 577.46 | 590.51 | 602.35 | 613.07 | 623.08 | 631.26 | 637.61 | 642.19 | 646.63 | 651.61 | 655.77 | 660.1 | 664.42 | 669.32 | NPgY | GSP | NG FES - System Transformation | Total demand (GWh)
NG FES - System Transformation | Dem_BB008 | GWh | NPgN | ELLA_1 | Total demand (GWh) | Elland | ELLAND | 1575.25 | 1547.44 | 1539.41 | 1528.64 | 1525.8 | 1534.36 | 1548.81 | 1568.33 | 1593.44 | 1647.98 | 1690.13 | 1738.93 | 1795.46 | 1857.8 | 1962.51 | 2042.32 | 2118.55 | 2188.62 | 2250.14 | 2303.62 | 2353.58 | 2392.45 | 2419.12 | 2433.57 | 2446.43 | 2462.19 | 2471.64 | 2482.74 | 2493.24 | 2505.67 | NPgY | GSP | NG FES - System Transformation | Total demand (GWh)
NG FES - System Transformation | Dem_BB008 | GWh | NPgN | FERRA2 | Total demand (GWh) | Ferrybridge A | FERRYBRIDGE A | 514.78 | 594.97 | 608.12 | 606.44 | 606.99 | 610.78 | 616.35 | 623.37 | 631.81 | 624.89 | 638.41 | 653.78 | 671.43 | 690.91 | 772.66 | 798.17 | 821.69 | 843.27 | 862.58 | 879.72 | 896.02 | 909.09 | 918.69 | 924.95 | 931.15 | 938.5 | 944.08 | 950.13 | 956.21 | 962.97 | NPgY | GSP | NG FES - System Transformation | Total demand (GWh)
NG FES - System Transformation | Dem_BB008 | GWh | NPgN | FERRB9 | Total demand (GWh) | Ferrybridge B (_M) | FERRYBRIDGE B | 1286.26 | 1306.72 | 1308.71 | 1303.8 | 1304.15 | 1312.4 | 1324.85 | 1340.87 | 1360.58 | 1400.22 | 1433.03 | 1470.53 | 1513.72 | 1561.52 | 1656.26 | 1718.24 | 1775.87 | 1828.65 | 1875.41 | 1916.54 | 1955.1 | 1985.36 | 2006.94 | 2019.91 | 2032.34 | 2047.43 | 2058.11 | 2069.87 | 2081.5 | 2094 | NPgY | GSP | NG FES - System Transformation | Total demand (GWh)
NG FES - System Transformation | Dem_BB008 | GWh | NPgN | GRIW_1 | Total demand (GWh) | Grimsby West | GRIMSBY WEST | 876.32 | 900.54 | 892.07 | 886.78 | 884.69 | 887.31 | 892.37 | 899.45 | 908.55 | 919.93 | 936.54 | 955.89 | 978.55 | 1003.97 | 1031.57 | 1065.93 | 1097.92 | 1127.18 | 1152.97 | 1175.53 | 1196.73 | 1213.13 | 1224.59 | 1230.48 | 1235.96 | 1243.13 | 1247.65 | 1252.9 | 1258.01 | 1264.04 | NPgY | GSP | NG FES - System Transformation | Total demand (GWh)
NG FES - System Transformation | Dem_BB008 | GWh | NPgN | JORD_3 | Total demand (GWh) | Jordanthorpe | JORDANTHORPE | 266.85 | 260.84 | 258.24 | 256.95 | 256.95 | 258.74 | 261.45 | 264.94 | 269.16 | 274.25 | 280.69 | 288.07 | 296.52 | 305.74 | 315.33 | 326.76 | 337.64 | 347.41 | 355.89 | 363.15 | 369.84 | 374.97 | 378.65 | 381.29 | 383.98 | 387.22 | 389.58 | 392.34 | 395.09 | 397.69 | NPgY | GSP | NG FES - System Transformation | Total demand (GWh)
NG FES - System Transformation | Dem_BB008 | GWh | NPgN | KEAD_YEDL | Total demand (GWh) | Keadby | KEADBY | 1957 | 1953.19 | 1947.23 | 1945.62 | 1948.45 | 1958.61 | 1972.94 | 1990.88 | 2012.46 | 2037.94 | 2072.72 | 2111.83 | 2156.31 | 2205.13 | 2256.47 | 2319.95 | 2378.1 | 2431.47 | 2478.69 | 2520.36 | 2558.56 | 2588.18 | 2609.77 | 2623.96 | 2637.82 | 2653.93 | 2665.9 | 2678.78 | 2691.44 | 2705.26 | NPgY | GSP | NG FES - System Transformation | Total demand (GWh)
NG FES - System Transformation | Dem_BB008 | GWh | NPgN | KIRKB1 | Total demand (GWh) | Kirkstall B | KIRKSTALL B | 1102.13 | 1099.09 | 1087.53 | 1080.77 | 1078.83 | 1083.77 | 1092.33 | 1104.01 | 1119 | 1137.55 | 1163.41 | 1193.39 | 1228.11 | 1266.41 | 1307.1 | 1354.78 | 1399.97 | 1440.91 | 1476.42 | 1506.81 | 1534.84 | 1556.16 | 1569.98 | 1577.01 | 1583.49 | 1591.65 | 1596.17 | 1601.74 | 1607.03 | 1612.07 | NPgY | GSP | NG FES - System Transformation | Total demand (GWh)
NG FES - System Transformation | Dem_BB008 | GWh | NPgN | NEEP_3 | Total demand (GWh) | Neepsend | NEEPSEND | 376.36 | 372.96 | 368.11 | 365.19 | 364.16 | 365.88 | 368.92 | 373.04 | 378.22 | 384.6 | 393.34 | 403.39 | 415.01 | 427.79 | 441.35 | 458.71 | 475.29 | 490.39 | 503.48 | 514.77 | 525.5 | 533.77 | 539.79 | 544.08 | 548.2 | 553.42 | 557.1 | 561.23 | 565.26 | 568.96 | NPgY | GSP | NG FES - System Transformation | Total demand (GWh)
NG FES - System Transformation | Dem_BB008 | GWh | NPgN | NORL_3 | Total demand (GWh) | Norton Lees | NORTON LEES | 254.54 | 245.95 | 242.83 | 241.32 | 241.4 | 243.69 | 247.19 | 251.74 | 257.38 | 264.21 | 272.92 | 282.98 | 294.56 | 307.23 | 320.64 | 336.49 | 351.99 | 366.13 | 378.47 | 389.1 | 399.01 | 406.78 | 412.3 | 415.88 | 419.27 | 423.39 | 426.23 | 429.55 | 432.79 | 436.17 | NPgY | GSP | NG FES - System Transformation | Total demand (GWh)
NG FES - System Transformation | Dem_BB008 | GWh | NPgN | PITS_BB_B | Total demand (GWh) | Pitsmoor | PITSMOOR 3/4 | 217.95 | 223.18 | 220.89 | 219.42 | 218.75 | 219.31 | 220.46 | 222.09 | 224.21 | 226.88 | 230.8 | 235.33 | 240.57 | 246.35 | 252.5 | 260.32 | 267.64 | 274.29 | 280.01 | 284.92 | 289.56 | 293.04 | 295.5 | 297.14 | 298.73 | 300.76 | 302.09 | 303.61 | 305.07 | 306.41 | NPgY | GSP | NG FES - System Transformation | Total demand (GWh)
NG FES - System Transformation | Dem_BB008 | GWh | NPgN | SALT_1 | Total demand (GWh) | Saltend North | SALTEND NORTH | 337.7 | 334.74 | 332.29 | 331.02 | 330.96 | 332.72 | 335.41 | 338.86 | 343.07 | 348.12 | 355.16 | 363.17 | 372.37 | 382.54 | 393.44 | 407.11 | 419.74 | 431.38 | 441.75 | 450.96 | 459.75 | 466.73 | 471.93 | 475.32 | 478.64 | 482.65 | 485.61 | 488.82 | 491.98 | 495.4 | NPgY | GSP | NG FES - System Transformation | Total demand (GWh)
NG FES - System Transformation | Dem_BB008 | GWh | NPgN | SHEC_3 | Total demand (GWh) | Sheffield City | SHEFFIELD CITY | 344.15 | 361.35 | 357.93 | 355.58 | 354.28 | 354.64 | 355.79 | 357.65 | 360.22 | 363.61 | 369.16 | 375.63 | 383.2 | 391.66 | 400.69 | 412.06 | 422.79 | 432.52 | 440.69 | 447.56 | 453.86 | 458.39 | 461.25 | 462.76 | 464.09 | 465.96 | 466.87 | 468.02 | 468.98 | 469.72 | NPgY | GSP | NG FES - System Transformation | Total demand (GWh)
NG FES - System Transformation | Dem_BB008 | GWh | NPgN | SKLGB1 | Total demand (GWh) | Skelton Grange | SKELTON GRANGE | 2642.5 | 2685.07 | 2663.24 | 2645.7 | 2639.81 | 2650.59 | 2669.83 | 2696.24 | 2729.96 | 2780.63 | 2840.15 | 2909.29 | 2989.74 | 3079.12 | 3200.39 | 3316.33 | 3426.2 | 3525.89 | 3612.54 | 3687.16 | 3756.78 | 3810.14 | 3846.42 | 3866.59 | 3885.48 | 3909.94 | 3925.36 | 3943.44 | 3960.88 | 3977.3 | NPgY | GSP | NG FES - System Transformation | Total demand (GWh)
NG FES - System Transformation | Dem_BB008 | GWh | NPgN | TEMP_3 | Total demand (GWh) | Templeborough | TEMPLEBOROUGH 275/33KV | 50.62 | 50.81 | 50.57 | 50.46 | 50.48 | 50.69 | 50.99 | 51.37 | 51.83 | 52.37 | 53.16 | 54.05 | 55.06 | 56.16 | 57.32 | 58.67 | 59.92 | 61.08 | 62.12 | 63.06 | 63.96 | 64.7 | 65.28 | 65.7 | 66.12 | 66.62 | 67.01 | 67.45 | 67.89 | 68.35 | NPgY | GSP | NG FES - System Transformation | Total demand (GWh)
NG FES - System Transformation | Dem_BB008 | GWh | NPgN | THUR_6 | Total demand (GWh) | Thurcroft | THURCROFT | 612.77 | 644.22 | 669.58 | 668.72 | 670.84 | 677.37 | 686.68 | 698.28 | 712.13 | 699.48 | 720.76 | 745.02 | 772.85 | 803.52 | 836.24 | 876.62 | 913.89 | 948.01 | 978.45 | 1005.36 | 1030.95 | 1051.45 | 1066.41 | 1076.15 | 1085.77 | 1097.19 | 1105.67 | 1114.92 | 1124.13 | 1133.26 | NPgY | GSP | NG FES - System Transformation | Total demand (GWh)
NG FES - System Transformation | Dem_BB008 | GWh | NPgN | WMEL_THOM | Total demand (GWh) | Thorpe Marsh | WEST MELTON / THORPE MARSH | 2259.72 | 2276.78 | 2273.4 | 2267.09 | 2267.48 | 2278.03 | 2294.08 | 2314.74 | 2340 | 2382.35 | 2427.65 | 2479.13 | 2538.05 | 2602.97 | 2705.96 | 2790.49 | 2869.19 | 2941.71 | 3006.29 | 3063.54 | 3118.08 | 3161.84 | 3194.57 | 3216.77 | 3238.41 | 3263.9 | 3283.38 | 3304.58 | 3325.51 | 3347.42 | NPgY | GSP | NG FES - System Transformation | Total demand (GWh)
NG FES - System Transformation | Dem_BB008 | GWh | NPgN | WMEL_BB3 | Total demand (GWh) | West Melton | WEST MELTON SECTION 3 | 1065.12 | 1047.05 | 1043.72 | 1040.18 | 1043.22 | 1056.01 | 1074.11 | 1096.56 | 1123.46 | 1163.74 | 1202.85 | 1247.35 | 1298.39 | 1354.49 | 1438.63 | 1512.37 | 1581.03 | 1643.99 | 1699.65 | 1748.5 | 1794.94 | 1831.53 | 1858.16 | 1875.98 | 1893.38 | 1914.29 | 1929.41 | 1945.95 | 1962.2 | 1978.81 | NPgY | GSP | NG FES - System Transformation | Total demand (GWh)
NG FES - System Transformation | Dem_BB008 | GWh | NPgN | WIBA_3 | Total demand (GWh) | Wincobank | WINCOBANK | 160.75 | 214.53 | 213.35 | 212.48 | 211.94 | 212.01 | 212.35 | 212.91 | 213.69 | 214.72 | 216.7 | 218.95 | 221.52 | 224.35 | 227.39 | 231.27 | 234.73 | 237.92 | 240.74 | 243.23 | 245.68 | 247.52 | 248.84 | 249.66 | 250.44 | 251.48 | 252.13 | 252.83 | 253.5 | 254.12 | NPgY | GSP | NG FES - System Transformation | Total demand (GWh)
NG FES - Consumer Transformation | Gen_BB015 | MW | NPgN | BLYTB1 | Total installed wind capacity (MW) | Blyth 66kV | BLYTH 66kV | 90.4 | 99.616 | 102.681 | 111.677 | 122.203 | 134.278 | 147.11 | 162.271 | 178.392 | 197.077 | 216.964 | 238.123 | 260.632 | 284.577 | 311.631 | 340.413 | 371.033 | 403.604 | 438.248 | 472.365 | 505.78 | 539.54 | 573.496 | 602.638 | 631.44 | 644.839 | 648.307 | 651.781 | 654.937 | 655.189 | NPgN | GSP | NG FES - Consumer Transformation | Total installed wind capacity (MW)
NG FES - Consumer Transformation | Gen_BB015 | MW | NPgN | BLYTH132 | Total installed wind capacity (MW) | Blyth 132kV | BLYTH 132kV | 107.058 | 109.143 | 109.845 | 111.88 | 114.263 | 116.993 | 119.894 | 123.318 | 126.958 | 131.173 | 135.66 | 140.434 | 145.513 | 150.914 | 157.015 | 163.505 | 170.409 | 177.752 | 185.561 | 193.253 | 200.789 | 208.402 | 216.061 | 222.639 | 229.142 | 232.186 | 232.999 | 233.816 | 234.561 | 234.655 | NPgN | GSP | NG FES - Consumer Transformation | Total installed wind capacity (MW)
NG FES - Consumer Transformation | Gen_BB015 | MW | NPgN | FOUR_1 | Total installed wind capacity (MW) | Fourstones | FOURSTONES | 89.05 | 89.057 | 89.067 | 89.077 | 89.09 | 89.104 | 89.117 | 89.13 | 89.144 | 89.157 | 89.172 | 89.187 | 89.203 | 89.22 | 89.237 | 89.255 | 89.274 | 89.293 | 89.313 | 89.334 | 89.355 | 89.377 | 89.4 | 89.423 | 89.447 | 89.472 | 89.497 | 89.523 | 89.55 | 89.577 | NPgN | GSP | NG FES - Consumer Transformation | Total installed wind capacity (MW)
NG FES - Consumer Transformation | Gen_BB015 | MW | NPgN | HARM_6 | Total installed wind capacity (MW) | Hart Moor | HARTMOOR | 48.347 | 48.549 | 48.619 | 48.817 | 49.05 | 49.315 | 49.597 | 49.93 | 50.283 | 50.691 | 51.126 | 51.589 | 52.081 | 52.604 | 53.195 | 53.823 | 54.491 | 55.201 | 55.957 | 56.701 | 57.43 | 58.167 | 58.909 | 59.547 | 60.178 | 60.477 | 60.561 | 60.646 | 60.725 | 60.741 | NPgN | GSP | NG FES - Consumer Transformation | Total installed wind capacity (MW)
NG FES - Consumer Transformation | Gen_BB015 | MW | NPgN | HAWP_6 | Total installed wind capacity (MW) | Hawthorn Pit | HAWTHORN PIT GRID | 22.837 | 23.629 | 23.895 | 24.667 | 25.571 | 26.608 | 27.709 | 29.009 | 30.392 | 31.993 | 33.698 | 35.511 | 37.44 | 39.492 | 41.81 | 44.276 | 46.899 | 49.689 | 52.657 | 55.58 | 58.442 | 61.335 | 64.245 | 66.743 | 69.213 | 70.367 | 70.672 | 70.979 | 71.258 | 71.289 | NPgN | GSP | NG FES - Consumer Transformation | Total installed wind capacity (MW)
NG FES - Consumer Transformation | Gen_BB015 | MW | NPgN | KNARE_111 | Total installed wind capacity (MW) | Knaresborough | KNARESBOROUGH | 16.677 | 16.71 | 16.759 | 16.809 | 16.875 | 16.941 | 17.007 | 17.073 | 17.139 | 17.205 | 17.277 | 17.353 | 17.432 | 17.515 | 17.601 | 17.69 | 17.782 | 17.878 | 17.977 | 18.079 | 18.184 | 18.293 | 18.405 | 18.521 | 18.64 | 18.762 | 18.887 | 19.016 | 19.148 | 19.283 | NPgN | GSP | NG FES - Consumer Transformation | Total installed wind capacity (MW)
NG FES - Consumer Transformation | Gen_BB015 | MW | NPgN | LACK_6 | Total installed wind capacity (MW) | Lackenby | LACKENBY | 66.077 | 67.283 | 67.682 | 68.854 | 70.227 | 71.801 | 73.474 | 75.451 | 77.553 | 79.99 | 82.583 | 85.343 | 88.278 | 91.401 | 94.929 | 98.683 | 102.676 | 106.924 | 111.442 | 115.892 | 120.25 | 124.653 | 129.081 | 132.881 | 136.637 | 138.383 | 138.833 | 139.284 | 139.694 | 139.725 | NPgN | GSP | NG FES - Consumer Transformation | Total installed wind capacity (MW)
NG FES - Consumer Transformation | Gen_BB015 | MW | NPgN | NORT_1 | Total installed wind capacity (MW) | Norton | NORTON | 31.694 | 33.276 | 33.856 | 35.421 | 37.263 | 39.363 | 41.589 | 44.202 | 46.974 | 50.172 | 53.579 | 57.202 | 61.054 | 65.15 | 69.766 | 74.675 | 79.893 | 85.44 | 91.336 | 97.149 | 102.851 | 108.614 | 114.415 | 119.421 | 124.375 | 126.775 | 127.53 | 128.29 | 129.003 | 129.238 | NPgN | GSP | NG FES - Consumer Transformation | Total installed wind capacity (MW)
NG FES - Consumer Transformation | Gen_BB015 | MW | NPgN | OFFE_3 | Total installed wind capacity (MW) | Offerton | OFFERTON | 0.017 | 0.408 | 0.483 | 0.707 | 0.968 | 1.269 | 1.588 | 1.965 | 2.367 | 2.832 | 3.327 | 3.854 | 4.415 | 5.012 | 5.686 | 6.403 | 7.166 | 7.978 | 8.842 | 9.692 | 10.525 | 11.366 | 12.212 | 12.938 | 13.655 | 13.987 | 14.071 | 14.154 | 14.23 | 14.234 | NPgN | GSP | NG FES - Consumer Transformation | Total installed wind capacity (MW)
NG FES - Consumer Transformation | Gen_BB015 | MW | NPgN | OSBA_1 | Total installed wind capacity (MW) | Osbaldwick | OSBALDWICK | 2.048 | 5.877 | 7.18 | 10.922 | 15.308 | 20.33 | 25.664 | 31.955 | 38.641 | 46.381 | 54.621 | 63.387 | 72.711 | 82.629 | 93.827 | 105.739 | 118.409 | 131.884 | 146.215 | 160.332 | 174.163 | 188.139 | 202.198 | 214.281 | 226.227 | 231.843 | 233.379 | 234.92 | 236.333 | 236.555 | NPgN | GSP | NG FES - Consumer Transformation | Total installed wind capacity (MW)
NG FES - Consumer Transformation | Gen_BB015 | MW | NPgN | POPP_3 | Total installed wind capacity (MW) | Poppleton | POPPLETON | 5.01 | 5.012 | 5.015 | 5.018 | 5.022 | 5.026 | 5.03 | 5.034 | 5.038 | 5.042 | 5.047 | 5.051 | 5.056 | 5.061 | 5.067 | 5.072 | 5.078 | 5.084 | 5.09 | 5.096 | 5.102 | 5.109 | 5.116 | 5.123 | 5.13 | 5.138 | 5.145 | 5.153 | 5.161 | 5.17 | NPgN | GSP | NG FES - Consumer Transformation | Total installed wind capacity (MW)
NG FES - Consumer Transformation | Gen_BB015 | MW | NPgN | SALH_1 | Total installed wind capacity (MW) | Saltholme | SALTHOLME | 0 | 0.019 | 0.026 | 0.044 | 0.066 | 0.091 | 0.117 | 0.148 | 0.182 | 0.22 | 0.261 | 0.305 | 0.351 | 0.401 | 0.457 | 0.516 | 0.579 | 0.647 | 0.718 | 0.789 | 0.858 | 0.927 | 0.997 | 1.058 | 1.117 | 1.145 | 1.151 | 1.158 | 1.165 | 1.165 | NPgN | GSP | NG FES - Consumer Transformation | Total installed wind capacity (MW)
NG FES - Consumer Transformation | Gen_BB015 | MW | NPgN | SSHI_3 | Total installed wind capacity (MW) | South Shields | SOUTH SHIELDS | 0.014 | 0.269 | 0.317 | 0.458 | 0.622 | 0.812 | 1.013 | 1.251 | 1.504 | 1.797 | 2.109 | 2.441 | 2.795 | 3.171 | 3.596 | 4.048 | 4.529 | 5.041 | 5.585 | 6.121 | 6.646 | 7.176 | 7.709 | 8.167 | 8.619 | 8.828 | 8.88 | 8.933 | 8.98 | 8.982 | NPgN | GSP | NG FES - Consumer Transformation | Total installed wind capacity (MW)
NG FES - Consumer Transformation | Gen_BB015 | MW | NPgN | KIELD01 and SPAD20 | Total installed wind capacity (MW) | 0 | SPADEADAM | 0.054 | 0.545 | 0.701 | 1.159 | 1.694 | 2.309 | 2.962 | 3.734 | 4.554 | 5.505 | 6.518 | 7.595 | 8.74 | 9.959 | 11.336 | 12.802 | 14.36 | 16.018 | 17.782 | 19.519 | 21.22 | 22.938 | 24.667 | 26.15 | 27.616 | 28.298 | 28.474 | 28.65 | 28.81 | 28.822 | NPgN | GSP | NG FES - Consumer Transformation | Total installed wind capacity (MW)
NG FES - Consumer Transformation | Gen_BB015 | MW | NPgN | SPEN_1 | Total installed wind capacity (MW) | Spennymoor | SPENNYMOOR | 75.834 | 78.481 | 79.374 | 81.956 | 84.982 | 88.449 | 92.131 | 96.477 | 101.096 | 106.446 | 112.141 | 118.2 | 124.644 | 131.499 | 139.241 | 147.477 | 156.238 | 165.556 | 175.466 | 185.227 | 194.789 | 204.451 | 214.17 | 222.519 | 230.772 | 234.639 | 235.677 | 236.718 | 237.671 | 237.796 | NPgN | GSP | NG FES - Consumer Transformation | Total installed wind capacity (MW)
NG FES - Consumer Transformation | Gen_BB015 | MW | NPgN | STEN_1 | Total installed wind capacity (MW) | Stella North | STELLA NORTH | 0.017 | 1.437 | 1.73 | 2.597 | 3.611 | 4.774 | 6.011 | 7.473 | 9.028 | 10.83 | 12.748 | 14.789 | 16.96 | 19.27 | 21.88 | 24.657 | 27.612 | 30.755 | 34.098 | 37.39 | 40.614 | 43.871 | 47.146 | 49.957 | 52.734 | 54.023 | 54.352 | 54.681 | 54.979 | 54.996 | NPgN | GSP | NG FES - Consumer Transformation | Total installed wind capacity (MW)
NG FES - Consumer Transformation | Gen_BB015 | MW | NPgN | STES_1 | Total installed wind capacity (MW) | Stella South | STELLA SOUTH | 30.856 | 34.049 | 35.111 | 38.22 | 41.859 | 46.033 | 50.468 | 55.707 | 61.278 | 67.733 | 74.604 | 81.915 | 89.691 | 97.964 | 107.31 | 117.254 | 127.831 | 139.083 | 151.05 | 162.836 | 174.38 | 186.043 | 197.774 | 207.844 | 217.796 | 222.431 | 223.638 | 224.848 | 225.948 | 226.045 | NPgN | GSP | NG FES - Consumer Transformation | Total installed wind capacity (MW)
NG FES - Consumer Transformation | Gen_BB015 | MW | NPgN | TYNE_1 | Total installed wind capacity (MW) | Tynemouth 1 | TYNEMOUTH | 0.017 | 0.702 | 0.924 | 1.579 | 2.345 | 3.224 | 4.158 | 5.263 | 6.438 | 7.8 | 9.25 | 10.792 | 12.433 | 14.179 | 16.152 | 18.251 | 20.484 | 22.86 | 25.387 | 27.875 | 30.312 | 32.773 | 35.249 | 37.373 | 39.472 | 40.445 | 40.692 | 40.939 | 41.163 | 41.174 | NPgN | GSP | NG FES - Consumer Transformation | Total installed wind capacity (MW)
NG FES - Consumer Transformation | Gen_BB015 | MW | NPgN | WBOL_6 | Total installed wind capacity (MW) | West Boldon | WEST BOLDON | 6.165 | 6.781 | 6.983 | 7.581 | 8.28 | 9.084 | 9.937 | 10.946 | 12.02 | 13.264 | 14.589 | 15.998 | 17.497 | 19.092 | 20.895 | 22.812 | 24.853 | 27.023 | 29.332 | 31.605 | 33.832 | 36.081 | 38.343 | 40.283 | 42.201 | 43.089 | 43.314 | 43.539 | 43.743 | 43.753 | NPgN | GSP | NG FES - Consumer Transformation | Total installed wind capacity (MW)
NG FES - Consumer Transformation | Gen_BB015 | MW | NPgN | BRAW_1 | Total installed wind capacity (MW) | Bradford West | BRADFORD WEST | 21.149 | 21.485 | 21.805 | 22.225 | 22.76 | 23.321 | 23.895 | 25.766 | 32.335 | 39.899 | 47.961 | 56.532 | 65.643 | 75.327 | 86.233 | 97.825 | 110.146 | 123.24 | 137.154 | 150.88 | 164.348 | 177.966 | 191.676 | 203.533 | 215.273 | 221.051 | 222.991 | 224.948 | 226.798 | 227.536 | NPgY | GSP | NG FES - Consumer Transformation | Total installed wind capacity (MW)
NG FES - Consumer Transformation | Gen_BB015 | MW | NPgN | CAMB_01 | Total installed wind capacity (MW) | Camblesforth | CAMBLESFORTH | 118.998 | 119.027 | 119.07 | 119.113 | 119.17 | 119.227 | 119.284 | 119.429 | 119.903 | 120.444 | 121.022 | 121.635 | 122.287 | 122.978 | 123.753 | 124.576 | 125.45 | 126.377 | 127.361 | 128.333 | 129.29 | 130.259 | 131.236 | 132.09 | 132.937 | 133.386 | 133.579 | 133.775 | 133.965 | 134.082 | NPgY | GSP | NG FES - Consumer Transformation | Total installed wind capacity (MW)
NG FES - Consumer Transformation | Gen_BB015 | MW | NPgN | CREB_1 | Total installed wind capacity (MW) | Creyke Beck | CREYKE BECK | 177.842 | 190.926 | 195.392 | 208.087 | 222.977 | 240.015 | 258.102 | 278.252 | 295.384 | 315.188 | 336.278 | 358.71 | 382.566 | 407.935 | 436.561 | 467.004 | 499.379 | 533.804 | 570.407 | 606.476 | 641.831 | 677.562 | 713.513 | 744.464 | 775.076 | 789.65 | 793.89 | 798.153 | 802.101 | 803.039 | NPgY | GSP | NG FES - Consumer Transformation | Total installed wind capacity (MW)
NG FES - Consumer Transformation | Gen_BB015 | MW | NPgN | DRAX_YEDL | Total installed wind capacity (MW) | Drax | DRAX | 38.289 | 38.328 | 38.386 | 38.444 | 38.522 | 38.6 | 38.677 | 39.384 | 42.431 | 45.953 | 49.705 | 53.695 | 57.939 | 62.451 | 67.544 | 72.96 | 78.72 | 84.845 | 91.357 | 97.775 | 104.064 | 110.421 | 116.816 | 122.321 | 127.766 | 130.354 | 131.102 | 131.853 | 132.549 | 132.708 | NPgY | GSP | NG FES - Consumer Transformation | Total installed wind capacity (MW)
NG FES - Consumer Transformation | Gen_BB015 | MW | NPgN | ELLA_1 | Total installed wind capacity (MW) | Elland | ELLAND | 40.96 | 41.012 | 41.091 | 41.17 | 41.275 | 41.38 | 41.486 | 42.168 | 45 | 48.268 | 51.75 | 55.452 | 59.389 | 63.575 | 68.295 | 73.313 | 78.649 | 84.321 | 90.351 | 96.296 | 102.125 | 108.017 | 113.947 | 119.06 | 124.12 | 126.559 | 127.31 | 128.066 | 128.773 | 128.988 | NPgY | GSP | NG FES - Consumer Transformation | Total installed wind capacity (MW)
NG FES - Consumer Transformation | Gen_BB015 | MW | NPgN | FERRA2 | Total installed wind capacity (MW) | Ferrybridge A | FERRYBRIDGE A | 0.919 | 2.715 | 3.313 | 5.049 | 7.082 | 9.412 | 11.887 | 14.474 | 16.001 | 17.766 | 19.645 | 21.645 | 23.771 | 26.033 | 28.585 | 31.299 | 34.186 | 37.255 | 40.519 | 43.735 | 46.887 | 50.073 | 53.278 | 56.035 | 58.763 | 60.057 | 60.428 | 60.801 | 61.145 | 61.22 | NPgY | GSP | NG FES - Consumer Transformation | Total installed wind capacity (MW)
NG FES - Consumer Transformation | Gen_BB015 | MW | NPgN | FERRB9 | Total installed wind capacity (MW) | Ferrybridge B (_M) | FERRYBRIDGE B | 13.21 | 17.177 | 18.509 | 22.349 | 26.847 | 32 | 37.473 | 43.346 | 47.444 | 52.183 | 57.23 | 62.598 | 68.307 | 74.378 | 81.229 | 88.516 | 96.266 | 104.507 | 113.269 | 121.903 | 130.365 | 138.917 | 147.522 | 154.926 | 162.25 | 165.727 | 166.726 | 167.73 | 168.659 | 168.864 | NPgY | GSP | NG FES - Consumer Transformation | Total installed wind capacity (MW)
NG FES - Consumer Transformation | Gen_BB015 | MW | NPgN | GRIW_1 | Total installed wind capacity (MW) | Grimsby West | GRIMSBY WEST | 26.463 | 26.49 | 26.53 | 26.57 | 26.623 | 26.677 | 26.73 | 27.217 | 29.316 | 31.743 | 34.327 | 37.076 | 39.999 | 43.108 | 46.616 | 50.348 | 54.315 | 58.535 | 63.021 | 67.442 | 71.775 | 76.154 | 80.56 | 84.352 | 88.103 | 89.886 | 90.401 | 90.918 | 91.397 | 91.507 | NPgY | GSP | NG FES - Consumer Transformation | Total installed wind capacity (MW)
NG FES - Consumer Transformation | Gen_BB015 | MW | NPgN | JORD_3 | Total installed wind capacity (MW) | Jordanthorpe | JORDANTHORPE | 0.035 | 0.325 | 0.425 | 0.708 | 1.039 | 1.418 | 1.82 | 2.301 | 2.84 | 3.462 | 4.126 | 4.831 | 5.581 | 6.379 | 7.279 | 8.237 | 9.256 | 10.339 | 11.49 | 12.625 | 13.737 | 14.861 | 15.992 | 16.965 | 17.927 | 18.383 | 18.512 | 18.642 | 18.762 | 18.786 | NPgY | GSP | NG FES - Consumer Transformation | Total installed wind capacity (MW)
NG FES - Consumer Transformation | Gen_BB015 | MW | NPgN | KEAD_YEDL | Total installed wind capacity (MW) | Keadby | KEADBY | 138.195 | 138.334 | 138.542 | 138.75 | 139.027 | 139.305 | 139.582 | 142.108 | 153.001 | 165.595 | 179.006 | 193.271 | 208.442 | 224.575 | 242.781 | 262.143 | 282.735 | 304.63 | 327.912 | 350.853 | 373.339 | 396.063 | 418.927 | 438.607 | 458.07 | 467.324 | 469.997 | 472.684 | 475.171 | 475.739 | NPgY | GSP | NG FES - Consumer Transformation | Total installed wind capacity (MW)
NG FES - Consumer Transformation | Gen_BB015 | MW | NPgN | KIRKB1 | Total installed wind capacity (MW) | Kirkstall B | KIRKSTALL B | 2.545 | 8.513 | 10.446 | 16.188 | 22.903 | 30.611 | 38.805 | 46.457 | 47.135 | 47.917 | 48.751 | 49.637 | 50.579 | 51.58 | 52.708 | 53.908 | 55.183 | 56.538 | 57.978 | 59.399 | 60.792 | 62.201 | 63.619 | 64.843 | 66.056 | 66.648 | 66.84 | 67.033 | 67.216 | 67.282 | NPgY | GSP | NG FES - Consumer Transformation | Total installed wind capacity (MW)
NG FES - Consumer Transformation | Gen_BB015 | MW | NPgN | NEEP_3 | Total installed wind capacity (MW) | Neepsend | NEEPSEND | 0.04 | 0.116 | 0.149 | 0.225 | 0.317 | 0.419 | 0.528 | 0.762 | 1.408 | 2.155 | 2.951 | 3.797 | 4.697 | 5.654 | 6.735 | 7.884 | 9.106 | 10.406 | 11.788 | 13.15 | 14.484 | 15.833 | 17.189 | 18.356 | 19.51 | 20.056 | 20.21 | 20.365 | 20.507 | 20.536 | NPgY | GSP | NG FES - Consumer Transformation | Total installed wind capacity (MW)
NG FES - Consumer Transformation | Gen_BB015 | MW | NPgN | NORL_3 | Total installed wind capacity (MW) | Norton Lees | NORTON LEES | 0.017 | 0.093 | 0.126 | 0.203 | 0.294 | 0.398 | 0.507 | 0.742 | 1.392 | 2.143 | 2.943 | 3.794 | 4.699 | 5.662 | 6.749 | 7.904 | 9.133 | 10.44 | 11.83 | 13.2 | 14.542 | 15.898 | 17.262 | 18.436 | 19.596 | 20.145 | 20.3 | 20.456 | 20.599 | 20.628 | NPgY | GSP | NG FES - Consumer Transformation | Total installed wind capacity (MW)
NG FES - Consumer Transformation | Gen_BB015 | MW | NPgN | PITS_BB_B | Total installed wind capacity (MW) | Pitsmoor | PITSMOOR 3/4 | 0.004 | 0.038 | 0.052 | 0.085 | 0.125 | 0.17 | 0.218 | 0.319 | 0.595 | 0.915 | 1.255 | 1.617 | 2.002 | 2.412 | 2.874 | 3.366 | 3.889 | 4.445 | 5.036 | 5.619 | 6.189 | 6.766 | 7.347 | 7.846 | 8.34 | 8.573 | 8.639 | 8.705 | 8.766 | 8.778 | NPgY | GSP | NG FES - Consumer Transformation | Total installed wind capacity (MW)
NG FES - Consumer Transformation | Gen_BB015 | MW | NPgN | SALT_1 | Total installed wind capacity (MW) | Saltend North | SALTEND NORTH | 39.396 | 39.423 | 39.463 | 39.503 | 39.557 | 39.611 | 39.665 | 40.106 | 41.99 | 44.168 | 46.487 | 48.954 | 51.577 | 54.366 | 57.513 | 60.86 | 64.419 | 68.203 | 72.226 | 76.191 | 80.078 | 84.006 | 87.959 | 91.362 | 94.729 | 96.336 | 96.808 | 97.283 | 97.724 | 97.834 | NPgY | GSP | NG FES - Consumer Transformation | Total installed wind capacity (MW)
NG FES - Consumer Transformation | Gen_BB015 | MW | NPgN | SHEC_3 | Total installed wind capacity (MW) | Sheffield City | SHEFFIELD CITY | 0.009 | 0.049 | 0.066 | 0.106 | 0.154 | 0.208 | 0.265 | 0.389 | 0.728 | 1.121 | 1.54 | 1.985 | 2.458 | 2.962 | 3.53 | 4.135 | 4.778 | 5.461 | 6.188 | 6.905 | 7.607 | 8.316 | 9.03 | 9.644 | 10.251 | 10.538 | 10.619 | 10.7 | 10.775 | 10.79 | NPgY | GSP | NG FES - Consumer Transformation | Total installed wind capacity (MW)
NG FES - Consumer Transformation | Gen_BB015 | MW | NPgN | SKLGB1 | Total installed wind capacity (MW) | Skelton Grange | SKELTON GRANGE | 0.233 | 10.597 | 13.727 | 22.965 | 33.77 | 46.17 | 59.348 | 71.956 | 74.499 | 77.435 | 80.562 | 83.888 | 87.424 | 91.184 | 95.423 | 99.931 | 104.724 | 109.82 | 115.237 | 120.577 | 125.813 | 131.105 | 136.432 | 141.025 | 145.569 | 147.759 | 148.431 | 149.109 | 149.741 | 149.932 | NPgY | GSP | NG FES - Consumer Transformation | Total installed wind capacity (MW)
NG FES - Consumer Transformation | Gen_BB015 | MW | NPgN | TEMP_3 | Total installed wind capacity (MW) | Templeborough | TEMPLEBOROUGH 275/33KV | 0.001 | 0.313 | 0.415 | 0.715 | 1.066 | 1.469 | 1.898 | 2.298 | 2.334 | 2.375 | 2.419 | 2.466 | 2.516 | 2.569 | 2.628 | 2.692 | 2.759 | 2.83 | 2.907 | 2.982 | 3.055 | 3.13 | 3.204 | 3.269 | 3.333 | 3.364 | 3.374 | 3.384 | 3.394 | 3.397 | NPgY | GSP | NG FES - Consumer Transformation | Total installed wind capacity (MW)
NG FES - Consumer Transformation | Gen_BB015 | MW | NPgN | THUR_6 | Total installed wind capacity (MW) | Thurcroft | THURCROFT | 24.107 | 24.937 | 25.238 | 26.052 | 27.01 | 28.102 | 29.259 | 30.795 | 33.076 | 35.712 | 38.52 | 41.507 | 44.683 | 48.061 | 51.872 | 55.926 | 60.237 | 64.821 | 69.695 | 74.497 | 79.205 | 83.962 | 88.749 | 92.869 | 96.945 | 98.883 | 99.443 | 100.007 | 100.529 | 100.649 | NPgY | GSP | NG FES - Consumer Transformation | Total installed wind capacity (MW)
NG FES - Consumer Transformation | Gen_BB015 | MW | NPgN | WMEL_THOM | Total installed wind capacity (MW) | Thorpe Marsh | WEST MELTON / THORPE MARSH | 67.464 | 67.526 | 67.619 | 67.713 | 67.838 | 67.963 | 68.087 | 69.198 | 73.977 | 79.502 | 85.386 | 91.645 | 98.301 | 105.378 | 113.365 | 121.86 | 130.893 | 140.498 | 150.711 | 160.775 | 170.639 | 180.608 | 190.639 | 199.273 | 207.813 | 211.876 | 213.055 | 214.239 | 215.335 | 215.591 | NPgY | GSP | NG FES - Consumer Transformation | Total installed wind capacity (MW)
NG FES - Consumer Transformation | Gen_BB015 | MW | NPgN | WMEL_BB3 | Total installed wind capacity (MW) | West Melton | WEST MELTON SECTION 3 | 16.461 | 18.024 | 18.577 | 20.102 | 21.895 | 23.942 | 26.112 | 28.863 | 32.51 | 36.726 | 41.216 | 45.992 | 51.071 | 56.473 | 62.569 | 69.053 | 75.948 | 83.281 | 91.077 | 98.76 | 106.289 | 113.898 | 121.554 | 128.142 | 134.657 | 137.749 | 138.635 | 139.526 | 140.349 | 140.529 | NPgY | GSP | NG FES - Consumer Transformation | Total installed wind capacity (MW)
NG FES - Consumer Transformation | Gen_BB015 | MW | NPgN | WIBA_3 | Total installed wind capacity (MW) | Wincobank | WINCOBANK | 1.98 | 2.319 | 2.43 | 2.757 | 3.139 | 3.577 | 4.043 | 4.487 | 4.564 | 4.654 | 4.75 | 4.852 | 4.96 | 5.075 | 5.205 | 5.342 | 5.489 | 5.645 | 5.81 | 5.973 | 6.134 | 6.295 | 6.458 | 6.599 | 6.738 | 6.806 | 6.827 | 6.849 | 6.869 | 6.876 | NPgY | GSP | NG FES - Consumer Transformation | Total installed wind capacity (MW)
NG FES - Falling Short | Gen_BB015 | MW | NPgN | BLYTB1 | Total installed wind capacity (MW) | Blyth 66kV | BLYTH 66kV | 90.4 | 98.393 | 98.815 | 99.65 | 100.489 | 101.339 | 102.192 | 103.05 | 103.912 | 106.272 | 110.875 | 116.23 | 121.589 | 125.459 | 129.334 | 133.219 | 137.108 | 141.002 | 144.9 | 148.802 | 152.709 | 156.621 | 160.537 | 164.457 | 168.382 | 172.312 | 176.246 | 180.185 | 184.128 | 188.076 | NPgN | GSP | NG FES - Falling Short | Total installed wind capacity (MW)
NG FES - Falling Short | Gen_BB015 | MW | NPgN | BLYTH132 | Total installed wind capacity (MW) | Blyth 132kV | BLYTH 132kV | 107.055 | 108.861 | 108.957 | 109.147 | 109.337 | 109.531 | 109.725 | 109.921 | 110.117 | 110.65 | 111.687 | 112.892 | 114.099 | 114.971 | 115.844 | 116.72 | 117.598 | 118.476 | 119.355 | 120.235 | 121.117 | 121.999 | 122.882 | 123.767 | 124.652 | 125.538 | 126.426 | 127.314 | 128.204 | 129.094 | NPgN | GSP | NG FES - Falling Short | Total installed wind capacity (MW)
NG FES - Falling Short | Gen_BB015 | MW | NPgN | FOUR_1 | Total installed wind capacity (MW) | Fourstones | FOURSTONES | 89.044 | 89.046 | 89.047 | 89.048 | 89.05 | 89.052 | 89.054 | 89.056 | 89.058 | 89.06 | 89.062 | 89.064 | 89.066 | 89.068 | 89.07 | 89.072 | 89.075 | 89.078 | 89.08 | 89.083 | 89.086 | 89.088 | 89.091 | 89.094 | 89.096 | 89.099 | 89.102 | 89.104 | 89.107 | 89.11 | NPgN | GSP | NG FES - Falling Short | Total installed wind capacity (MW)
NG FES - Falling Short | Gen_BB015 | MW | NPgN | HARM_6 | Total installed wind capacity (MW) | Hart Moor | HARTMOOR | 48.341 | 48.515 | 48.524 | 48.543 | 48.561 | 48.58 | 48.6 | 48.619 | 48.638 | 48.69 | 48.79 | 48.906 | 49.023 | 49.107 | 49.192 | 49.276 | 49.361 | 49.446 | 49.532 | 49.617 | 49.702 | 49.788 | 49.873 | 49.959 | 50.045 | 50.13 | 50.216 | 50.302 | 50.389 | 50.475 | NPgN | GSP | NG FES - Falling Short | Total installed wind capacity (MW)
NG FES - Falling Short | Gen_BB015 | MW | NPgN | HAWP_6 | Total installed wind capacity (MW) | Hawthorn Pit | HAWTHORN PIT GRID | 22.819 | 23.506 | 23.543 | 23.615 | 23.687 | 23.76 | 23.834 | 23.908 | 23.982 | 24.185 | 24.579 | 25.037 | 25.496 | 25.827 | 26.159 | 26.492 | 26.825 | 27.159 | 27.493 | 27.827 | 28.162 | 28.497 | 28.833 | 29.169 | 29.505 | 29.842 | 30.179 | 30.516 | 30.854 | 31.193 | NPgN | GSP | NG FES - Falling Short | Total installed wind capacity (MW)
NG FES - Falling Short | Gen_BB015 | MW | NPgN | KNARE_111 | Total installed wind capacity (MW) | Knaresborough | KNARESBOROUGH | 16.666 | 16.673 | 16.68 | 16.686 | 16.693 | 16.703 | 16.713 | 16.722 | 16.732 | 16.742 | 16.752 | 16.762 | 16.772 | 16.782 | 16.792 | 16.805 | 16.818 | 16.831 | 16.844 | 16.858 | 16.871 | 16.884 | 16.897 | 16.91 | 16.924 | 16.937 | 16.95 | 16.963 | 16.976 | 16.99 | NPgN | GSP | NG FES - Falling Short | Total installed wind capacity (MW)
NG FES - Falling Short | Gen_BB015 | MW | NPgN | LACK_6 | Total installed wind capacity (MW) | Lackenby | LACKENBY | 66.032 | 67.08 | 67.135 | 67.244 | 67.353 | 67.464 | 67.575 | 67.687 | 67.799 | 68.107 | 68.707 | 69.406 | 70.105 | 70.61 | 71.115 | 71.622 | 72.129 | 72.637 | 73.145 | 73.654 | 74.164 | 74.674 | 75.184 | 75.696 | 76.207 | 76.72 | 77.233 | 77.747 | 78.261 | 78.776 | NPgN | GSP | NG FES - Falling Short | Total installed wind capacity (MW)
NG FES - Falling Short | Gen_BB015 | MW | NPgN | NORT_1 | Total installed wind capacity (MW) | Norton | NORTON | 31.676 | 33.019 | 33.099 | 33.247 | 33.396 | 33.551 | 33.707 | 33.864 | 34.021 | 34.427 | 35.206 | 36.109 | 37.014 | 37.671 | 38.329 | 38.993 | 39.658 | 40.323 | 40.99 | 41.657 | 42.325 | 42.993 | 43.663 | 44.333 | 45.003 | 45.675 | 46.347 | 47.021 | 47.694 | 48.369 | NPgN | GSP | NG FES - Falling Short | Total installed wind capacity (MW)
NG FES - Falling Short | Gen_BB015 | MW | NPgN | OFFE_3 | Total installed wind capacity (MW) | Offerton | OFFERTON | 0.017 | 0.378 | 0.388 | 0.409 | 0.43 | 0.451 | 0.472 | 0.493 | 0.514 | 0.573 | 0.688 | 0.822 | 0.955 | 1.052 | 1.148 | 1.245 | 1.342 | 1.439 | 1.536 | 1.633 | 1.731 | 1.828 | 1.926 | 2.024 | 2.121 | 2.219 | 2.317 | 2.415 | 2.514 | 2.612 | NPgN | GSP | NG FES - Falling Short | Total installed wind capacity (MW)
NG FES - Falling Short | Gen_BB015 | MW | NPgN | OSBA_1 | Total installed wind capacity (MW) | Osbaldwick | OSBALDWICK | 1.992 | 5.3 | 5.48 | 5.829 | 6.179 | 6.537 | 6.897 | 7.258 | 7.621 | 8.6 | 10.502 | 12.712 | 14.924 | 16.524 | 18.126 | 19.734 | 21.345 | 22.957 | 24.572 | 26.188 | 27.806 | 29.426 | 31.047 | 32.671 | 34.296 | 35.923 | 37.552 | 39.183 | 40.816 | 42.451 | NPgN | GSP | NG FES - Falling Short | Total installed wind capacity (MW)
NG FES - Falling Short | Gen_BB015 | MW | NPgN | POPP_3 | Total installed wind capacity (MW) | Poppleton | POPPLETON | 5.01 | 5.01 | 5.011 | 5.011 | 5.011 | 5.012 | 5.013 | 5.013 | 5.014 | 5.014 | 5.015 | 5.016 | 5.016 | 5.017 | 5.017 | 5.018 | 5.019 | 5.02 | 5.021 | 5.021 | 5.022 | 5.023 | 5.024 | 5.025 | 5.025 | 5.026 | 5.027 | 5.028 | 5.029 | 5.03 | NPgN | GSP | NG FES - Falling Short | Total installed wind capacity (MW)
NG FES - Falling Short | Gen_BB015 | MW | NPgN | SALH_1 | Total installed wind capacity (MW) | Saltholme | SALTHOLME | 0 | 0.017 | 0.018 | 0.019 | 0.021 | 0.023 | 0.025 | 0.026 | 0.028 | 0.033 | 0.043 | 0.054 | 0.065 | 0.073 | 0.081 | 0.089 | 0.097 | 0.105 | 0.113 | 0.121 | 0.129 | 0.137 | 0.145 | 0.153 | 0.161 | 0.169 | 0.178 | 0.186 | 0.194 | 0.202 | NPgN | GSP | NG FES - Falling Short | Total installed wind capacity (MW)
NG FES - Falling Short | Gen_BB015 | MW | NPgN | SSHI_3 | Total installed wind capacity (MW) | South Shields | SOUTH SHIELDS | 0.014 | 0.25 | 0.257 | 0.27 | 0.283 | 0.296 | 0.31 | 0.323 | 0.336 | 0.374 | 0.446 | 0.53 | 0.614 | 0.675 | 0.736 | 0.797 | 0.858 | 0.919 | 0.981 | 1.042 | 1.103 | 1.165 | 1.226 | 1.288 | 1.349 | 1.411 | 1.473 | 1.535 | 1.597 | 1.659 | NPgN | GSP | NG FES - Falling Short | Total installed wind capacity (MW)
NG FES - Falling Short | Gen_BB015 | MW | NPgN | KIELD01 and SPAD20 | Total installed wind capacity (MW) | 0 | SPADEADAM | 0.052 | 0.483 | 0.504 | 0.547 | 0.589 | 0.632 | 0.676 | 0.719 | 0.763 | 0.883 | 1.118 | 1.39 | 1.663 | 1.86 | 2.058 | 2.255 | 2.453 | 2.651 | 2.85 | 3.049 | 3.247 | 3.447 | 3.646 | 3.845 | 4.045 | 4.245 | 4.446 | 4.646 | 4.847 | 5.048 | NPgN | GSP | NG FES - Falling Short | Total installed wind capacity (MW)
NG FES - Falling Short | Gen_BB015 | MW | NPgN | SPEN_1 | Total installed wind capacity (MW) | Spennymoor | SPENNYMOOR | 75.77 | 78.061 | 78.184 | 78.424 | 78.666 | 78.912 | 79.159 | 79.407 | 79.657 | 80.333 | 81.649 | 83.178 | 84.709 | 85.816 | 86.924 | 88.036 | 89.149 | 90.264 | 91.379 | 92.497 | 93.615 | 94.735 | 95.856 | 96.978 | 98.101 | 99.226 | 100.352 | 101.48 | 102.609 | 103.739 | NPgN | GSP | NG FES - Falling Short | Total installed wind capacity (MW)
NG FES - Falling Short | Gen_BB015 | MW | NPgN | STEN_1 | Total installed wind capacity (MW) | Stella North | STELLA NORTH | 0.016 | 1.32 | 1.361 | 1.441 | 1.522 | 1.604 | 1.686 | 1.768 | 1.851 | 2.078 | 2.523 | 3.04 | 3.557 | 3.931 | 4.305 | 4.679 | 5.055 | 5.43 | 5.806 | 6.183 | 6.56 | 6.937 | 7.315 | 7.693 | 8.072 | 8.451 | 8.83 | 9.21 | 9.591 | 9.971 | NPgN | GSP | NG FES - Falling Short | Total installed wind capacity (MW)
NG FES - Falling Short | Gen_BB015 | MW | NPgN | STES_1 | Total installed wind capacity (MW) | Stella South | STELLA SOUTH | 30.809 | 33.582 | 33.729 | 34.017 | 34.308 | 34.602 | 34.897 | 35.194 | 35.492 | 36.308 | 37.898 | 39.747 | 41.598 | 42.935 | 44.273 | 45.615 | 46.959 | 48.304 | 49.651 | 50.999 | 52.349 | 53.7 | 55.053 | 56.408 | 57.764 | 59.121 | 60.48 | 61.841 | 63.203 | 64.567 | NPgN | GSP | NG FES - Falling Short | Total installed wind capacity (MW)
NG FES - Falling Short | Gen_BB015 | MW | NPgN | TYNE_1 | Total installed wind capacity (MW) | Tynemouth 1 | TYNEMOUTH | 0.017 | 0.615 | 0.646 | 0.706 | 0.767 | 0.829 | 0.891 | 0.953 | 1.015 | 1.187 | 1.523 | 1.914 | 2.305 | 2.588 | 2.87 | 3.154 | 3.437 | 3.721 | 4.005 | 4.29 | 4.575 | 4.86 | 5.145 | 5.431 | 5.717 | 6.004 | 6.291 | 6.578 | 6.866 | 7.153 | NPgN | GSP | NG FES - Falling Short | Total installed wind capacity (MW)
NG FES - Falling Short | Gen_BB015 | MW | NPgN | WBOL_6 | Total installed wind capacity (MW) | West Boldon | WEST BOLDON | 6.165 | 6.701 | 6.729 | 6.784 | 6.84 | 6.896 | 6.953 | 7.009 | 7.066 | 7.223 | 7.53 | 7.888 | 8.245 | 8.503 | 8.761 | 9.02 | 9.279 | 9.539 | 9.798 | 10.058 | 10.318 | 10.579 | 10.84 | 11.101 | 11.362 | 11.624 | 11.886 | 12.149 | 12.411 | 12.674 | NPgN | GSP | NG FES - Falling Short | Total installed wind capacity (MW)
NG FES - Falling Short | Gen_BB015 | MW | NPgN | BRAW_1 | Total installed wind capacity (MW) | Bradford West | BRADFORD WEST | 21.08 | 21.253 | 21.296 | 21.345 | 21.395 | 21.463 | 21.531 | 21.599 | 21.668 | 21.761 | 21.892 | 22.036 | 22.18 | 22.299 | 22.418 | 22.554 | 22.691 | 22.829 | 22.966 | 23.103 | 23.24 | 23.378 | 24.248 | 25.832 | 27.418 | 29.006 | 30.595 | 32.186 | 33.779 | 35.374 | NPgY | GSP | NG FES - Falling Short | Total installed wind capacity (MW)
NG FES - Falling Short | Gen_BB015 | MW | NPgN | CAMB_01 | Total installed wind capacity (MW) | Camblesforth | CAMBLESFORTH | 118.979 | 118.984 | 118.99 | 118.996 | 119.001 | 119.01 | 119.019 | 119.027 | 119.036 | 119.044 | 119.053 | 119.061 | 119.07 | 119.079 | 119.087 | 119.099 | 119.11 | 119.121 | 119.133 | 119.144 | 119.156 | 119.167 | 119.23 | 119.343 | 119.456 | 119.569 | 119.682 | 119.796 | 119.909 | 120.023 | NPgY | GSP | NG FES - Falling Short | Total installed wind capacity (MW)
NG FES - Falling Short | Gen_BB015 | MW | NPgN | CREB_1 | Total installed wind capacity (MW) | Creyke Beck | CREYKE BECK | 177.483 | 188.774 | 189.389 | 190.576 | 191.769 | 192.99 | 194.217 | 195.45 | 196.689 | 200.005 | 206.435 | 213.906 | 221.384 | 226.796 | 232.213 | 237.66 | 243.113 | 248.572 | 254.037 | 259.508 | 264.985 | 270.469 | 275.277 | 279.429 | 283.586 | 287.747 | 291.913 | 296.085 | 300.26 | 304.441 | NPgY | GSP | NG FES - Falling Short | Total installed wind capacity (MW)
NG FES - Falling Short | Gen_BB015 | MW | NPgN | DRAX_YEDL | Total installed wind capacity (MW) | Drax | DRAX | 38.268 | 38.276 | 38.284 | 38.292 | 38.299 | 38.311 | 38.323 | 38.334 | 38.346 | 38.358 | 38.369 | 38.381 | 38.393 | 38.404 | 38.416 | 38.431 | 38.447 | 38.462 | 38.478 | 38.493 | 38.509 | 38.524 | 38.906 | 39.645 | 40.385 | 41.125 | 41.866 | 42.608 | 43.351 | 44.095 | NPgY | GSP | NG FES - Falling Short | Total installed wind capacity (MW)
NG FES - Falling Short | Gen_BB015 | MW | NPgN | ELLA_1 | Total installed wind capacity (MW) | Elland | ELLAND | 40.895 | 40.906 | 40.916 | 40.927 | 40.937 | 40.953 | 40.969 | 40.985 | 41.001 | 41.016 | 41.032 | 41.048 | 41.064 | 41.079 | 41.095 | 41.116 | 41.137 | 41.158 | 41.179 | 41.2 | 41.221 | 41.242 | 41.6 | 42.285 | 42.971 | 43.657 | 44.344 | 45.033 | 45.721 | 46.411 | NPgY | GSP | NG FES - Falling Short | Total installed wind capacity (MW)
NG FES - Falling Short | Gen_BB015 | MW | NPgN | FERRA2 | Total installed wind capacity (MW) | Ferrybridge A | FERRYBRIDGE A | 0.887 | 2.446 | 2.528 | 2.69 | 2.852 | 3.017 | 3.183 | 3.349 | 3.517 | 3.971 | 4.857 | 5.886 | 6.916 | 7.661 | 8.406 | 9.154 | 9.903 | 10.653 | 11.404 | 12.155 | 12.907 | 13.66 | 14.219 | 14.589 | 14.96 | 15.331 | 15.702 | 16.074 | 16.446 | 16.819 | NPgY | GSP | NG FES - Falling Short | Total installed wind capacity (MW)
NG FES - Falling Short | Gen_BB015 | MW | NPgN | FERRB9 | Total installed wind capacity (MW) | Ferrybridge B (_M) | FERRYBRIDGE B | 13.174 | 16.611 | 16.795 | 17.153 | 17.512 | 17.879 | 18.247 | 18.617 | 18.988 | 19.993 | 21.947 | 24.218 | 26.491 | 28.134 | 29.779 | 31.431 | 33.085 | 34.741 | 36.398 | 38.058 | 39.719 | 41.382 | 42.706 | 43.7 | 44.695 | 45.691 | 46.688 | 47.686 | 48.686 | 49.686 | NPgY | GSP | NG FES - Falling Short | Total installed wind capacity (MW)
NG FES - Falling Short | Gen_BB015 | MW | NPgN | GRIW_1 | Total installed wind capacity (MW) | Grimsby West | GRIMSBY WEST | 26.437 | 26.442 | 26.448 | 26.453 | 26.458 | 26.466 | 26.474 | 26.482 | 26.49 | 26.498 | 26.506 | 26.514 | 26.522 | 26.53 | 26.538 | 26.549 | 26.56 | 26.571 | 26.581 | 26.592 | 26.603 | 26.613 | 26.876 | 27.385 | 27.895 | 28.405 | 28.915 | 29.426 | 29.938 | 30.451 | NPgY | GSP | NG FES - Falling Short | Total installed wind capacity (MW)
NG FES - Falling Short | Gen_BB015 | MW | NPgN | JORD_3 | Total installed wind capacity (MW) | Jordanthorpe | JORDANTHORPE | 0.034 | 0.284 | 0.298 | 0.324 | 0.351 | 0.378 | 0.406 | 0.433 | 0.461 | 0.534 | 0.677 | 0.843 | 1.008 | 1.128 | 1.249 | 1.37 | 1.491 | 1.612 | 1.733 | 1.855 | 1.976 | 2.098 | 2.224 | 2.355 | 2.485 | 2.616 | 2.747 | 2.878 | 3.01 | 3.141 | NPgY | GSP | NG FES - Falling Short | Total installed wind capacity (MW)
NG FES - Falling Short | Gen_BB015 | MW | NPgN | KEAD_YEDL | Total installed wind capacity (MW) | Keadby | KEADBY | 138.078 | 138.106 | 138.134 | 138.162 | 138.189 | 138.231 | 138.273 | 138.314 | 138.356 | 138.398 | 138.439 | 138.481 | 138.522 | 138.564 | 138.606 | 138.661 | 138.717 | 138.772 | 138.828 | 138.883 | 138.939 | 138.994 | 140.36 | 143.001 | 145.644 | 148.291 | 150.94 | 153.593 | 156.249 | 158.908 | NPgY | GSP | NG FES - Falling Short | Total installed wind capacity (MW)
NG FES - Falling Short | Gen_BB015 | MW | NPgN | KIRKB1 | Total installed wind capacity (MW) | Kirkstall B | KIRKSTALL B | 2.542 | 7.751 | 8.018 | 8.55 | 9.084 | 9.623 | 10.164 | 10.708 | 11.254 | 12.763 | 15.712 | 19.145 | 22.58 | 25.058 | 27.54 | 30.025 | 32.514 | 35.005 | 37.499 | 39.996 | 42.496 | 44.999 | 46.316 | 46.48 | 46.644 | 46.808 | 46.973 | 47.137 | 47.302 | 47.467 | NPgY | GSP | NG FES - Falling Short | Total installed wind capacity (MW)
NG FES - Falling Short | Gen_BB015 | MW | NPgN | NEEP_3 | Total installed wind capacity (MW) | Neepsend | NEEPSEND | 0.04 | 0.101 | 0.106 | 0.113 | 0.121 | 0.129 | 0.137 | 0.146 | 0.154 | 0.174 | 0.21 | 0.252 | 0.293 | 0.324 | 0.355 | 0.386 | 0.418 | 0.449 | 0.481 | 0.513 | 0.544 | 0.576 | 0.671 | 0.828 | 0.985 | 1.142 | 1.299 | 1.456 | 1.614 | 1.772 | NPgY | GSP | NG FES - Falling Short | Total installed wind capacity (MW)
NG FES - Falling Short | Gen_BB015 | MW | NPgN | NORL_3 | Total installed wind capacity (MW) | Norton Lees | NORTON LEES | 0.016 | 0.078 | 0.082 | 0.09 | 0.097 | 0.106 | 0.114 | 0.122 | 0.131 | 0.15 | 0.187 | 0.229 | 0.271 | 0.302 | 0.333 | 0.365 | 0.396 | 0.428 | 0.46 | 0.492 | 0.523 | 0.555 | 0.651 | 0.808 | 0.966 | 1.124 | 1.282 | 1.44 | 1.599 | 1.758 | NPgY | GSP | NG FES - Falling Short | Total installed wind capacity (MW)
NG FES - Falling Short | Gen_BB015 | MW | NPgN | PITS_BB_B | Total installed wind capacity (MW) | Pitsmoor | PITSMOOR 3/4 | 0.004 | 0.031 | 0.033 | 0.036 | 0.04 | 0.043 | 0.047 | 0.051 | 0.054 | 0.063 | 0.079 | 0.097 | 0.115 | 0.129 | 0.142 | 0.156 | 0.17 | 0.184 | 0.198 | 0.211 | 0.225 | 0.239 | 0.28 | 0.347 | 0.414 | 0.481 | 0.549 | 0.616 | 0.683 | 0.751 | NPgY | GSP | NG FES - Falling Short | Total installed wind capacity (MW)
NG FES - Falling Short | Gen_BB015 | MW | NPgN | SALT_1 | Total installed wind capacity (MW) | Saltend North | SALTEND NORTH | 39.304 | 39.31 | 39.315 | 39.321 | 39.326 | 39.334 | 39.342 | 39.35 | 39.358 | 39.366 | 39.374 | 39.382 | 39.391 | 39.399 | 39.407 | 39.417 | 39.428 | 39.439 | 39.45 | 39.46 | 39.471 | 39.482 | 39.719 | 40.175 | 40.632 | 41.09 | 41.548 | 42.006 | 42.466 | 42.925 | NPgY | GSP | NG FES - Falling Short | Total installed wind capacity (MW)
NG FES - Falling Short | Gen_BB015 | MW | NPgN | SHEC_3 | Total installed wind capacity (MW) | Sheffield City | SHEFFIELD CITY | 0.009 | 0.041 | 0.043 | 0.047 | 0.051 | 0.056 | 0.06 | 0.064 | 0.069 | 0.079 | 0.098 | 0.12 | 0.142 | 0.158 | 0.174 | 0.191 | 0.208 | 0.224 | 0.241 | 0.257 | 0.274 | 0.291 | 0.341 | 0.423 | 0.506 | 0.588 | 0.671 | 0.754 | 0.837 | 0.92 | NPgY | GSP | NG FES - Falling Short | Total installed wind capacity (MW)
NG FES - Falling Short | Gen_BB015 | MW | NPgN | SKLGB1 | Total installed wind capacity (MW) | Skelton Grange | SKELTON GRANGE | 0.222 | 9.353 | 9.785 | 10.641 | 11.502 | 12.372 | 13.246 | 14.124 | 15.006 | 17.431 | 22.166 | 27.675 | 33.188 | 37.167 | 41.152 | 45.145 | 49.143 | 53.145 | 57.153 | 61.164 | 65.18 | 69.201 | 71.495 | 72.11 | 72.726 | 73.343 | 73.96 | 74.578 | 75.197 | 75.816 | NPgY | GSP | NG FES - Falling Short | Total installed wind capacity (MW)
NG FES - Falling Short | Gen_BB015 | MW | NPgN | TEMP_3 | Total installed wind capacity (MW) | Templeborough | TEMPLEBOROUGH 275/33KV | 0.001 | 0.274 | 0.288 | 0.315 | 0.343 | 0.372 | 0.4 | 0.428 | 0.457 | 0.536 | 0.69 | 0.87 | 1.049 | 1.179 | 1.309 | 1.439 | 1.569 | 1.699 | 1.83 | 1.96 | 2.091 | 2.222 | 2.291 | 2.3 | 2.308 | 2.317 | 2.326 | 2.334 | 2.343 | 2.352 | NPgY | GSP | NG FES - Falling Short | Total installed wind capacity (MW)
NG FES - Falling Short | Gen_BB015 | MW | NPgN | THUR_6 | Total installed wind capacity (MW) | Thurcroft | THURCROFT | 24.103 | 24.81 | 24.851 | 24.928 | 25.005 | 25.086 | 25.167 | 25.248 | 25.33 | 25.541 | 25.946 | 26.417 | 26.887 | 27.229 | 27.571 | 27.916 | 28.262 | 28.608 | 28.955 | 29.302 | 29.649 | 29.997 | 30.448 | 31.001 | 31.555 | 32.109 | 32.663 | 33.219 | 33.775 | 34.332 | NPgY | GSP | NG FES - Falling Short | Total installed wind capacity (MW)
NG FES - Falling Short | Gen_BB015 | MW | NPgN | WMEL_THOM | Total installed wind capacity (MW) | Thorpe Marsh | WEST MELTON / THORPE MARSH | 67.435 | 67.447 | 67.459 | 67.472 | 67.484 | 67.503 | 67.522 | 67.541 | 67.559 | 67.578 | 67.597 | 67.615 | 67.634 | 67.653 | 67.672 | 67.697 | 67.722 | 67.746 | 67.771 | 67.796 | 67.821 | 67.846 | 68.446 | 69.604 | 70.764 | 71.925 | 73.088 | 74.251 | 75.416 | 76.583 | NPgY | GSP | NG FES - Falling Short | Total installed wind capacity (MW)
NG FES - Falling Short | Gen_BB015 | MW | NPgN | WMEL_BB3 | Total installed wind capacity (MW) | West Melton | WEST MELTON SECTION 3 | 16.43 | 17.767 | 17.844 | 17.987 | 18.131 | 18.281 | 18.431 | 18.582 | 18.733 | 19.13 | 19.895 | 20.782 | 21.671 | 22.315 | 22.961 | 23.611 | 24.262 | 24.913 | 25.566 | 26.219 | 26.873 | 27.528 | 28.299 | 29.183 | 30.068 | 30.954 | 31.841 | 32.729 | 33.618 | 34.509 | NPgY | GSP | NG FES - Falling Short | Total installed wind capacity (MW)
NG FES - Falling Short | Gen_BB015 | MW | NPgN | WIBA_3 | Total installed wind capacity (MW) | Wincobank | WINCOBANK | 1.98 | 2.276 | 2.291 | 2.321 | 2.352 | 2.382 | 2.413 | 2.444 | 2.476 | 2.561 | 2.729 | 2.923 | 3.118 | 3.259 | 3.4 | 3.541 | 3.683 | 3.824 | 3.966 | 4.108 | 4.25 | 4.392 | 4.471 | 4.49 | 4.509 | 4.528 | 4.547 | 4.566 | 4.585 | 4.604 | NPgY | GSP | NG FES - Falling Short | Total installed wind capacity (MW)
NG FES - Leading the Way | Gen_BB015 | MW | NPgN | BLYTB1 | Total installed wind capacity (MW) | Blyth 66kV | BLYTH 66kV | 90.4 | 99.25 | 101.854 | 108.616 | 115.719 | 123.961 | 132.784 | 143.134 | 154.054 | 167.786 | 182.224 | 197.408 | 213.379 | 230.182 | 248.91 | 268.628 | 289.391 | 311.259 | 334.295 | 358.565 | 382.409 | 406.506 | 430.759 | 451.929 | 472.911 | 483.966 | 488.633 | 493.336 | 497.867 | 500.553 | NPgN | GSP | NG FES - Leading the Way | Total installed wind capacity (MW)
NG FES - Leading the Way | Gen_BB015 | MW | NPgN | BLYTH132 | Total installed wind capacity (MW) | Blyth 132kV | BLYTH 132kV | 107.056 | 109.055 | 109.645 | 111.168 | 112.769 | 114.627 | 116.616 | 118.949 | 121.412 | 124.506 | 127.76 | 131.183 | 134.783 | 138.572 | 142.793 | 147.238 | 151.918 | 156.848 | 162.041 | 167.512 | 172.888 | 178.322 | 183.792 | 188.57 | 193.307 | 195.815 | 196.889 | 197.972 | 199.017 | 199.649 | NPgN | GSP | NG FES - Leading the Way | Total installed wind capacity (MW)
NG FES - Leading the Way | Gen_BB015 | MW | NPgN | FOUR_1 | Total installed wind capacity (MW) | Fourstones | FOURSTONES | 89.046 | 89.049 | 89.052 | 89.056 | 89.06 | 89.064 | 89.07 | 89.076 | 89.082 | 89.09 | 89.098 | 89.106 | 89.116 | 89.126 | 89.136 | 89.148 | 89.16 | 89.172 | 89.186 | 89.2 | 89.214 | 89.23 | 89.246 | 89.263 | 89.28 | 89.298 | 89.317 | 89.336 | 89.356 | 89.377 | NPgN | GSP | NG FES - Leading the Way | Total installed wind capacity (MW)
NG FES - Leading the Way | Gen_BB015 | MW | NPgN | HARM_6 | Total installed wind capacity (MW) | Hart Moor | HARTMOOR | 48.343 | 48.536 | 48.593 | 48.74 | 48.895 | 49.075 | 49.267 | 49.493 | 49.731 | 50.03 | 50.345 | 50.676 | 51.025 | 51.391 | 51.799 | 52.229 | 52.682 | 53.159 | 53.661 | 54.19 | 54.711 | 55.237 | 55.766 | 56.23 | 56.689 | 56.935 | 57.043 | 57.152 | 57.257 | 57.323 | NPgN | GSP | NG FES - Leading the Way | Total installed wind capacity (MW)
NG FES - Leading the Way | Gen_BB015 | MW | NPgN | HAWP_6 | Total installed wind capacity (MW) | Hawthorn Pit | HAWTHORN PIT GRID | 22.825 | 23.585 | 23.809 | 24.388 | 24.997 | 25.702 | 26.458 | 27.345 | 28.28 | 29.456 | 30.693 | 31.994 | 33.362 | 34.801 | 36.405 | 38.094 | 39.873 | 41.746 | 43.719 | 45.798 | 47.84 | 49.905 | 51.983 | 53.798 | 55.597 | 56.548 | 56.954 | 57.363 | 57.757 | 57.994 | NPgN | GSP | NG FES - Leading the Way | Total installed wind capacity (MW)
NG FES - Leading the Way | Gen_BB015 | MW | NPgN | KNARE_111 | Total installed wind capacity (MW) | Knaresborough | KNARESBOROUGH | 16.67 | 16.683 | 16.7 | 16.716 | 16.736 | 16.759 | 16.785 | 16.815 | 16.848 | 16.884 | 16.924 | 16.967 | 17.013 | 17.062 | 17.115 | 17.171 | 17.231 | 17.293 | 17.359 | 17.429 | 17.501 | 17.577 | 17.656 | 17.739 | 17.824 | 17.913 | 18.006 | 18.101 | 18.2 | 18.303 | NPgN | GSP | NG FES - Leading the Way | Total installed wind capacity (MW)
NG FES - Leading the Way | Gen_BB015 | MW | NPgN | LACK_6 | Total installed wind capacity (MW) | Lackenby | LACKENBY | 66.047 | 67.206 | 67.546 | 68.428 | 69.354 | 70.429 | 71.58 | 72.93 | 74.354 | 76.145 | 78.028 | 80.008 | 82.091 | 84.283 | 86.725 | 89.297 | 92.005 | 94.857 | 97.861 | 101.026 | 104.136 | 107.279 | 110.442 | 113.203 | 115.939 | 117.379 | 117.987 | 118.599 | 119.188 | 119.537 | NPgN | GSP | NG FES - Leading the Way | Total installed wind capacity (MW)
NG FES - Leading the Way | Gen_BB015 | MW | NPgN | NORT_1 | Total installed wind capacity (MW) | Norton | NORTON | 31.682 | 33.176 | 33.632 | 34.779 | 35.987 | 37.389 | 38.893 | 40.654 | 42.515 | 44.848 | 47.303 | 49.887 | 52.606 | 55.468 | 58.654 | 62.009 | 65.543 | 69.265 | 73.186 | 77.316 | 81.381 | 85.492 | 89.634 | 93.268 | 96.876 | 98.84 | 99.747 | 100.665 | 101.559 | 102.151 | NPgN | GSP | NG FES - Leading the Way | Total installed wind capacity (MW)
NG FES - Leading the Way | Gen_BB015 | MW | NPgN | OFFE_3 | Total installed wind capacity (MW) | Offerton | OFFERTON | 0.017 | 0.399 | 0.464 | 0.632 | 0.809 | 1.015 | 1.235 | 1.493 | 1.765 | 2.107 | 2.467 | 2.846 | 3.244 | 3.663 | 4.129 | 4.621 | 5.138 | 5.683 | 6.258 | 6.863 | 7.457 | 8.057 | 8.662 | 9.189 | 9.711 | 9.986 | 10.1 | 10.215 | 10.326 | 10.391 | NPgN | GSP | NG FES - Leading the Way | Total installed wind capacity (MW)
NG FES - Leading the Way | Gen_BB015 | MW | NPgN | OSBA_1 | Total installed wind capacity (MW) | Osbaldwick | OSBALDWICK | 2.01 | 5.675 | 6.76 | 9.555 | 12.493 | 15.901 | 19.552 | 23.834 | 28.352 | 34.03 | 40.001 | 46.281 | 52.888 | 59.84 | 67.587 | 75.743 | 84.331 | 93.377 | 102.906 | 112.946 | 122.813 | 132.787 | 142.828 | 151.604 | 160.306 | 164.929 | 166.929 | 168.947 | 170.896 | 172.09 | NPgN | GSP | NG FES - Leading the Way | Total installed wind capacity (MW)
NG FES - Leading the Way | Gen_BB015 | MW | NPgN | POPP_3 | Total installed wind capacity (MW) | Poppleton | POPPLETON | 5.01 | 5.011 | 5.012 | 5.013 | 5.014 | 5.015 | 5.017 | 5.019 | 5.021 | 5.023 | 5.025 | 5.028 | 5.031 | 5.034 | 5.037 | 5.041 | 5.044 | 5.048 | 5.052 | 5.056 | 5.061 | 5.065 | 5.07 | 5.075 | 5.081 | 5.086 | 5.092 | 5.098 | 5.104 | 5.11 | NPgN | GSP | NG FES - Leading the Way | Total installed wind capacity (MW)
NG FES - Leading the Way | Gen_BB015 | MW | NPgN | SALH_1 | Total installed wind capacity (MW) | Saltholme | SALTHOLME | 0 | 0.019 | 0.024 | 0.038 | 0.053 | 0.07 | 0.088 | 0.109 | 0.132 | 0.16 | 0.19 | 0.221 | 0.254 | 0.289 | 0.328 | 0.368 | 0.411 | 0.457 | 0.504 | 0.554 | 0.604 | 0.653 | 0.703 | 0.747 | 0.79 | 0.813 | 0.823 | 0.832 | 0.841 | 0.847 | NPgN | GSP | NG FES - Leading the Way | Total installed wind capacity (MW)
NG FES - Leading the Way | Gen_BB015 | MW | NPgN | SSHI_3 | Total installed wind capacity (MW) | South Shields | SOUTH SHIELDS | 0.014 | 0.264 | 0.305 | 0.411 | 0.523 | 0.652 | 0.791 | 0.953 | 1.125 | 1.341 | 1.567 | 1.806 | 2.057 | 2.321 | 2.615 | 2.925 | 3.251 | 3.595 | 3.957 | 4.338 | 4.713 | 5.091 | 5.472 | 5.804 | 6.134 | 6.306 | 6.378 | 6.451 | 6.521 | 6.561 | NPgN | GSP | NG FES - Leading the Way | Total installed wind capacity (MW)
NG FES - Leading the Way | Gen_BB015 | MW | NPgN | KIELD01 and SPAD20 | Total installed wind capacity (MW) | 0 | SPADEADAM | 0.053 | 0.526 | 0.659 | 1.003 | 1.365 | 1.784 | 2.233 | 2.76 | 3.316 | 4.015 | 4.75 | 5.523 | 6.336 | 7.192 | 8.145 | 9.149 | 10.206 | 11.319 | 12.492 | 13.727 | 14.941 | 16.168 | 17.402 | 18.48 | 19.548 | 20.11 | 20.347 | 20.586 | 20.816 | 20.953 | NPgN | GSP | NG FES - Leading the Way | Total installed wind capacity (MW)
NG FES - Leading the Way | Gen_BB015 | MW | NPgN | SPEN_1 | Total installed wind capacity (MW) | Spennymoor | SPENNYMOOR | 75.791 | 78.328 | 79.076 | 81.009 | 83.041 | 85.398 | 87.923 | 90.883 | 94.008 | 97.935 | 102.064 | 106.407 | 110.976 | 115.783 | 121.14 | 126.78 | 132.719 | 138.974 | 145.564 | 152.506 | 159.328 | 166.224 | 173.166 | 179.23 | 185.242 | 188.428 | 189.794 | 191.173 | 192.503 | 193.31 | NPgN | GSP | NG FES - Leading the Way | Total installed wind capacity (MW)
NG FES - Leading the Way | Gen_BB015 | MW | NPgN | STEN_1 | Total installed wind capacity (MW) | Stella North | STELLA NORTH | 0.016 | 1.403 | 1.653 | 2.306 | 2.992 | 3.787 | 4.638 | 5.637 | 6.691 | 8.016 | 9.409 | 10.874 | 12.416 | 14.037 | 15.844 | 17.747 | 19.75 | 21.861 | 24.083 | 26.425 | 28.726 | 31.051 | 33.391 | 35.432 | 37.456 | 38.52 | 38.966 | 39.415 | 39.848 | 40.102 | NPgN | GSP | NG FES - Leading the Way | Total installed wind capacity (MW)
NG FES - Leading the Way | Gen_BB015 | MW | NPgN | STES_1 | Total installed wind capacity (MW) | Stella South | STELLA SOUTH | 30.824 | 33.893 | 34.793 | 37.129 | 39.582 | 42.429 | 45.477 | 49.053 | 52.825 | 57.569 | 62.556 | 67.801 | 73.318 | 79.123 | 85.592 | 92.403 | 99.576 | 107.13 | 115.087 | 123.471 | 131.708 | 140.033 | 148.412 | 155.727 | 162.977 | 166.8 | 168.419 | 170.05 | 171.622 | 172.557 | NPgN | GSP | NG FES - Leading the Way | Total installed wind capacity (MW)
NG FES - Leading the Way | Gen_BB015 | MW | NPgN | TYNE_1 | Total installed wind capacity (MW) | Tynemouth 1 | TYNEMOUTH | 0.017 | 0.677 | 0.867 | 1.36 | 1.878 | 2.479 | 3.123 | 3.878 | 4.674 | 5.676 | 6.729 | 7.837 | 9.002 | 10.227 | 11.593 | 13.031 | 14.546 | 16.141 | 17.821 | 19.591 | 21.33 | 23.088 | 24.856 | 26.399 | 27.928 | 28.732 | 29.068 | 29.407 | 29.732 | 29.923 | NPgN | GSP | NG FES - Leading the Way | Total installed wind capacity (MW)
NG FES - Leading the Way | Gen_BB015 | MW | NPgN | WBOL_6 | Total installed wind capacity (MW) | West Boldon | WEST BOLDON | 6.165 | 6.758 | 6.931 | 7.381 | 7.855 | 8.404 | 8.992 | 9.682 | 10.409 | 11.325 | 12.287 | 13.299 | 14.363 | 15.483 | 16.731 | 18.045 | 19.429 | 20.886 | 22.421 | 24.039 | 25.628 | 27.233 | 28.849 | 30.259 | 31.655 | 32.389 | 32.696 | 33.005 | 33.302 | 33.476 | NPgN | GSP | NG FES - Leading the Way | Total installed wind capacity (MW)
NG FES - Leading the Way | Gen_BB015 | MW | NPgN | BRAW_1 | Total installed wind capacity (MW) | Bradford West | BRADFORD WEST | 21.103 | 21.326 | 21.459 | 21.662 | 21.889 | 22.153 | 22.445 | 22.78 | 23.143 | 27.005 | 32.796 | 38.892 | 45.309 | 52.065 | 59.583 | 67.501 | 75.841 | 84.625 | 93.878 | 103.625 | 113.223 | 122.934 | 132.722 | 141.329 | 149.878 | 154.59 | 156.839 | 159.117 | 161.344 | 162.871 | NPgY | GSP | NG FES - Leading the Way | Total installed wind capacity (MW)
NG FES - Leading the Way | Gen_BB015 | MW | NPgN | CAMB_01 | Total installed wind capacity (MW) | Camblesforth | CAMBLESFORTH | 118.985 | 118.997 | 119.011 | 119.025 | 119.042 | 119.062 | 119.085 | 119.111 | 119.139 | 119.412 | 119.821 | 120.251 | 120.705 | 121.184 | 121.715 | 122.275 | 122.864 | 123.485 | 124.14 | 124.829 | 125.51 | 126.2 | 126.896 | 127.516 | 128.132 | 128.493 | 128.69 | 128.891 | 129.09 | 129.244 | NPgY | GSP | NG FES - Leading the Way | Total installed wind capacity (MW)
NG FES - Leading the Way | Gen_BB015 | MW | NPgN | CREB_1 | Total installed wind capacity (MW) | Creyke Beck | CREYKE BECK | 177.603 | 190.105 | 193.789 | 203.242 | 213.182 | 224.715 | 237.069 | 251.557 | 266.849 | 282.865 | 298.111 | 314.151 | 331.028 | 348.788 | 368.571 | 389.402 | 411.339 | 434.444 | 458.784 | 484.426 | 509.64 | 535.134 | 560.808 | 583.285 | 605.581 | 617.549 | 622.873 | 628.253 | 633.469 | 636.779 | NPgY | GSP | NG FES - Leading the Way | Total installed wind capacity (MW)
NG FES - Leading the Way | Gen_BB015 | MW | NPgN | DRAX_YEDL | Total installed wind capacity (MW) | Drax | DRAX | 38.275 | 38.291 | 38.31 | 38.33 | 38.353 | 38.38 | 38.411 | 38.446 | 38.485 | 40.244 | 42.957 | 45.811 | 48.814 | 51.974 | 55.493 | 59.2 | 63.103 | 67.214 | 71.544 | 76.106 | 80.592 | 85.128 | 89.695 | 93.693 | 97.658 | 99.784 | 100.727 | 101.679 | 102.602 | 103.186 | NPgY | GSP | NG FES - Leading the Way | Total installed wind capacity (MW)
NG FES - Leading the Way | Gen_BB015 | MW | NPgN | ELLA_1 | Total installed wind capacity (MW) | Elland | ELLAND | 40.917 | 40.938 | 40.964 | 40.99 | 41.022 | 41.059 | 41.101 | 41.148 | 41.201 | 42.835 | 45.346 | 47.988 | 50.769 | 53.695 | 56.954 | 60.386 | 64 | 67.806 | 71.816 | 76.041 | 80.196 | 84.4 | 88.634 | 92.347 | 96.032 | 98.029 | 98.943 | 99.866 | 100.765 | 101.353 | NPgY | GSP | NG FES - Leading the Way | Total installed wind capacity (MW)
NG FES - Leading the Way | Gen_BB015 | MW | NPgN | FERRA2 | Total installed wind capacity (MW) | Ferrybridge A | FERRYBRIDGE A | 0.897 | 2.621 | 3.124 | 4.425 | 5.792 | 7.378 | 9.076 | 11.068 | 13.17 | 14.898 | 16.258 | 17.688 | 19.193 | 20.777 | 22.541 | 24.398 | 26.355 | 28.415 | 30.585 | 32.872 | 35.12 | 37.393 | 39.682 | 41.685 | 43.671 | 44.735 | 45.205 | 45.679 | 46.139 | 46.428 | NPgY | GSP | NG FES - Leading the Way | Total installed wind capacity (MW)
NG FES - Leading the Way | Gen_BB015 | MW | NPgN | FERRB9 | Total installed wind capacity (MW) | Ferrybridge B (_M) | FERRYBRIDGE B | 13.186 | 16.988 | 18.101 | 20.972 | 23.99 | 27.491 | 31.24 | 35.637 | 40.278 | 44.511 | 48.161 | 52.001 | 56.041 | 60.293 | 65.028 | 70.015 | 75.267 | 80.798 | 86.625 | 92.763 | 98.799 | 104.901 | 111.045 | 116.423 | 121.757 | 124.614 | 125.878 | 127.154 | 128.391 | 129.171 | NPgY | GSP | NG FES - Leading the Way | Total installed wind capacity (MW)
NG FES - Leading the Way | Gen_BB015 | MW | NPgN | GRIW_1 | Total installed wind capacity (MW) | Grimsby West | GRIMSBY WEST | 26.446 | 26.456 | 26.47 | 26.483 | 26.499 | 26.518 | 26.539 | 26.563 | 26.59 | 27.802 | 29.671 | 31.637 | 33.705 | 35.882 | 38.307 | 40.86 | 43.549 | 46.381 | 49.364 | 52.507 | 55.597 | 58.722 | 61.868 | 64.622 | 67.354 | 68.819 | 69.468 | 70.124 | 70.76 | 71.162 | NPgY | GSP | NG FES - Leading the Way | Total installed wind capacity (MW)
NG FES - Leading the Way | Gen_BB015 | MW | NPgN | JORD_3 | Total installed wind capacity (MW) | Jordanthorpe | JORDANTHORPE | 0.034 | 0.311 | 0.393 | 0.603 | 0.823 | 1.079 | 1.353 | 1.675 | 2.014 | 2.461 | 2.94 | 3.445 | 3.976 | 4.535 | 5.158 | 5.813 | 6.503 | 7.23 | 7.996 | 8.803 | 9.596 | 10.398 | 11.206 | 11.912 | 12.613 | 12.988 | 13.152 | 13.319 | 13.48 | 13.581 | NPgY | GSP | NG FES - Leading the Way | Total installed wind capacity (MW)
NG FES - Leading the Way | Gen_BB015 | MW | NPgN | KEAD_YEDL | Total installed wind capacity (MW) | Keadby | KEADBY | 138.117 | 138.173 | 138.242 | 138.312 | 138.395 | 138.492 | 138.603 | 138.728 | 138.866 | 145.157 | 154.855 | 165.057 | 175.791 | 187.088 | 199.671 | 212.921 | 226.874 | 241.57 | 257.051 | 273.361 | 289.398 | 305.612 | 321.94 | 336.232 | 350.409 | 358.009 | 361.38 | 364.785 | 368.085 | 370.171 | NPgY | GSP | NG FES - Leading the Way | Total installed wind capacity (MW)
NG FES - Leading the Way | Gen_BB015 | MW | NPgN | KIRKB1 | Total installed wind capacity (MW) | Kirkstall B | KIRKSTALL B | 2.543 | 8.295 | 9.956 | 14.287 | 18.835 | 24.112 | 29.76 | 36.386 | 43.377 | 46.603 | 47.202 | 47.834 | 48.498 | 49.197 | 49.975 | 50.795 | 51.658 | 52.567 | 53.525 | 54.534 | 55.527 | 56.532 | 57.544 | 58.434 | 59.316 | 59.8 | 60.027 | 60.256 | 60.48 | 60.631 | NPgY | GSP | NG FES - Leading the Way | Total installed wind capacity (MW)
NG FES - Leading the Way | Gen_BB015 | MW | NPgN | NEEP_3 | Total installed wind capacity (MW) | Neepsend | NEEPSEND | 0.04 | 0.109 | 0.132 | 0.185 | 0.242 | 0.308 | 0.379 | 0.462 | 0.549 | 0.955 | 1.531 | 2.137 | 2.774 | 3.445 | 4.192 | 4.978 | 5.807 | 6.679 | 7.598 | 8.566 | 9.518 | 10.48 | 11.449 | 12.297 | 13.138 | 13.586 | 13.783 | 13.982 | 14.174 | 14.294 | NPgY | GSP | NG FES - Leading the Way | Total installed wind capacity (MW)
NG FES - Leading the Way | Gen_BB015 | MW | NPgN | NORL_3 | Total installed wind capacity (MW) | Norton Lees | NORTON LEES | 0.016 | 0.086 | 0.109 | 0.162 | 0.219 | 0.286 | 0.357 | 0.44 | 0.528 | 0.937 | 1.516 | 2.125 | 2.766 | 3.44 | 4.191 | 4.982 | 5.815 | 6.693 | 7.617 | 8.591 | 9.548 | 10.516 | 11.49 | 12.342 | 13.188 | 13.639 | 13.837 | 14.037 | 14.23 | 14.351 | NPgY | GSP | NG FES - Leading the Way | Total installed wind capacity (MW)
NG FES - Leading the Way | Gen_BB015 | MW | NPgN | PITS_BB_B | Total installed wind capacity (MW) | Pitsmoor | PITSMOOR 3/4 | 0.004 | 0.035 | 0.045 | 0.068 | 0.093 | 0.122 | 0.153 | 0.189 | 0.228 | 0.402 | 0.648 | 0.907 | 1.18 | 1.467 | 1.786 | 2.123 | 2.477 | 2.85 | 3.244 | 3.658 | 4.065 | 4.477 | 4.891 | 5.254 | 5.613 | 5.805 | 5.89 | 5.975 | 6.057 | 6.108 | NPgY | GSP | NG FES - Leading the Way | Total installed wind capacity (MW)
NG FES - Leading the Way | Gen_BB015 | MW | NPgN | SALT_1 | Total installed wind capacity (MW) | Saltend North | SALTEND NORTH | 39.335 | 39.346 | 39.359 | 39.373 | 39.389 | 39.407 | 39.429 | 39.453 | 39.48 | 40.568 | 42.244 | 44.007 | 45.862 | 47.814 | 49.989 | 52.279 | 54.69 | 57.23 | 59.905 | 62.724 | 65.495 | 68.298 | 71.121 | 73.593 | 76.045 | 77.363 | 77.953 | 78.549 | 79.127 | 79.496 | NPgY | GSP | NG FES - Leading the Way | Total installed wind capacity (MW)
NG FES - Leading the Way | Gen_BB015 | MW | NPgN | SHEC_3 | Total installed wind capacity (MW) | Sheffield City | SHEFFIELD CITY | 0.009 | 0.045 | 0.057 | 0.085 | 0.115 | 0.15 | 0.187 | 0.231 | 0.277 | 0.49 | 0.793 | 1.112 | 1.447 | 1.8 | 2.193 | 2.606 | 3.042 | 3.501 | 3.985 | 4.494 | 4.995 | 5.501 | 6.01 | 6.456 | 6.898 | 7.134 | 7.238 | 7.343 | 7.444 | 7.507 | NPgY | GSP | NG FES - Leading the Way | Total installed wind capacity (MW)
NG FES - Leading the Way | Gen_BB015 | MW | NPgN | SKLGB1 | Total installed wind capacity (MW) | Skelton Grange | SKELTON GRANGE | 0.226 | 10.231 | 12.904 | 19.858 | 27.162 | 35.637 | 44.708 | 55.35 | 66.577 | 72.589 | 74.845 | 77.219 | 79.716 | 82.345 | 85.273 | 88.355 | 91.602 | 95.021 | 98.623 | 102.418 | 106.151 | 109.927 | 113.73 | 117.065 | 120.375 | 122.168 | 122.987 | 123.815 | 124.621 | 125.148 | NPgY | GSP | NG FES - Leading the Way | Total installed wind capacity (MW)
NG FES - Leading the Way | Gen_BB015 | MW | NPgN | TEMP_3 | Total installed wind capacity (MW) | Templeborough | TEMPLEBOROUGH 275/33KV | 0.001 | 0.302 | 0.389 | 0.616 | 0.853 | 1.129 | 1.425 | 1.772 | 2.137 | 2.306 | 2.338 | 2.371 | 2.406 | 2.443 | 2.484 | 2.528 | 2.573 | 2.621 | 2.672 | 2.725 | 2.777 | 2.83 | 2.884 | 2.931 | 2.977 | 3.003 | 3.015 | 3.027 | 3.039 | 3.047 | NPgY | GSP | NG FES - Leading the Way | Total installed wind capacity (MW)
NG FES - Leading the Way | Gen_BB015 | MW | NPgN | THUR_6 | Total installed wind capacity (MW) | Thurcroft | THURCROFT | 24.104 | 24.89 | 25.127 | 25.723 | 26.352 | 27.081 | 27.863 | 28.779 | 29.747 | 31.445 | 33.476 | 35.611 | 37.859 | 40.224 | 42.858 | 45.632 | 48.553 | 51.63 | 54.871 | 58.285 | 61.643 | 65.037 | 68.455 | 71.448 | 74.416 | 76.008 | 76.714 | 77.428 | 78.119 | 78.557 | NPgY | GSP | NG FES - Leading the Way | Total installed wind capacity (MW)
NG FES - Leading the Way | Gen_BB015 | MW | NPgN | WMEL_THOM | Total installed wind capacity (MW) | Thorpe Marsh | WEST MELTON / THORPE MARSH | 67.444 | 67.469 | 67.5 | 67.532 | 67.569 | 67.613 | 67.663 | 67.719 | 67.781 | 70.541 | 74.795 | 79.271 | 83.98 | 88.935 | 94.455 | 100.267 | 106.388 | 112.835 | 119.626 | 126.781 | 133.816 | 140.929 | 148.092 | 154.363 | 160.583 | 163.92 | 165.402 | 166.9 | 168.351 | 169.271 | NPgY | GSP | NG FES - Leading the Way | Total installed wind capacity (MW)
NG FES - Leading the Way | Gen_BB015 | MW | NPgN | WMEL_BB3 | Total installed wind capacity (MW) | West Melton | WEST MELTON SECTION 3 | 16.44 | 17.924 | 18.368 | 19.493 | 20.678 | 22.052 | 23.525 | 25.252 | 27.076 | 29.905 | 33.153 | 36.569 | 40.164 | 43.947 | 48.161 | 52.598 | 57.271 | 62.192 | 67.377 | 72.839 | 78.209 | 83.638 | 89.106 | 93.89 | 98.636 | 101.176 | 102.299 | 103.433 | 104.532 | 105.223 | NPgY | GSP | NG FES - Leading the Way | Total installed wind capacity (MW)
NG FES - Leading the Way | Gen_BB015 | MW | NPgN | WIBA_3 | Total installed wind capacity (MW) | Wincobank | WINCOBANK | 1.98 | 2.307 | 2.401 | 2.647 | 2.905 | 3.205 | 3.526 | 3.902 | 4.299 | 4.504 | 4.573 | 4.646 | 4.722 | 4.803 | 4.892 | 4.986 | 5.086 | 5.19 | 5.3 | 5.416 | 5.53 | 5.646 | 5.762 | 5.864 | 5.965 | 6.021 | 6.046 | 6.072 | 6.098 | 6.115 | NPgY | GSP | NG FES - Leading the Way | Total installed wind capacity (MW)
NPg Planning Scenario | Gen_BB015 | MW | NPgN | BLYTB1 | Total installed wind capacity (MW) | Blyth 66kV | BLYTH 66kV | 90.4 | 99.25 | 101.854 | 108.616 | 115.719 | 123.961 | 132.784 | 143.134 | 154.054 | 167.786 | 182.224 | 197.408 | 213.379 | 230.182 | 248.91 | 268.628 | 289.391 | 311.259 | 334.295 | 358.565 | 382.409 | 406.506 | 430.759 | 451.929 | 472.911 | 483.966 | 488.633 | 493.336 | 497.867 | 500.553 | NPgN | GSP | NPg Planning Scenario | Total installed wind capacity (MW)
NPg Planning Scenario | Gen_BB015 | MW | NPgN | BLYTH132 | Total installed wind capacity (MW) | Blyth 132kV | BLYTH 132kV | 107.056 | 109.055 | 109.645 | 111.168 | 112.769 | 114.627 | 116.616 | 118.949 | 121.412 | 124.506 | 127.76 | 131.183 | 134.783 | 138.572 | 142.793 | 147.238 | 151.918 | 156.848 | 162.041 | 167.512 | 172.888 | 178.322 | 183.792 | 188.57 | 193.307 | 195.815 | 196.889 | 197.972 | 199.017 | 199.649 | NPgN | GSP | NPg Planning Scenario | Total installed wind capacity (MW)
NPg Planning Scenario | Gen_BB015 | MW | NPgN | FOUR_1 | Total installed wind capacity (MW) | Fourstones | FOURSTONES | 89.046 | 89.049 | 89.052 | 89.056 | 89.06 | 89.064 | 89.07 | 89.076 | 89.082 | 89.09 | 89.098 | 89.106 | 89.116 | 89.126 | 89.136 | 89.148 | 89.16 | 89.172 | 89.186 | 89.2 | 89.214 | 89.23 | 89.246 | 89.263 | 89.28 | 89.298 | 89.317 | 89.336 | 89.356 | 89.377 | NPgN | GSP | NPg Planning Scenario | Total installed wind capacity (MW)
NPg Planning Scenario | Gen_BB015 | MW | NPgN | HARM_6 | Total installed wind capacity (MW) | Hart Moor | HARTMOOR | 48.343 | 48.536 | 48.593 | 48.74 | 48.895 | 49.075 | 49.267 | 49.493 | 49.731 | 50.03 | 50.345 | 50.676 | 51.025 | 51.391 | 51.799 | 52.229 | 52.682 | 53.159 | 53.661 | 54.19 | 54.711 | 55.237 | 55.766 | 56.23 | 56.689 | 56.935 | 57.043 | 57.152 | 57.257 | 57.323 | NPgN | GSP | NPg Planning Scenario | Total installed wind capacity (MW)
NPg Planning Scenario | Gen_BB015 | MW | NPgN | HAWP_6 | Total installed wind capacity (MW) | Hawthorn Pit | HAWTHORN PIT GRID | 22.825 | 23.585 | 23.809 | 24.388 | 24.997 | 25.702 | 26.458 | 27.345 | 28.28 | 29.456 | 30.693 | 31.994 | 33.362 | 34.801 | 36.405 | 38.094 | 39.873 | 41.746 | 43.719 | 45.798 | 47.84 | 49.905 | 51.983 | 53.798 | 55.597 | 56.548 | 56.954 | 57.363 | 57.757 | 57.994 | NPgN | GSP | NPg Planning Scenario | Total installed wind capacity (MW)
NPg Planning Scenario | Gen_BB015 | MW | NPgN | KNARE_111 | Total installed wind capacity (MW) | Knaresborough | KNARESBOROUGH | 16.67 | 16.683 | 16.7 | 16.716 | 16.736 | 16.759 | 16.785 | 16.815 | 16.848 | 16.884 | 16.924 | 16.967 | 17.013 | 17.062 | 17.115 | 17.171 | 17.231 | 17.293 | 17.359 | 17.429 | 17.501 | 17.577 | 17.656 | 17.739 | 17.824 | 17.913 | 18.006 | 18.101 | 18.2 | 18.303 | NPgN | GSP | NPg Planning Scenario | Total installed wind capacity (MW)
NPg Planning Scenario | Gen_BB015 | MW | NPgN | LACK_6 | Total installed wind capacity (MW) | Lackenby | LACKENBY | 66.047 | 67.206 | 67.546 | 68.428 | 69.354 | 70.429 | 71.58 | 72.93 | 74.354 | 76.145 | 78.028 | 80.008 | 82.091 | 84.283 | 86.725 | 89.297 | 92.005 | 94.857 | 97.861 | 101.026 | 104.136 | 107.279 | 110.442 | 113.203 | 115.939 | 117.379 | 117.987 | 118.599 | 119.188 | 119.537 | NPgN | GSP | NPg Planning Scenario | Total installed wind capacity (MW)
NPg Planning Scenario | Gen_BB015 | MW | NPgN | NORT_1 | Total installed wind capacity (MW) | Norton | NORTON | 31.682 | 33.176 | 33.632 | 34.779 | 35.987 | 37.389 | 38.893 | 40.654 | 42.515 | 44.848 | 47.303 | 49.887 | 52.606 | 55.468 | 58.654 | 62.009 | 65.543 | 69.265 | 73.186 | 77.316 | 81.381 | 85.492 | 89.634 | 93.268 | 96.876 | 98.84 | 99.747 | 100.665 | 101.559 | 102.151 | NPgN | GSP | NPg Planning Scenario | Total installed wind capacity (MW)
NPg Planning Scenario | Gen_BB015 | MW | NPgN | OFFE_3 | Total installed wind capacity (MW) | Offerton | OFFERTON | 0.017 | 0.399 | 0.464 | 0.632 | 0.809 | 1.015 | 1.235 | 1.493 | 1.765 | 2.107 | 2.467 | 2.846 | 3.244 | 3.663 | 4.129 | 4.621 | 5.138 | 5.683 | 6.258 | 6.863 | 7.457 | 8.057 | 8.662 | 9.189 | 9.711 | 9.986 | 10.1 | 10.215 | 10.326 | 10.391 | NPgN | GSP | NPg Planning Scenario | Total installed wind capacity (MW)
NPg Planning Scenario | Gen_BB015 | MW | NPgN | OSBA_1 | Total installed wind capacity (MW) | Osbaldwick | OSBALDWICK | 2.01 | 5.675 | 6.76 | 9.555 | 12.493 | 15.901 | 19.552 | 23.834 | 28.352 | 34.03 | 40.001 | 46.281 | 52.888 | 59.84 | 67.587 | 75.743 | 84.331 | 93.377 | 102.906 | 112.946 | 122.813 | 132.787 | 142.828 | 151.604 | 160.306 | 164.929 | 166.929 | 168.947 | 170.896 | 172.09 | NPgN | GSP | NPg Planning Scenario | Total installed wind capacity (MW)
NPg Planning Scenario | Gen_BB015 | MW | NPgN | POPP_3 | Total installed wind capacity (MW) | Poppleton | POPPLETON | 5.01 | 5.011 | 5.012 | 5.013 | 5.014 | 5.015 | 5.017 | 5.019 | 5.021 | 5.023 | 5.025 | 5.028 | 5.031 | 5.034 | 5.037 | 5.041 | 5.044 | 5.048 | 5.052 | 5.056 | 5.061 | 5.065 | 5.07 | 5.075 | 5.081 | 5.086 | 5.092 | 5.098 | 5.104 | 5.11 | NPgN | GSP | NPg Planning Scenario | Total installed wind capacity (MW)
NPg Planning Scenario | Gen_BB015 | MW | NPgN | SALH_1 | Total installed wind capacity (MW) | Saltholme | SALTHOLME | 0 | 0.019 | 0.024 | 0.038 | 0.053 | 0.07 | 0.088 | 0.109 | 0.132 | 0.16 | 0.19 | 0.221 | 0.254 | 0.289 | 0.328 | 0.368 | 0.411 | 0.457 | 0.504 | 0.554 | 0.604 | 0.653 | 0.703 | 0.747 | 0.79 | 0.813 | 0.823 | 0.832 | 0.841 | 0.847 | NPgN | GSP | NPg Planning Scenario | Total installed wind capacity (MW)
NPg Planning Scenario | Gen_BB015 | MW | NPgN | SSHI_3 | Total installed wind capacity (MW) | South Shields | SOUTH SHIELDS | 0.014 | 0.264 | 0.305 | 0.411 | 0.523 | 0.652 | 0.791 | 0.953 | 1.125 | 1.341 | 1.567 | 1.806 | 2.057 | 2.321 | 2.615 | 2.925 | 3.251 | 3.595 | 3.957 | 4.338 | 4.713 | 5.091 | 5.472 | 5.804 | 6.134 | 6.306 | 6.378 | 6.451 | 6.521 | 6.561 | NPgN | GSP | NPg Planning Scenario | Total installed wind capacity (MW)
NPg Planning Scenario | Gen_BB015 | MW | NPgN | KIELD01 and SPAD20 | Total installed wind capacity (MW) | 0 | SPADEADAM | 0.053 | 0.526 | 0.659 | 1.003 | 1.365 | 1.784 | 2.233 | 2.76 | 3.316 | 4.015 | 4.75 | 5.523 | 6.336 | 7.192 | 8.145 | 9.149 | 10.206 | 11.319 | 12.492 | 13.727 | 14.941 | 16.168 | 17.402 | 18.48 | 19.548 | 20.11 | 20.347 | 20.586 | 20.816 | 20.953 | NPgN | GSP | NPg Planning Scenario | Total installed wind capacity (MW)
NPg Planning Scenario | Gen_BB015 | MW | NPgN | SPEN_1 | Total installed wind capacity (MW) | Spennymoor | SPENNYMOOR | 75.791 | 78.328 | 79.076 | 81.009 | 83.041 | 85.398 | 87.923 | 90.883 | 94.008 | 97.935 | 102.064 | 106.407 | 110.976 | 115.783 | 121.14 | 126.78 | 132.719 | 138.974 | 145.564 | 152.506 | 159.328 | 166.224 | 173.166 | 179.23 | 185.242 | 188.428 | 189.794 | 191.173 | 192.503 | 193.31 | NPgN | GSP | NPg Planning Scenario | Total installed wind capacity (MW)
NPg Planning Scenario | Gen_BB015 | MW | NPgN | STEN_1 | Total installed wind capacity (MW) | Stella North | STELLA NORTH | 0.016 | 1.403 | 1.653 | 2.306 | 2.992 | 3.787 | 4.638 | 5.637 | 6.691 | 8.016 | 9.409 | 10.874 | 12.416 | 14.037 | 15.844 | 17.747 | 19.75 | 21.861 | 24.083 | 26.425 | 28.726 | 31.051 | 33.391 | 35.432 | 37.456 | 38.52 | 38.966 | 39.415 | 39.848 | 40.102 | NPgN | GSP | NPg Planning Scenario | Total installed wind capacity (MW)
NPg Planning Scenario | Gen_BB015 | MW | NPgN | STES_1 | Total installed wind capacity (MW) | Stella South | STELLA SOUTH | 30.824 | 33.893 | 34.793 | 37.129 | 39.582 | 42.429 | 45.477 | 49.053 | 52.825 | 57.569 | 62.556 | 67.801 | 73.318 | 79.123 | 85.592 | 92.403 | 99.576 | 107.13 | 115.087 | 123.471 | 131.708 | 140.033 | 148.412 | 155.727 | 162.977 | 166.8 | 168.419 | 170.05 | 171.622 | 172.557 | NPgN | GSP | NPg Planning Scenario | Total installed wind capacity (MW)
NPg Planning Scenario | Gen_BB015 | MW | NPgN | TYNE_1 | Total installed wind capacity (MW) | Tynemouth 1 | TYNEMOUTH | 0.017 | 0.677 | 0.867 | 1.36 | 1.878 | 2.479 | 3.123 | 3.878 | 4.674 | 5.676 | 6.729 | 7.837 | 9.002 | 10.227 | 11.593 | 13.031 | 14.546 | 16.141 | 17.821 | 19.591 | 21.33 | 23.088 | 24.856 | 26.399 | 27.928 | 28.732 | 29.068 | 29.407 | 29.732 | 29.923 | NPgN | GSP | NPg Planning Scenario | Total installed wind capacity (MW)
NPg Planning Scenario | Gen_BB015 | MW | NPgN | WBOL_6 | Total installed wind capacity (MW) | West Boldon | WEST BOLDON | 6.165 | 6.758 | 6.931 | 7.381 | 7.855 | 8.404 | 8.992 | 9.682 | 10.409 | 11.325 | 12.287 | 13.299 | 14.363 | 15.483 | 16.731 | 18.045 | 19.429 | 20.886 | 22.421 | 24.039 | 25.628 | 27.233 | 28.849 | 30.259 | 31.655 | 32.389 | 32.696 | 33.005 | 33.302 | 33.476 | NPgN | GSP | NPg Planning Scenario | Total installed wind capacity (MW)
NPg Planning Scenario | Gen_BB015 | MW | NPgN | BRAW_1 | Total installed wind capacity (MW) | Bradford West | BRADFORD WEST | 21.103 | 21.326 | 21.459 | 21.662 | 21.889 | 22.153 | 22.445 | 22.78 | 23.143 | 27.005 | 32.796 | 38.892 | 45.309 | 52.065 | 59.583 | 67.501 | 75.841 | 84.625 | 93.878 | 103.625 | 113.223 | 122.934 | 132.722 | 141.329 | 149.878 | 154.59 | 156.839 | 159.117 | 161.344 | 162.871 | NPgY | GSP | NPg Planning Scenario | Total installed wind capacity (MW)
NPg Planning Scenario | Gen_BB015 | MW | NPgN | CAMB_01 | Total installed wind capacity (MW) | Camblesforth | CAMBLESFORTH | 118.985 | 118.997 | 119.011 | 119.025 | 119.042 | 119.062 | 119.085 | 119.111 | 119.139 | 119.412 | 119.821 | 120.251 | 120.705 | 121.184 | 121.715 | 122.275 | 122.864 | 123.485 | 124.14 | 124.829 | 125.51 | 126.2 | 126.896 | 127.516 | 128.132 | 128.493 | 128.69 | 128.891 | 129.09 | 129.244 | NPgY | GSP | NPg Planning Scenario | Total installed wind capacity (MW)
NPg Planning Scenario | Gen_BB015 | MW | NPgN | CREB_1 | Total installed wind capacity (MW) | Creyke Beck | CREYKE BECK | 177.603 | 190.105 | 193.789 | 203.242 | 213.182 | 224.715 | 237.069 | 251.557 | 266.849 | 282.865 | 298.111 | 314.151 | 331.028 | 348.788 | 368.571 | 389.402 | 411.339 | 434.444 | 458.784 | 484.426 | 509.64 | 535.134 | 560.808 | 583.285 | 605.581 | 617.549 | 622.873 | 628.253 | 633.469 | 636.779 | NPgY | GSP | NPg Planning Scenario | Total installed wind capacity (MW)
NPg Planning Scenario | Gen_BB015 | MW | NPgN | DRAX_YEDL | Total installed wind capacity (MW) | Drax | DRAX | 38.275 | 38.291 | 38.31 | 38.33 | 38.353 | 38.38 | 38.411 | 38.446 | 38.485 | 40.244 | 42.957 | 45.811 | 48.814 | 51.974 | 55.493 | 59.2 | 63.103 | 67.214 | 71.544 | 76.106 | 80.592 | 85.128 | 89.695 | 93.693 | 97.658 | 99.784 | 100.727 | 101.679 | 102.602 | 103.186 | NPgY | GSP | NPg Planning Scenario | Total installed wind capacity (MW)
NPg Planning Scenario | Gen_BB015 | MW | NPgN | ELLA_1 | Total installed wind capacity (MW) | Elland | ELLAND | 40.917 | 40.938 | 40.964 | 40.99 | 41.022 | 41.059 | 41.101 | 41.148 | 41.201 | 42.835 | 45.346 | 47.988 | 50.769 | 53.695 | 56.954 | 60.386 | 64 | 67.806 | 71.816 | 76.041 | 80.196 | 84.4 | 88.634 | 92.347 | 96.032 | 98.029 | 98.943 | 99.866 | 100.765 | 101.353 | NPgY | GSP | NPg Planning Scenario | Total installed wind capacity (MW)
NPg Planning Scenario | Gen_BB015 | MW | NPgN | FERRA2 | Total installed wind capacity (MW) | Ferrybridge A | FERRYBRIDGE A | 0.897 | 2.621 | 3.124 | 4.425 | 5.792 | 7.378 | 9.076 | 11.068 | 13.17 | 14.898 | 16.258 | 17.688 | 19.193 | 20.777 | 22.541 | 24.398 | 26.355 | 28.415 | 30.585 | 32.872 | 35.12 | 37.393 | 39.682 | 41.685 | 43.671 | 44.735 | 45.205 | 45.679 | 46.139 | 46.428 | NPgY | GSP | NPg Planning Scenario | Total installed wind capacity (MW)
NPg Planning Scenario | Gen_BB015 | MW | NPgN | FERRB9 | Total installed wind capacity (MW) | Ferrybridge B (_M) | FERRYBRIDGE B | 13.186 | 16.988 | 18.101 | 20.972 | 23.99 | 27.491 | 31.24 | 35.637 | 40.278 | 44.511 | 48.161 | 52.001 | 56.041 | 60.293 | 65.028 | 70.015 | 75.267 | 80.798 | 86.625 | 92.763 | 98.799 | 104.901 | 111.045 | 116.423 | 121.757 | 124.614 | 125.878 | 127.154 | 128.391 | 129.171 | NPgY | GSP | NPg Planning Scenario | Total installed wind capacity (MW)
NPg Planning Scenario | Gen_BB015 | MW | NPgN | GRIW_1 | Total installed wind capacity (MW) | Grimsby West | GRIMSBY WEST | 26.446 | 26.456 | 26.47 | 26.483 | 26.499 | 26.518 | 26.539 | 26.563 | 26.59 | 27.802 | 29.671 | 31.637 | 33.705 | 35.882 | 38.307 | 40.86 | 43.549 | 46.381 | 49.364 | 52.507 | 55.597 | 58.722 | 61.868 | 64.622 | 67.354 | 68.819 | 69.468 | 70.124 | 70.76 | 71.162 | NPgY | GSP | NPg Planning Scenario | Total installed wind capacity (MW)
NPg Planning Scenario | Gen_BB015 | MW | NPgN | JORD_3 | Total installed wind capacity (MW) | Jordanthorpe | JORDANTHORPE | 0.034 | 0.311 | 0.393 | 0.603 | 0.823 | 1.079 | 1.353 | 1.675 | 2.014 | 2.461 | 2.94 | 3.445 | 3.976 | 4.535 | 5.158 | 5.813 | 6.503 | 7.23 | 7.996 | 8.803 | 9.596 | 10.398 | 11.206 | 11.912 | 12.613 | 12.988 | 13.152 | 13.319 | 13.48 | 13.581 | NPgY | GSP | NPg Planning Scenario | Total installed wind capacity (MW)
NPg Planning Scenario | Gen_BB015 | MW | NPgN | KEAD_YEDL | Total installed wind capacity (MW) | Keadby | KEADBY | 138.117 | 138.173 | 138.242 | 138.312 | 138.395 | 138.492 | 138.603 | 138.728 | 138.866 | 145.157 | 154.855 | 165.057 | 175.791 | 187.088 | 199.671 | 212.921 | 226.874 | 241.57 | 257.051 | 273.361 | 289.398 | 305.612 | 321.94 | 336.232 | 350.409 | 358.009 | 361.38 | 364.785 | 368.085 | 370.171 | NPgY | GSP | NPg Planning Scenario | Total installed wind capacity (MW)
NPg Planning Scenario | Gen_BB015 | MW | NPgN | KIRKB1 | Total installed wind capacity (MW) | Kirkstall B | KIRKSTALL B | 2.543 | 8.295 | 9.956 | 14.287 | 18.835 | 24.112 | 29.76 | 36.386 | 43.377 | 46.603 | 47.202 | 47.834 | 48.498 | 49.197 | 49.975 | 50.795 | 51.658 | 52.567 | 53.525 | 54.534 | 55.527 | 56.532 | 57.544 | 58.434 | 59.316 | 59.8 | 60.027 | 60.256 | 60.48 | 60.631 | NPgY | GSP | NPg Planning Scenario | Total installed wind capacity (MW)
NPg Planning Scenario | Gen_BB015 | MW | NPgN | NEEP_3 | Total installed wind capacity (MW) | Neepsend | NEEPSEND | 0.04 | 0.109 | 0.132 | 0.185 | 0.242 | 0.308 | 0.379 | 0.462 | 0.549 | 0.955 | 1.531 | 2.137 | 2.774 | 3.445 | 4.192 | 4.978 | 5.807 | 6.679 | 7.598 | 8.566 | 9.518 | 10.48 | 11.449 | 12.297 | 13.138 | 13.586 | 13.783 | 13.982 | 14.174 | 14.294 | NPgY | GSP | NPg Planning Scenario | Total installed wind capacity (MW)
NPg Planning Scenario | Gen_BB015 | MW | NPgN | NORL_3 | Total installed wind capacity (MW) | Norton Lees | NORTON LEES | 0.016 | 0.086 | 0.109 | 0.162 | 0.219 | 0.286 | 0.357 | 0.44 | 0.528 | 0.937 | 1.516 | 2.125 | 2.766 | 3.44 | 4.191 | 4.982 | 5.815 | 6.693 | 7.617 | 8.591 | 9.548 | 10.516 | 11.49 | 12.342 | 13.188 | 13.639 | 13.837 | 14.037 | 14.23 | 14.351 | NPgY | GSP | NPg Planning Scenario | Total installed wind capacity (MW)
NPg Planning Scenario | Gen_BB015 | MW | NPgN | PITS_BB_B | Total installed wind capacity (MW) | Pitsmoor | PITSMOOR 3/4 | 0.004 | 0.035 | 0.045 | 0.068 | 0.093 | 0.122 | 0.153 | 0.189 | 0.228 | 0.402 | 0.648 | 0.907 | 1.18 | 1.467 | 1.786 | 2.123 | 2.477 | 2.85 | 3.244 | 3.658 | 4.065 | 4.477 | 4.891 | 5.254 | 5.613 | 5.805 | 5.89 | 5.975 | 6.057 | 6.108 | NPgY | GSP | NPg Planning Scenario | Total installed wind capacity (MW)
NPg Planning Scenario | Gen_BB015 | MW | NPgN | SALT_1 | Total installed wind capacity (MW) | Saltend North | SALTEND NORTH | 39.335 | 39.346 | 39.359 | 39.373 | 39.389 | 39.407 | 39.429 | 39.453 | 39.48 | 40.568 | 42.244 | 44.007 | 45.862 | 47.814 | 49.989 | 52.279 | 54.69 | 57.23 | 59.905 | 62.724 | 65.495 | 68.298 | 71.121 | 73.593 | 76.045 | 77.363 | 77.953 | 78.549 | 79.127 | 79.496 | NPgY | GSP | NPg Planning Scenario | Total installed wind capacity (MW)
NPg Planning Scenario | Gen_BB015 | MW | NPgN | SHEC_3 | Total installed wind capacity (MW) | Sheffield City | SHEFFIELD CITY | 0.009 | 0.045 | 0.057 | 0.085 | 0.115 | 0.15 | 0.187 | 0.231 | 0.277 | 0.49 | 0.793 | 1.112 | 1.447 | 1.8 | 2.193 | 2.606 | 3.042 | 3.501 | 3.985 | 4.494 | 4.995 | 5.501 | 6.01 | 6.456 | 6.898 | 7.134 | 7.238 | 7.343 | 7.444 | 7.507 | NPgY | GSP | NPg Planning Scenario | Total installed wind capacity (MW)
NPg Planning Scenario | Gen_BB015 | MW | NPgN | SKLGB1 | Total installed wind capacity (MW) | Skelton Grange | SKELTON GRANGE | 0.226 | 10.231 | 12.904 | 19.858 | 27.162 | 35.637 | 44.708 | 55.35 | 66.577 | 72.589 | 74.845 | 77.219 | 79.716 | 82.345 | 85.273 | 88.355 | 91.602 | 95.021 | 98.623 | 102.418 | 106.151 | 109.927 | 113.73 | 117.065 | 120.375 | 122.168 | 122.987 | 123.815 | 124.621 | 125.148 | NPgY | GSP | NPg Planning Scenario | Total installed wind capacity (MW)
NPg Planning Scenario | Gen_BB015 | MW | NPgN | TEMP_3 | Total installed wind capacity (MW) | Templeborough | TEMPLEBOROUGH 275/33KV | 0.001 | 0.302 | 0.389 | 0.616 | 0.853 | 1.129 | 1.425 | 1.772 | 2.137 | 2.306 | 2.338 | 2.371 | 2.406 | 2.443 | 2.484 | 2.528 | 2.573 | 2.621 | 2.672 | 2.725 | 2.777 | 2.83 | 2.884 | 2.931 | 2.977 | 3.003 | 3.015 | 3.027 | 3.039 | 3.047 | NPgY | GSP | NPg Planning Scenario | Total installed wind capacity (MW)
NPg Planning Scenario | Gen_BB015 | MW | NPgN | THUR_6 | Total installed wind capacity (MW) | Thurcroft | THURCROFT | 24.104 | 24.89 | 25.127 | 25.723 | 26.352 | 27.081 | 27.863 | 28.779 | 29.747 | 31.445 | 33.476 | 35.611 | 37.859 | 40.224 | 42.858 | 45.632 | 48.553 | 51.63 | 54.871 | 58.285 | 61.643 | 65.037 | 68.455 | 71.448 | 74.416 | 76.008 | 76.714 | 77.428 | 78.119 | 78.557 | NPgY | GSP | NPg Planning Scenario | Total installed wind capacity (MW)
NPg Planning Scenario | Gen_BB015 | MW | NPgN | WMEL_THOM | Total installed wind capacity (MW) | Thorpe Marsh | WEST MELTON / THORPE MARSH | 67.444 | 67.469 | 67.5 | 67.532 | 67.569 | 67.613 | 67.663 | 67.719 | 67.781 | 70.541 | 74.795 | 79.271 | 83.98 | 88.935 | 94.455 | 100.267 | 106.388 | 112.835 | 119.626 | 126.781 | 133.816 | 140.929 | 148.092 | 154.363 | 160.583 | 163.92 | 165.402 | 166.9 | 168.351 | 169.271 | NPgY | GSP | NPg Planning Scenario | Total installed wind capacity (MW)
NPg Planning Scenario | Gen_BB015 | MW | NPgN | WMEL_BB3 | Total installed wind capacity (MW) | West Melton | WEST MELTON SECTION 3 | 16.44 | 17.924 | 18.368 | 19.493 | 20.678 | 22.052 | 23.525 | 25.252 | 27.076 | 29.905 | 33.153 | 36.569 | 40.164 | 43.947 | 48.161 | 52.598 | 57.271 | 62.192 | 67.377 | 72.839 | 78.209 | 83.638 | 89.106 | 93.89 | 98.636 | 101.176 | 102.299 | 103.433 | 104.532 | 105.223 | NPgY | GSP | NPg Planning Scenario | Total installed wind capacity (MW)
NPg Planning Scenario | Gen_BB015 | MW | NPgN | WIBA_3 | Total installed wind capacity (MW) | Wincobank | WINCOBANK | 1.98 | 2.307 | 2.401 | 2.647 | 2.905 | 3.205 | 3.526 | 3.902 | 4.299 | 4.504 | 4.573 | 4.646 | 4.722 | 4.803 | 4.892 | 4.986 | 5.086 | 5.19 | 5.3 | 5.416 | 5.53 | 5.646 | 5.762 | 5.864 | 5.965 | 6.021 | 6.046 | 6.072 | 6.098 | 6.115 | NPgY | GSP | NPg Planning Scenario | Total installed wind capacity (MW)
NG FES - System Transformation | Gen_BB015 | MW | NPgN | BLYTB1 | Total installed wind capacity (MW) | Blyth 66kV | BLYTH 66kV | 90.4 | 98.833 | 100.496 | 102.177 | 103.88 | 106.023 | 108.622 | 111.266 | 113.949 | 120.557 | 127.236 | 133.988 | 140.815 | 147.718 | 154.699 | 161.765 | 168.913 | 176.142 | 183.456 | 190.855 | 198.349 | 205.931 | 213.604 | 221.371 | 229.232 | 237.195 | 245.258 | 253.421 | 261.686 | 270.057 | NPgN | GSP | NG FES - System Transformation | Total installed wind capacity (MW)
NG FES - System Transformation | Gen_BB015 | MW | NPgN | BLYTH132 | Total installed wind capacity (MW) | Blyth 132kV | BLYTH 132kV | 107.055 | 108.96 | 109.336 | 109.716 | 110.102 | 110.588 | 111.175 | 111.774 | 112.381 | 113.87 | 115.375 | 116.896 | 118.434 | 119.989 | 121.562 | 123.155 | 124.766 | 126.395 | 128.043 | 129.711 | 131.401 | 133.11 | 134.84 | 136.591 | 138.364 | 140.16 | 141.978 | 143.819 | 145.683 | 147.571 | NPgN | GSP | NG FES - System Transformation | Total installed wind capacity (MW)
NG FES - System Transformation | Gen_BB015 | MW | NPgN | FOUR_1 | Total installed wind capacity (MW) | Fourstones | FOURSTONES | 89.045 | 89.046 | 89.048 | 89.05 | 89.053 | 89.056 | 89.058 | 89.062 | 89.065 | 89.068 | 89.072 | 89.075 | 89.078 | 89.082 | 89.085 | 89.089 | 89.093 | 89.097 | 89.101 | 89.105 | 89.11 | 89.114 | 89.119 | 89.124 | 89.128 | 89.134 | 89.139 | 89.144 | 89.15 | 89.155 | NPgN | GSP | NG FES - System Transformation | Total installed wind capacity (MW)
NG FES - System Transformation | Gen_BB015 | MW | NPgN | HARM_6 | Total installed wind capacity (MW) | Hart Moor | HARTMOOR | 48.341 | 48.525 | 48.561 | 48.598 | 48.636 | 48.684 | 48.741 | 48.799 | 48.858 | 49.002 | 49.147 | 49.295 | 49.443 | 49.593 | 49.745 | 49.899 | 50.055 | 50.213 | 50.372 | 50.533 | 50.697 | 50.862 | 51.03 | 51.199 | 51.371 | 51.545 | 51.721 | 51.899 | 52.079 | 52.262 | NPgN | GSP | NG FES - System Transformation | Total installed wind capacity (MW)
NG FES - System Transformation | Gen_BB015 | MW | NPgN | HAWP_6 | Total installed wind capacity (MW) | Hawthorn Pit | HAWTHORN PIT GRID | 22.821 | 23.546 | 23.689 | 23.833 | 23.979 | 24.163 | 24.386 | 24.614 | 24.844 | 25.41 | 25.982 | 26.56 | 27.144 | 27.736 | 28.333 | 28.939 | 29.551 | 30.17 | 30.796 | 31.43 | 32.072 | 32.721 | 33.379 | 34.044 | 34.718 | 35.4 | 36.091 | 36.79 | 37.498 | 38.216 | NPgN | GSP | NG FES - System Transformation | Total installed wind capacity (MW)
NG FES - System Transformation | Gen_BB015 | MW | NPgN | KNARE_111 | Total installed wind capacity (MW) | Knaresborough | KNARESBOROUGH | 16.668 | 16.674 | 16.684 | 16.694 | 16.707 | 16.72 | 16.733 | 16.75 | 16.766 | 16.783 | 16.799 | 16.816 | 16.832 | 16.849 | 16.865 | 16.885 | 16.905 | 16.925 | 16.945 | 16.964 | 16.987 | 17.011 | 17.034 | 17.057 | 17.08 | 17.106 | 17.133 | 17.159 | 17.185 | 17.212 | NPgN | GSP | NG FES - System Transformation | Total installed wind capacity (MW)
NG FES - System Transformation | Gen_BB015 | MW | NPgN | LACK_6 | Total installed wind capacity (MW) | Lackenby | LACKENBY | 66.037 | 67.142 | 67.359 | 67.578 | 67.8 | 68.08 | 68.419 | 68.763 | 69.113 | 69.975 | 70.846 | 71.727 | 72.617 | 73.518 | 74.428 | 75.35 | 76.282 | 77.225 | 78.179 | 79.144 | 80.121 | 81.11 | 82.111 | 83.123 | 84.149 | 85.187 | 86.239 | 87.303 | 88.381 | 89.473 | NPgN | GSP | NG FES - System Transformation | Total installed wind capacity (MW)
NG FES - System Transformation | Gen_BB015 | MW | NPgN | NORT_1 | Total installed wind capacity (MW) | Norton | NORTON | 31.678 | 33.094 | 33.385 | 33.678 | 33.98 | 34.354 | 34.805 | 35.268 | 35.737 | 36.858 | 37.991 | 39.136 | 40.294 | 41.464 | 42.647 | 43.849 | 45.065 | 46.294 | 47.537 | 48.795 | 50.072 | 51.365 | 52.673 | 53.996 | 55.334 | 56.695 | 58.072 | 59.466 | 60.876 | 62.304 | NPgN | GSP | NG FES - System Transformation | Total installed wind capacity (MW)
NG FES - System Transformation | Gen_BB015 | MW | NPgN | OFFE_3 | Total installed wind capacity (MW) | Offerton | OFFERTON | 0.017 | 0.389 | 0.43 | 0.472 | 0.514 | 0.568 | 0.632 | 0.698 | 0.765 | 0.929 | 1.096 | 1.264 | 1.434 | 1.607 | 1.781 | 1.957 | 2.135 | 2.315 | 2.498 | 2.682 | 2.869 | 3.058 | 3.249 | 3.442 | 3.638 | 3.837 | 4.038 | 4.241 | 4.447 | 4.656 | NPgN | GSP | NG FES - System Transformation | Total installed wind capacity (MW)
NG FES - System Transformation | Gen_BB015 | MW | NPgN | OSBA_1 | Total installed wind capacity (MW) | Osbaldwick | OSBALDWICK | 1.998 | 5.486 | 6.179 | 6.879 | 7.59 | 8.483 | 9.564 | 10.665 | 11.783 | 14.514 | 17.274 | 20.065 | 22.886 | 25.739 | 28.624 | 31.546 | 34.502 | 37.492 | 40.516 | 43.576 | 46.677 | 49.815 | 52.99 | 56.203 | 59.456 | 62.753 | 66.091 | 69.47 | 72.892 | 76.356 | NPgN | GSP | NG FES - System Transformation | Total installed wind capacity (MW)
NG FES - System Transformation | Gen_BB015 | MW | NPgN | POPP_3 | Total installed wind capacity (MW) | Poppleton | POPPLETON | 5.01 | 5.01 | 5.011 | 5.011 | 5.012 | 5.013 | 5.014 | 5.015 | 5.016 | 5.017 | 5.018 | 5.019 | 5.02 | 5.021 | 5.022 | 5.023 | 5.024 | 5.026 | 5.027 | 5.028 | 5.029 | 5.031 | 5.032 | 5.034 | 5.035 | 5.037 | 5.038 | 5.04 | 5.041 | 5.043 | NPgN | GSP | NG FES - System Transformation | Total installed wind capacity (MW)
NG FES - System Transformation | Gen_BB015 | MW | NPgN | SALH_1 | Total installed wind capacity (MW) | Saltholme | SALTHOLME | 0 | 0.018 | 0.021 | 0.025 | 0.028 | 0.033 | 0.038 | 0.043 | 0.049 | 0.063 | 0.076 | 0.09 | 0.104 | 0.119 | 0.133 | 0.148 | 0.162 | 0.177 | 0.192 | 0.208 | 0.223 | 0.239 | 0.255 | 0.271 | 0.287 | 0.303 | 0.32 | 0.337 | 0.354 | 0.371 | NPgN | GSP | NG FES - System Transformation | Total installed wind capacity (MW)
NG FES - System Transformation | Gen_BB015 | MW | NPgN | SSHI_3 | Total installed wind capacity (MW) | South Shields | SOUTH SHIELDS | 0.014 | 0.257 | 0.283 | 0.31 | 0.336 | 0.37 | 0.411 | 0.452 | 0.494 | 0.598 | 0.703 | 0.809 | 0.916 | 1.025 | 1.135 | 1.246 | 1.358 | 1.472 | 1.587 | 1.703 | 1.821 | 1.94 | 2.06 | 2.182 | 2.306 | 2.431 | 2.557 | 2.686 | 2.815 | 2.947 | NPgN | GSP | NG FES - System Transformation | Total installed wind capacity (MW)
NG FES - System Transformation | Gen_BB015 | MW | NPgN | KIELD01 and SPAD20 | Total installed wind capacity (MW) | 0 | SPADEADAM | 0.053 | 0.505 | 0.59 | 0.675 | 0.762 | 0.871 | 1.003 | 1.138 | 1.274 | 1.611 | 1.951 | 2.294 | 2.642 | 2.993 | 3.349 | 3.709 | 4.072 | 4.44 | 4.813 | 5.189 | 5.571 | 5.957 | 6.348 | 6.743 | 7.143 | 7.548 | 7.959 | 8.374 | 8.795 | 9.221 | NPgN | GSP | NG FES - System Transformation | Total installed wind capacity (MW)
NG FES - System Transformation | Gen_BB015 | MW | NPgN | SPEN_1 | Total installed wind capacity (MW) | Spennymoor | SPENNYMOOR | 75.777 | 78.193 | 78.671 | 79.153 | 79.644 | 80.26 | 81.006 | 81.766 | 82.537 | 84.426 | 86.335 | 88.266 | 90.217 | 92.191 | 94.186 | 96.207 | 98.251 | 100.319 | 102.411 | 104.527 | 106.671 | 108.84 | 111.036 | 113.258 | 115.506 | 117.786 | 120.093 | 122.43 | 124.795 | 127.19 | NPgN | GSP | NG FES - System Transformation | Total installed wind capacity (MW)
NG FES - System Transformation | Gen_BB015 | MW | NPgN | STEN_1 | Total installed wind capacity (MW) | Stella North | STELLA NORTH | 0.016 | 1.363 | 1.523 | 1.685 | 1.849 | 2.055 | 2.306 | 2.561 | 2.819 | 3.457 | 4.101 | 4.753 | 5.412 | 6.078 | 6.752 | 7.434 | 8.124 | 8.821 | 9.527 | 10.241 | 10.964 | 11.696 | 12.436 | 13.186 | 13.944 | 14.712 | 15.49 | 16.278 | 17.075 | 17.883 | NPgN | GSP | NG FES - System Transformation | Total installed wind capacity (MW)
NG FES - System Transformation | Gen_BB015 | MW | NPgN | STES_1 | Total installed wind capacity (MW) | Stella South | STELLA SOUTH | 30.814 | 33.739 | 34.314 | 34.895 | 35.484 | 36.225 | 37.123 | 38.037 | 38.965 | 41.247 | 43.554 | 45.886 | 48.244 | 50.629 | 53.04 | 55.481 | 57.95 | 60.447 | 62.973 | 65.529 | 68.118 | 70.737 | 73.388 | 76.071 | 78.787 | 81.538 | 84.323 | 87.144 | 89.999 | 92.891 | NPgN | GSP | NG FES - System Transformation | Total installed wind capacity (MW)
NG FES - System Transformation | Gen_BB015 | MW | NPgN | TYNE_1 | Total installed wind capacity (MW) | Tynemouth 1 | TYNEMOUTH | 0.017 | 0.647 | 0.768 | 0.891 | 1.014 | 1.17 | 1.36 | 1.552 | 1.747 | 2.229 | 2.717 | 3.209 | 3.707 | 4.211 | 4.72 | 5.236 | 5.757 | 6.285 | 6.818 | 7.358 | 7.904 | 8.457 | 9.017 | 9.583 | 10.157 | 10.737 | 11.325 | 11.921 | 12.523 | 13.134 | NPgN | GSP | NG FES - System Transformation | Total installed wind capacity (MW)
NG FES - System Transformation | Gen_BB015 | MW | NPgN | WBOL_6 | Total installed wind capacity (MW) | West Boldon | WEST BOLDON | 6.165 | 6.73 | 6.841 | 6.953 | 7.066 | 7.208 | 7.381 | 7.557 | 7.735 | 8.175 | 8.621 | 9.071 | 9.526 | 9.986 | 10.452 | 10.923 | 11.399 | 11.881 | 12.368 | 12.861 | 13.361 | 13.866 | 14.377 | 14.895 | 15.419 | 15.949 | 16.486 | 17.03 | 17.581 | 18.138 | NPgN | GSP | NG FES - System Transformation | Total installed wind capacity (MW)
NG FES - System Transformation | Gen_BB015 | MW | NPgN | BRAW_1 | Total installed wind capacity (MW) | Bradford West | BRADFORD WEST | 21.088 | 21.268 | 21.349 | 21.431 | 21.532 | 21.639 | 21.755 | 21.888 | 22.023 | 22.224 | 22.426 | 22.629 | 22.833 | 23.039 | 23.246 | 24.67 | 27.538 | 30.437 | 33.369 | 36.335 | 39.352 | 42.404 | 45.492 | 48.615 | 51.776 | 54.991 | 58.245 | 61.539 | 64.871 | 68.245 | NPgY | GSP | NG FES - System Transformation | Total installed wind capacity (MW)
NG FES - System Transformation | Gen_BB015 | MW | NPgN | CAMB_01 | Total installed wind capacity (MW) | Camblesforth | CAMBLESFORTH | 118.981 | 118.987 | 118.995 | 119.004 | 119.015 | 119.027 | 119.038 | 119.052 | 119.066 | 119.081 | 119.095 | 119.109 | 119.124 | 119.138 | 119.152 | 119.253 | 119.456 | 119.66 | 119.867 | 120.076 | 120.29 | 120.507 | 120.726 | 120.947 | 121.171 | 121.4 | 121.632 | 121.866 | 122.103 | 122.343 | NPgY | GSP | NG FES - System Transformation | Total installed wind capacity (MW)
NG FES - System Transformation | Gen_BB015 | MW | NPgN | CREB_1 | Total installed wind capacity (MW) | Creyke Beck | CREYKE BECK | 177.523 | 189.422 | 191.773 | 194.147 | 196.567 | 199.598 | 203.261 | 207 | 210.794 | 220.032 | 229.369 | 238.808 | 248.35 | 257.998 | 267.754 | 276.53 | 284.078 | 291.711 | 299.433 | 307.245 | 315.17 | 323.188 | 331.301 | 339.511 | 347.82 | 356.252 | 364.787 | 373.427 | 382.173 | 391.029 | NPgY | GSP | NG FES - System Transformation | Total installed wind capacity (MW)
NG FES - System Transformation | Gen_BB015 | MW | NPgN | DRAX_YEDL | Total installed wind capacity (MW) | Drax | DRAX | 38.271 | 38.279 | 38.29 | 38.302 | 38.317 | 38.333 | 38.348 | 38.368 | 38.387 | 38.406 | 38.426 | 38.445 | 38.465 | 38.484 | 38.503 | 39.126 | 40.469 | 41.827 | 43.201 | 44.591 | 46.001 | 47.427 | 48.87 | 50.331 | 51.809 | 53.309 | 54.828 | 56.365 | 57.921 | 59.496 | NPgY | GSP | NG FES - System Transformation | Total installed wind capacity (MW)
NG FES - System Transformation | Gen_BB015 | MW | NPgN | ELLA_1 | Total installed wind capacity (MW) | Elland | ELLAND | 40.903 | 40.913 | 40.929 | 40.945 | 40.966 | 40.987 | 41.008 | 41.034 | 41.06 | 41.087 | 41.113 | 41.139 | 41.165 | 41.192 | 41.218 | 41.799 | 43.043 | 44.3 | 45.572 | 46.858 | 48.164 | 49.486 | 50.823 | 52.176 | 53.545 | 54.936 | 56.343 | 57.768 | 59.21 | 60.67 | NPgY | GSP | NG FES - System Transformation | Total installed wind capacity (MW)
NG FES - System Transformation | Gen_BB015 | MW | NPgN | FERRA2 | Total installed wind capacity (MW) | Ferrybridge A | FERRYBRIDGE A | 0.89 | 2.534 | 2.855 | 3.179 | 3.509 | 3.922 | 4.424 | 4.934 | 5.452 | 6.723 | 8.008 | 9.307 | 10.62 | 11.948 | 13.291 | 14.332 | 15.005 | 15.686 | 16.375 | 17.071 | 17.778 | 18.493 | 19.216 | 19.948 | 20.689 | 21.441 | 22.202 | 22.972 | 23.752 | 24.541 | NPgY | GSP | NG FES - System Transformation | Total installed wind capacity (MW)
NG FES - System Transformation | Gen_BB015 | MW | NPgN | FERRB9 | Total installed wind capacity (MW) | Ferrybridge B (_M) | FERRYBRIDGE B | 13.178 | 16.801 | 17.511 | 18.229 | 18.959 | 19.874 | 20.983 | 22.113 | 23.259 | 26.065 | 28.9 | 31.767 | 34.665 | 37.596 | 40.559 | 43.003 | 44.81 | 46.637 | 48.486 | 50.356 | 52.253 | 54.173 | 56.115 | 58.08 | 60.069 | 62.087 | 64.13 | 66.197 | 68.291 | 70.411 | NPgY | GSP | NG FES - System Transformation | Total installed wind capacity (MW)
NG FES - System Transformation | Gen_BB015 | MW | NPgN | GRIW_1 | Total installed wind capacity (MW) | Grimsby West | GRIMSBY WEST | 26.44 | 26.445 | 26.453 | 26.461 | 26.472 | 26.483 | 26.493 | 26.507 | 26.52 | 26.533 | 26.547 | 26.56 | 26.573 | 26.587 | 26.6 | 27.029 | 27.954 | 28.89 | 29.836 | 30.794 | 31.765 | 32.748 | 33.742 | 34.748 | 35.767 | 36.8 | 37.846 | 38.905 | 39.977 | 41.062 | NPgY | GSP | NG FES - System Transformation | Total installed wind capacity (MW)
NG FES - System Transformation | Gen_BB015 | MW | NPgN | JORD_3 | Total installed wind capacity (MW) | Jordanthorpe | JORDANTHORPE | 0.034 | 0.297 | 0.35 | 0.403 | 0.457 | 0.524 | 0.605 | 0.689 | 0.773 | 0.978 | 1.185 | 1.394 | 1.606 | 1.82 | 2.036 | 2.263 | 2.5 | 2.741 | 2.984 | 3.23 | 3.479 | 3.731 | 3.986 | 4.245 | 4.506 | 4.771 | 5.04 | 5.312 | 5.587 | 5.865 | NPgY | GSP | NG FES - System Transformation | Total installed wind capacity (MW)
NG FES - System Transformation | Gen_BB015 | MW | NPgN | KEAD_YEDL | Total installed wind capacity (MW) | Keadby | KEADBY | 138.091 | 138.119 | 138.161 | 138.202 | 138.258 | 138.313 | 138.369 | 138.438 | 138.508 | 138.577 | 138.646 | 138.716 | 138.785 | 138.854 | 138.924 | 141.148 | 145.949 | 150.805 | 155.717 | 160.685 | 165.726 | 170.825 | 175.986 | 181.207 | 186.492 | 191.855 | 197.283 | 202.777 | 208.34 | 213.973 | NPgY | GSP | NG FES - System Transformation | Total installed wind capacity (MW)
NG FES - System Transformation | Gen_BB015 | MW | NPgN | KIRKB1 | Total installed wind capacity (MW) | Kirkstall B | KIRKSTALL B | 2.542 | 8.033 | 9.095 | 10.167 | 11.252 | 12.619 | 14.279 | 15.965 | 17.677 | 21.909 | 26.187 | 30.512 | 34.884 | 39.307 | 43.778 | 46.361 | 46.657 | 46.958 | 47.261 | 47.568 | 47.881 | 48.196 | 48.516 | 48.839 | 49.166 | 49.499 | 49.835 | 50.176 | 50.521 | 50.87 | NPgY | GSP | NG FES - System Transformation | Total installed wind capacity (MW)
NG FES - System Transformation | Gen_BB015 | MW | NPgN | NEEP_3 | Total installed wind capacity (MW) | Neepsend | NEEPSEND | 0.04 | 0.105 | 0.119 | 0.133 | 0.149 | 0.167 | 0.189 | 0.212 | 0.235 | 0.288 | 0.341 | 0.394 | 0.448 | 0.503 | 0.558 | 0.718 | 1.003 | 1.291 | 1.583 | 1.878 | 2.177 | 2.48 | 2.786 | 3.096 | 3.41 | 3.728 | 4.05 | 4.376 | 4.706 | 5.04 | NPgY | GSP | NG FES - System Transformation | Total installed wind capacity (MW)
NG FES - System Transformation | Gen_BB015 | MW | NPgN | NORL_3 | Total installed wind capacity (MW) | Norton Lees | NORTON LEES | 0.016 | 0.081 | 0.096 | 0.11 | 0.126 | 0.144 | 0.166 | 0.189 | 0.213 | 0.265 | 0.319 | 0.372 | 0.427 | 0.482 | 0.537 | 0.698 | 0.985 | 1.274 | 1.568 | 1.864 | 2.165 | 2.47 | 2.778 | 3.089 | 3.405 | 3.725 | 4.049 | 4.377 | 4.709 | 5.045 | NPgY | GSP | NG FES - System Transformation | Total installed wind capacity (MW)
NG FES - System Transformation | Gen_BB015 | MW | NPgN | PITS_BB_B | Total installed wind capacity (MW) | Pitsmoor | PITSMOOR 3/4 | 0.004 | 0.033 | 0.039 | 0.045 | 0.052 | 0.06 | 0.07 | 0.08 | 0.09 | 0.113 | 0.136 | 0.159 | 0.183 | 0.207 | 0.231 | 0.3 | 0.422 | 0.545 | 0.67 | 0.796 | 0.924 | 1.054 | 1.185 | 1.317 | 1.452 | 1.588 | 1.726 | 1.865 | 2.006 | 2.149 | NPgY | GSP | NG FES - System Transformation | Total installed wind capacity (MW)
NG FES - System Transformation | Gen_BB015 | MW | NPgN | SALT_1 | Total installed wind capacity (MW) | Saltend North | SALTEND NORTH | 39.315 | 39.32 | 39.328 | 39.336 | 39.347 | 39.358 | 39.368 | 39.382 | 39.395 | 39.409 | 39.422 | 39.436 | 39.449 | 39.463 | 39.476 | 39.861 | 40.691 | 41.53 | 42.379 | 43.237 | 44.109 | 44.99 | 45.882 | 46.784 | 47.698 | 48.625 | 49.563 | 50.513 | 51.474 | 52.448 | NPgY | GSP | NG FES - System Transformation | Total installed wind capacity (MW)
NG FES - System Transformation | Gen_BB015 | MW | NPgN | SHEC_3 | Total installed wind capacity (MW) | Sheffield City | SHEFFIELD CITY | 0.009 | 0.043 | 0.05 | 0.058 | 0.066 | 0.076 | 0.087 | 0.099 | 0.111 | 0.139 | 0.167 | 0.195 | 0.223 | 0.252 | 0.281 | 0.365 | 0.515 | 0.667 | 0.82 | 0.976 | 1.133 | 1.292 | 1.453 | 1.616 | 1.781 | 1.949 | 2.118 | 2.29 | 2.463 | 2.639 | NPgY | GSP | NG FES - System Transformation | Total installed wind capacity (MW)
NG FES - System Transformation | Gen_BB015 | MW | NPgN | SKLGB1 | Total installed wind capacity (MW) | Skelton Grange | SKELTON GRANGE | 0.223 | 9.806 | 11.514 | 13.239 | 14.986 | 17.186 | 19.856 | 22.57 | 25.324 | 32.119 | 38.988 | 45.932 | 52.953 | 60.052 | 67.232 | 71.669 | 72.786 | 73.915 | 75.058 | 76.213 | 77.387 | 78.574 | 79.775 | 80.99 | 82.22 | 83.469 | 84.734 | 86.014 | 87.309 | 88.621 | NPgY | GSP | NG FES - System Transformation | Total installed wind capacity (MW)
NG FES - System Transformation | Gen_BB015 | MW | NPgN | TEMP_3 | Total installed wind capacity (MW) | Templeborough | TEMPLEBOROUGH 275/33KV | 0.001 | 0.288 | 0.344 | 0.4 | 0.457 | 0.528 | 0.615 | 0.703 | 0.793 | 1.014 | 1.238 | 1.464 | 1.693 | 1.924 | 2.158 | 2.293 | 2.309 | 2.325 | 2.341 | 2.357 | 2.374 | 2.39 | 2.407 | 2.424 | 2.442 | 2.459 | 2.477 | 2.495 | 2.513 | 2.531 | NPgY | GSP | NG FES - System Transformation | Total installed wind capacity (MW)
NG FES - System Transformation | Gen_BB015 | MW | NPgN | THUR_6 | Total installed wind capacity (MW) | Thurcroft | THURCROFT | 24.104 | 24.848 | 24.999 | 25.152 | 25.308 | 25.503 | 25.738 | 25.978 | 26.222 | 26.805 | 27.395 | 27.99 | 28.592 | 29.201 | 29.816 | 30.611 | 31.616 | 32.633 | 33.661 | 34.701 | 35.756 | 36.824 | 37.904 | 38.997 | 40.104 | 41.226 | 42.363 | 43.513 | 44.678 | 45.857 | NPgY | GSP | NG FES - System Transformation | Total installed wind capacity (MW)
NG FES - System Transformation | Gen_BB015 | MW | NPgN | WMEL_THOM | Total installed wind capacity (MW) | Thorpe Marsh | WEST MELTON / THORPE MARSH | 67.438 | 67.45 | 67.469 | 67.488 | 67.513 | 67.538 | 67.563 | 67.594 | 67.625 | 67.656 | 67.687 | 67.718 | 67.75 | 67.781 | 67.812 | 68.788 | 70.894 | 73.024 | 75.179 | 77.359 | 79.57 | 81.807 | 84.071 | 86.361 | 88.68 | 91.032 | 93.414 | 95.824 | 98.265 | 100.735 | NPgY | GSP | NG FES - System Transformation | Total installed wind capacity (MW)
NG FES - System Transformation | Gen_BB015 | MW | NPgN | WMEL_BB3 | Total installed wind capacity (MW) | West Melton | WEST MELTON SECTION 3 | 16.433 | 17.843 | 18.126 | 18.411 | 18.704 | 19.069 | 19.508 | 19.958 | 20.415 | 21.515 | 22.627 | 23.75 | 24.886 | 26.034 | 27.195 | 28.563 | 30.171 | 31.797 | 33.442 | 35.106 | 36.794 | 38.501 | 40.229 | 41.978 | 43.748 | 45.543 | 47.361 | 49.201 | 51.063 | 52.949 | NPgY | GSP | NG FES - System Transformation | Total installed wind capacity (MW)
NG FES - System Transformation | Gen_BB015 | MW | NPgN | WIBA_3 | Total installed wind capacity (MW) | Wincobank | WINCOBANK | 1.98 | 2.292 | 2.352 | 2.413 | 2.475 | 2.553 | 2.647 | 2.743 | 2.84 | 3.081 | 3.323 | 3.569 | 3.817 | 4.068 | 4.322 | 4.477 | 4.511 | 4.545 | 4.58 | 4.615 | 4.651 | 4.688 | 4.724 | 4.761 | 4.799 | 4.837 | 4.876 | 4.915 | 4.955 | 4.995 | NPgY | GSP | NG FES - System Transformation | Total installed wind capacity (MW)

## 2022 Building Blocks +NPgExtras
WS1B P2 2022 Building Blocks
Template | Technology | Building Block ID Number | Technology Detail | Units | Detail | Comments | NPg Status | Alignment with Ofgem Core Scenario Key Drivers
Generation | Non-renewable CHP | Gen_BB001 | >=1MW | MW | Installed capacity | Non-renewable | Gen_BB001 | Distribution Thermal Generation (MW)
|  | Gen_BB002 | <1MW | MW | Installed capacity | Non-renewable excluding domestic Micro CHP | Been put with Gen_BB001
| Micro CHP | Gen_BB003 | Domestic (G98/G83) | MW | Installed capacity |  | Gen_BB003a_NPgAlternative
| Renewable Engines (Landfill Gas, Sewage Gas, Biogas) | Gen_BB004 |  | MW | Installed capacity | Reciprocating Engines, Gas Turbines, Includes Anaerobic Digestion | Gen_BB004
| Non-renewable Engines (Diesel) (non CHP) | Gen_BB005 |  | MW |  |  | Been put with Gen_BB006
| Non-renewable Engines (Gas) (non CHP) | Gen_BB006 |  | MW | Installed capacity | Reciprocating Engines, Gas Turbines | Gen_BB006
| Fuel Cells | Gen_BB007 |  | MW | Installed capacity | Hydrogen or Gas as fuel input | Not Applicable
| OCGTs (non CHP) | Gen_BB008 |  | MW | Installed capacity | Open Cycle Gas Turbines | Not Applicable
| CCGTs (non CHP) | Gen_BB009 |  | MW | Installed capacity | Combined Cycle Gas Turbines: | Been put with Gen_BB006
| Biomass & Energy Crops (including CHP) | Gen_BB010 | Includes Biomass Conversions | MW | Installed capacity |  | Gen_BB010
| Waste Incineration (including CHP) | Gen_BB011 |  | MW | Installed capacity |  | Gen_BB011
| Solar Generation | Gen_BB012 | Large (G99) | MW | Installed capacity |  | Gen_BB012 | Solar Generation (MW)
|  | Gen_BB013 | Small (G98/G83) | MW | Installed capacity |  | Gen_BB013
| Wind | Gen_BB014 | Offshore Wind | MW | Installed capacity |  | Been put with Gen_BB015 | Wind Generation (MW)
|  | Gen_BB015 | Onshore Wind >=1MW | MW |  |  | Gen_BB015
|  | Gen_BB016 | Onshore Wind <1MW | MW | Installed capacity |  | Been put with Gen_BB015
| Marine | Gen_BB017 | Tidal Stream, Wave Power, Tidal Lagoon | MW | Installed capacity |  | Not Applicable | Not mentioned in Ofgem Core Scenario BBs
| Hydro | Gen_BB018 | Not pumped hydro | MW | Installed capacity |  | Gen_BB018 | Not mentioned in Ofgem Core Scenario BBs
| Geothermal | Gen_BB019 |  | MW | Installed capacity |  | Not Applicable | Not mentioned in Ofgem Core Scenario BBs
| Nuclear | Gen_BB020 |  | MW | Installed capacity |  | Not Applicable | Not mentioned in Ofgem Core Scenario BBs
| Coal | Gen_BB021 | COAL | MW | Installed capacity | Transmission connected coal fired generation | Not Applicable
| Interconnector | Gen_BB022 | IC | MW | Installed capacity | Transmission connected interconnection of other Transmission networks | Not Applicable
| Hydrogen fuelled generation | Gen_BB023 | Hydrogen | MW | Installed capacity | Hydrogen fired generation | Not Applicable
| Offshore-Wind (off-Grid) | Gen_BB024 | NC_GEN | MW | Installed capacity | Offshore wind capacity not connected to NETS | Not Applicable
Demand |  | Dem_BB001a | Domestic | Number of | Number of domestic customers |  | Dem_BB001a
|  | Dem_BB002a | I&C | Number of | Number of I&C customers |  | Dem_BB002a
|  | Dem_BB002b | I&C | Metres squared | Area of I&C customers |  | Not Applicable
|  | Dem_BB003 | Demand | GWh | Total Annual consumption in GWh | Total demand consumption at GSP level, including losses, any energy saving and new LCT driven demand growth | Dem_BB003
|  | Dem_BB004 | Residential HP Demand | GWh | Total Annual consumption in GWh | Heat demand due to residential HPs (including hybrid HPs) | Dem_BB004
|  | Dem_BB005 | I&C HP Demand | GWh | Total Annual consumption in GWh | Heat demand due to I&C HPs (including hybrid HPs) | Dem_BB005
|  | Dem_BB006 | EV Demand 1 | GWh | Total Annual consumption in GWh | Transport demand due to Light Vans, Cars and Motorbikes (including Hybrid EVs) | Dem_BB006
|  | Dem_BB007 | EV Demand 2 | GWh | Total Annual consumption in GWh | Transport demand due to HGVs and Buses (including Hybrid EVs) | Dem_BB007
|  | Dem_BB008 | Baseline Demand | GWh | Total Annual consumption in GW | The gross energy consumption excluding EVs and HPs (BB8=BB3-BB4-BB5-BB6-BB7) | Dem_BB008
|  | Dem_BB009 | Hydrogen electrolysis | MW | Installed capacity |  | Not Applicable
Demand Low Carbon Technologies | Electric Vehicles | Lct_BB001 | Pure Electric (vans, cars & motorbikes) | Number of | Number of EVs registered in the specific geographical area | Light Vans,Cars and Motorbikes Includes number of EVs in the specific geographical area | Lct_BB001 | Low carbon vehicles
|  | Lct_BB002 | Plug-in-hybrid (vans, cars and motorbikes) | Number of | Number of EVs registered in the specific geographical area | Light Vans, Cars and Motorbikes Includes number of EVs in the specific geographical area | Lct_BB002
|  | Lct_BB003 | Pure Electric (road vehicles other than vans, cars and motorbikes) | Number of | Number of EVs registered in the specific geographical area | HGVs and Buses Includes number of EVs in the specific geographical area | Lct_BB003
|  | Lct_BB004 | Plug-in-hybrid (road vehicles other than vans, cars and motorbikes) | Number of | Number of EVs registered in the specific geographical area | HGVs and Buses Includes number of EVs in the specific geographical area | Been put with Lct_BB003
| Heat Pumps | Lct_BB005 | Domestic - Non-hybrid | Number of | Number of Heat Pumps registered in the specific geographical area | Excluding those supplying District Heating | Lct_BB005 | Heat (Number of installations (k))
|  | Lct_BB006 | Domestic - Hybrid | Number of | Number of Heat Pumps registered in the specific geographical area | Electrical vs Gas bias Excluding those supplying District Heating | Lct_BB006
|  | Lct_BB007 | I&C - Non-hybrid | Number of | Number of Heat Pumps registered in the specific geographical area | Excluding those supplying District Heating | Lct_BB007
|  | Lct_BB008 | I&C - Hybrid | Number of | Number of Heat Pumps registered in the specific geographical area | Electrical vs Gas bias Exluding those supplying District Heating | Lct_BB008
| District Heating | Lct_BB009 |  | Number of properties connected to DH |  |  | TBC in 2022 | Heat (Number of installations (k))
| Electric Vehicle Charging units | Lct_BB010a | Domestic | Number of | Number of domestic charging units | Excluding 3pin plugs | Not Applicable (using numbers of LCTs approach)
|  | Lct_BB010b | Domestic | MW | Installed capacity of domestic charging units |  | Not Applicable (using numbers of LCTs approach)
|  | Lct_BB011a | Workplace | Number of | Number of Workplace charging units |  | Not Applicable (using numbers of LCTs approach)
|  | Lct_BB011b | Workplace | MW | Installed capacity of Workplace charging units |  | Not Applicable (using numbers of LCTs approach)
|  | Lct_BB012a | Public Slow/Fast | Number of | Number of Public Slow/Fast charging units |  | Not Applicable (using numbers of LCTs approach)
|  | Lct_BB012b | Public Slow/Fast | MW | Installed capacity of public Slow/Fast charging units |  | Not Applicable (using numbers of LCTs approach)
|  | Lct_BB013a | Public Rapid | Number of | Number of Public Rapid charging units | defined as >=43kW | Not Applicable (using numbers of LCTs approach)
|  | Lct_BB013b | Public Rapid | MW | Installed capacity of public Rapid charging units | defined as >=43kW | Not Applicable (using numbers of LCTs approach)
| Airconditioning units | Lct_BB014 | A/C Domestic units | Number of |  |  | Not Modelled
|  | Lct_BB015 | A/C I&C units | Number of |  |  | Not Modelled
Storage & Flexibility | Storage | Srg_BB001 | Batteries | MW | Installed capacity (MWh?) | Record Import and Export seperately | Srg_BB001 | Storage (GW)
|  | Srg_BB002 | Domestic Batteries (G98) | MW | Installed capacity |  | Srg_BB002
|  | Srg_BB003 | Pumped Hydro | MW | Installed capacity |  | Not Applicable
|  | Srg_BB004 | Other | MW | Installed capacity |  | Been put with Srg_BB001
|  | Srg_BB005 | V2G | MW availability | Potential MW available to participate |  | Need further discussion within WG on Definition
| I&C Flexibility | Srg_BB006a | I&C Flexibility (TouT) | MW availability | Potential MW available to participate in DSR |  | Need further discussion within WG on Definition | Total Industrial & Commercial demand available to participate in Demand Response (Non-contracted)
|  | Srg_BB006b | I&C Flexibility (TouT) | % customers | % Potential participating customers |  | Srg_BB006b
| Domestic Flexibility | Srg_BB007a | Electric Vehicle Smart Charging (TouT) | MW availability | Potential MW available to participate in DSR |  | Need further discussion within WG on Definition | Total domestic demand available to participate in Demand Response (Non-contracted). It is assumed that a domestic customer to have a separate EV based tariff
|  | Srg_BB007b | Electric Vehicle Smart Charging (TouT) | % customers | % Potential participating customers |  | Srg_BB007b
|  | Srg_BB08a | Domestic Flexibility (TouT) | MW availability | Potential MW available to participate in DSR |  | Need further discussion within WG on Definition
|  | Srg_BB08b | Domestic Flexibility (TouT) | % customers | % Potential participating customers |  | Need further discussion within WG on Definition
Additional Northern Powergrid Building Blocks | Demand | Dem_BB08a_NPgSubComponent | Domestic Baseline Demand Consumption (GWh) | GWh | Domestic Baseline Demand Consumption (GWh) |  | Voluntary Additional Information
| Demand | Dem_BB08b_NPgSubComponent | I&C Baseline Demand Consumption (GWh) | GWh | I&C Baseline Demand Consumption (GWh) |  | Voluntary Additional Information
| Demand | Dem_BB000e_NPgExtra | Electrolysers (MWh) | MWh | Electrolysers (MWh) |  | Voluntary Additional Information
| Demand | Dem_BB000f_NPgExtra | Large industry (MWh) | MWh | Large industry (MWh) |  | Voluntary Additional Information
| Demand | Dem_BB000a_NPgExtra | Total peak demand (MW) | MW | Total peak demand (MW) |  | Voluntary Additional Information
| Demand | Dem_BB000b_NPgExtra | Total peak demand without ToUT in PS | MW | Total peak demand without ToUT (PS) |  | Voluntary Additional Information
| Demand | Dem_BB000c_NPgExtra | Peak utilisation (percent - whole number) | % | Peak utilisation (percent - whole number) |  | Voluntary Additional Information
| Demand | Dem_BB000d_NPgExtra | Peak utilisation without TouT in PS (percent - whole number) | % | Peak utilisation with customer flexibility (percent - whole number) |  | Voluntary Additional Information
| LCTs | Lct_BB003a_NPgSubComponent | Number of electric buses | Number of | Number of electric buses |  | Voluntary Additional Information
| LCTs | LCT_BB002_NPgAggregate | Number of electric cars and vans (hybrid and full electric) | Number of | Number of electric cars and vans (hybrid and full electric) |  | Voluntary Additional Information
| LCTs | Lct_BB003b_NPgSubComponent | Number of electric HGVs | Number of | Number of electric HGVs |  | Voluntary Additional Information
| LCTs | Lct_BB5678_NPgAggregate | Number of heat pumps (total) | Number of | Number of heat pumps (total) |  | Voluntary Additional Information
| LCTs | Lct_BB56_NPgAggregate | Total number of domestic heat pumps | Number of | Total number of domestic heat pumps |  | Voluntary Additional Information
| LCTs | Lct_BB78_NPgAggregate | Total number of I&C heat pumps | Number of | Total number of I&C heat pumps |  | Voluntary Additional Information
| Generation | Gen_BB000_NPgAggregate | Total installed generation capacity (MW) | MW | Total installed generation capacity (MW) |  | Voluntary Additional Information
| Generation | Gen_BB002_NPgAggregate | Total installed non-renewable generation capacity (MW) | MW | Total installed non-renewable generation capacity (MW) |  | Voluntary Additional Information
| Generation | Gen_BB001_NPgAggregate | Total installed renewable generation capacity (MW) | MW | Total installed renewable generation capacity (MW) |  | Voluntary Additional Information
| Storage | Srg_BB001_NPgAggregate | Total installed storage capacity (MW) | MW | Total installed storage capacity (MW) |  | Voluntary Additional Information
| Storage | Gen_BB003a_NPgAlternative | Number of Micro CHP units | Number of | Number of Micro CHP units |  | TBC in 2022

## NPg GSP Names & BB Mappings
GSP Name Mappings
Licence | 2022 DFES | Week 24 | 2022 FES | Comment |  | GSP Name Mappings
NPgN | BLYTH 66kV | BLYTB1 | Blyth 66kV |  |  | Tynemouth 2 assigned to NPgN in NG FES | Tynemouth 2 is not owned by NPg (It is an IDNO)
NPgN | BLYTH 132kV | BLYTH132 | Blyth 132kV |  |  | Ferrybridge B assigned to NPgN in NG FES | Ferrybridge B should be in NPgY not NPgN
NPgN | FOURSTONES | FOUR_1 | Fourstones |  |  | Thorpe Marsh treated separately in NG FES | NPgY Group together with part of West Melton
NPgN | HARTMOOR | HARM_6 | Hart Moor |  |  | West Melton treated separately in NG FES | Two transformers are in the NPgY Group with Thorpe Marsh and the third is an NPgY GSP on its own
NPgN | HAWTHORN PIT GRID | HAWP_6 | Hawthorn Pit |  |  | Pitsmoor - single NPgY GSP in NG FES | Pitsmoor - we do not forecast for PITSMOOR 1/2 as it supplies only customer sites. So assume start point stays static into future if you want to include it
NPgN | KNARESBOROUGH | KNARE_111 | Knaresborough
NPgN | LACKENBY | LACK_6 | Lackenby |  | NPg Building Block Mappings
NPgN | NORTON | NORT_1 | Norton |  | DFES 2022 Nickname | DFES 2022 Parameter | Building Block Reference | Comment
NPgN | OFFERTON | OFFE_3 | Offerton |  | Domestic (GWh) | Domestic Baseline Demand Consumption (GWh) | Dem_BB08a_NPgSubComponent
NPgN | OSBALDWICK | OSBA_1 | Osbaldwick |  | EV - cars & vans (GWh) | EV - cars & vans consumption (GWh) | Dem_BB006
NPgN | POPPLETON | POPP_3 | Poppleton |  | EV - other transport (GWh) | EV - other transport consumption (GWh) | Dem_BB007
NPgN | SALTHOLME | SALH_1 | Saltholme |  | HPs - Domestic (GWh) | HPs - Domestic consumption (GWh) | Dem_BB004
NPgN | SOUTH SHIELDS | SSHI_3 | South Shields |  | HPs - I&C (GWh) | HPs - I&C consumption (GWh) | Dem_BB005
NPgN | SPADEADAM | KIELD01 and SPAD20 |  | (Missing in GB FES) | I&C (GWh) | I&C Baseline Demand Consumption (GWh) | Dem_BB08b_NPgSubComponent
NPgN | SPENNYMOOR | SPEN_1 | Spennymoor |  | Total demand (GWh) | Total Baseline Demand Consumption (GWh) | Dem_BB008
NPgN | STELLA NORTH | STEN_1 | Stella North |  | Gross Demand Consumption MWh | Total Demand Consumption (GWh) | Dem_BB003
NPgN | STELLA SOUTH | STES_1 | Stella South |  |  | Number of domestic customers | Dem_BB001a
NPgN | TYNEMOUTH | TYNE_1 | Tynemouth 1 |  |  | Number of I&C customers | Dem_BB002a
NPgN | WEST BOLDON | WBOL_6 | West Boldon |  |  | Number of domestic full electric heat pumps | Lct_BB005
NPgY | BRADFORD WEST | BRAW_1 | Bradford West |  |  | Number of domestic hybrid heat pumps | Lct_BB006
NPgY | CAMBLESFORTH | CAMB_01 | Camblesforth |  |  | Pure Electric (road vehicles other than vans, cars and motorbikes) | Lct_BB003 | Includes 004 Hybrid
NPgY | CREYKE BECK | CREB_1 | Creyke Beck |  | No. of Electric Buses | Number of electric buses | Lct_BB003a_NPgSubComponent
NPgY | DRAX | DRAX_YEDL | Drax |  |  | Number of electric cars and vans (hybrid and full electric) | LCT_BB002_NPgAggregate
NPgY | ELLAND | ELLA_1 | Elland |  | No. of Electric HGVs | Number of electric HGVs | Lct_BB003b_NPgSubComponent
NPgY | FERRYBRIDGE A | FERRA2 | Ferrybridge A |  | No. of Evs | Number of full electric cars and vans | Lct_BB001
NPgY | FERRYBRIDGE B | FERRB9 | Ferrybridge B (_M) |  | No. of HPs | Number of heat pumps (total) | Lct_BB5678_NPgAggregate
NPgY | GRIMSBY WEST | GRIW_1 | Grimsby West |  |  | Number of hybrid electric cars and vans | Lct_BB002
NPgY | JORDANTHORPE | JORD_3 | Jordanthorpe |  |  | Number of I&C full electric heat pumps | Lct_BB007
NPgY | KEADBY | KEAD_YEDL | Keadby |  |  | Number of I&C hybrid heat pumps | Lct_BB008
NPgY | KIRKSTALL B | KIRKB1 | Kirkstall B |  |  | Peak utilisation (percent - whole number) | Dem_BB000c_NPgExtra
NPgY | NEEPSEND | NEEP_3 | Neepsend |  |  | Peak utilisation without TouT in PS (percent - whole number) | Dem_BB000d_NPgExtra | PS Only
NPgY | NORTON LEES | NORL_3 | Norton Lees |  | Biomass MW | Total installed biomass capacity (MW) | Gen_BB010
NPgY | PITSMOOR 3/4 | PITS_BB_B | Pitsmoor | Pitsmoor (excluding customer PITS_BB_A or PITSMOOR 1/2) |  | Total installed generation capacity (MW) | Gen_BB000_NPgAggregate
NPgY | SALTEND NORTH | SALT_1 | Saltend North |  |  | Total installed hydro capacity (MW) | Gen_BB018
NPgY | SHEFFIELD CITY | SHEC_3 | Sheffield City |  |  | Total installed large & mini CHP capacity (MW) | Gen_BB001 | Includes 002 < 1MW
NPgY | SKELTON GRANGE | SKLGB1 | Skelton Grange |  | Total Non Renewable Generation MW | Total installed non-renewable generation capacity (MW) | Gen_BB002_NPgAggregate
NPgY | TEMPLEBOROUGH 275/33KV | TEMP_3 | Templeborough | NPgY now own |  | Total installed other non-renewable capacity (MW) | Gen_BB006 | Includes 005 Diesel
NPgY | THURCROFT | THUR_6 | Thurcroft |  | Domestic PV MW | Total installed PV capacity - domestic (MW) | Gen_BB013
NPgY | WEST MELTON / THORPE MARSH | WMEL_THOM | Thorpe Marsh | Summate all three to compare | Large Solar MW | Total installed PV capacity - I&C and large (MW) | Gen_BB012
NPgY | WEST MELTON SECTION 3 | WMEL_BB3 | West Melton | Summate all three to compare |  | Total installed renewable engine capacity (MW) | Gen_BB004
NPgY | WINCOBANK | WIBA_3 | Wincobank |  | Total Renewable Generation MW | Total installed renewable generation capacity (MW) | Gen_BB001_NPgAggregate
[5 empty] | Storage MW | Total installed storage capacity (MW) | Srg_BB001_NPgAggregate
[6 empty] | Total installed waste incineration capacity (MW) | Gen_BB011
[5 empty] | Wind MW | Total installed wind capacity (MW) | Gen_BB015 | Includes 014 Offshore & 016 < 1MW
[6 empty] | Total number of domestic heat pumps | Lct_BB56_NPgAggregate
[6 empty] | Total number of I&C heat pumps | Lct_BB78_NPgAggregate
[6 empty] | Total peak demand (MW) | Dem_BB000a_NPgExtra
[6 empty] | Total peak demand without ToUT in PS | Dem_BB000b_NPgExtra | PS Only
[6 empty] | Non Domestic battery storage installed capacity (MW) | Srg_BB001 | v1 only had behind meter I&C connections battery capacity (MW)
[6 empty] | Domestic storage installed capacity (MW) | Srg_BB002
[6 empty] | Electrolysers (MWh) | Dem_BB000e_NPgExtra
[6 empty] | Large industry (MWh) | Dem_BB000f_NPgExtra
[6 empty] | Number of Micro CHP units | Gen_BB003a_NPgAlternative
[6 empty] | Domestic Flexibility (TouT) - % customers | Srg_BB08b
[6 empty] | I&C Flexibility (TouT) - % customers | Srg_BB006b
[6 empty] | Electric Vehicle Smart Charging (TouT) - % customers | Srg_BB007b

## Proposed 2023 Building Blocks
Proposed WS1B P2 2022 Buildings Blocks
Technology | Technology Detail | Building Block ID number | Units | Detail | Comments
Solar Generation | Large (G99) | Gen_BB012 | MW | Installed capacity
Solar Generation | Small (G98/G83) | Gen_BB013 | MW | Installed capacity
Wind Generation | Onshore Wind | Gen_BB015(>=1MW) Gen_BB016(<1MW) | MW | Installed capacity
HP demand | Domestic HP demand | Dem_BB004 | GWh | Total Annual consumption in GWh | Heat demand due to residential HPs (including hybrid HPs)
HP demand | I&C HP demand | Dem_BB005 | GWh | Total Annual consumption in GWh | Heat demand due to I&C HPs (including hybrid HPs)
EV demand | EV demand for cars and vans | Dem_BB006 | GWh | Total Annual consumption in GWh | Transport demand due to Light Vans, Cars and Motorbikes (including Hybrid EVs)
EV demand | EV demand for larger vehicles | Dem_BB007 | GWh | Total Annual consumption in GWh | Transport demand due to HGVs and Buses (including Hybrid EVs)
Baseline Demand | Baseline Total True Demand | Dem_BB008 | GWh | Total Annual consumption in GWh | Total gross annual consumption of all end customers minus EV and HP demand.
Residential Demand | Baseline Domestic True Demand | Dem_BB008a | GWh | Total Annual consumption in GWh | Total gross annual consumption of domestic end customers minus domestic EV and domestic HP demand.
Non-domestic Demand | Non-domestic Demand | Dem_BB008b | GWh | Total Annual consumption in GWh | Total gross annual consumption of non-domestic end customers minus non-domestic EV and non-domestic HP demand.
EV volumes | Pure electric cars, vans & motorbikes | Lct_BB001 | Number of | Number of EVs registered in the specific geographical area | Light Vans,Cars and Motorbikes Includes number of EVs in the specific geographical area
EV volumes | Plug-in-hybrid cars, vans & motorbikes | Lct_BB002 | Number of | Number of EVs registered in the specific geographical area | Light Vans,Cars and Motorbikes Includes number of EVs in the specific geographical area
EV volumes | Electric HDVs | Lct_BB003(pure electric) Lct_BB004 (hybrid) | Number of | Number of EVs registered in the specific geographical area | HGVs and Buses Includes number of EVs in the specific geographical area
HP volumes | Domestic - Non-hybrid | Lct_BB005 | Number of | Number of Heat Pumps registered in the specific geographical area | Excluding those supplying District Heating
HP volumes | Domestic - Hybrid | Lct_BB006 | Number of | Number of Heat Pumps registered in the specific geographical area | Electrical vs Gas bias Excluding those supplying District Heating
HP volumes | I&C - Non-hybrid | Lct_BB007 | Number of | Number of Heat Pumps registered in the specific geographical area | Excluding those supplying District Heating
HP volumes | I&C - Hybrid | Lct_BB008 | Number of | Number of Heat Pumps registered in the specific geographical area | Electrical vs Gas bias Exluding those supplying District Heating
Batteries | Non-domestic Batteries | Srg_BB001 | MW | Installed capacity
Batteries | Domestic Batteries (G98) | Srg_BB002 | MW | Installed capacity