NPgY | BSP | NG FES - System Transformation | Total demand (MWh) | WHINMOOR | 296274.703 | 296061.019 | 292083.677 | 289862.177 | 289387.526 | 291312.857 | 294458.02 | 298614.332 | 303761.095 | 310060.366 | 318353.562 | 327928.079 | 338975.152 | 351101.402 | 363839.637 | 378748.708 | 392753.855 | 405282.601 | 416138.403 | 425387.95 | 433918.286 | 440436.779 | 444806.648 | 447492.709 | 450242.843 | 453625.477 | 455882.129 | 458584.265 | 461286.273 | 463803.957
NPgY | BSP | NG FES - System Transformation | Total demand (MWh) | WOLD NEWTON | 247059.329 | 243843.494 | 242797.257 | 242701.807 | 243541.831 | 246147.776 | 249824.688 | 254424.979 | 259935.604 | 266375.323 | 274775.078 | 284085.215 | 294606.972 | 306079.997 | 317853.431 | 333050.26 | 346771.19 | 359298.278 | 370205.978 | 379725.446 | 388073.562 | 394160.014 | 398512.064 | 401593.97 | 404618.309 | 408122.811 | 410657.694 | 413352.074 | 415954.301 | 418644.522
NPgY | BSP | NG FES - System Transformation | Total demand (MWh) | YARBOROUGH ROAD 132/33KV | 291457.684 | 289448.488 | 285845.507 | 283569.554 | 282623.901 | 283577.551 | 285474.314 | 288115.205 | 291444.401 | 295566.453 | 301475.195 | 308253.113 | 316072.832 | 324660.953 | 333721.937 | 345190.936 | 355693.629 | 365201.072 | 373524.526 | 380740.519 | 387563.473 | 392766.035 | 396462.161 | 398902.048 | 401351.073 | 404394.575 | 406470.477 | 408844.519 | 411196.598 | 413374.463
NPgN | BSP | NG FES - Consumer Transformation | Total installed wind capacity (MW) | ANNFIELD | 28.4 | 28.458 | 28.472 | 28.485 | 28.503 | 28.521 | 28.538 | 28.556 | 28.574 | 28.591 | 28.611 | 28.631 | 28.653 | 28.675 | 28.698 | 28.722 | 28.747 | 28.772 | 28.799 | 28.826 | 28.855 | 28.884 | 28.914 | 28.945 | 28.977 | 29.01 | 29.044 | 29.078 | 29.114 | 29.15
NPgN | BSP | NG FES - Consumer Transformation | Total installed wind capacity (MW) | BARRACK ROAD | 0.001 | 0.001 | 0.002 | 0.002 | 0.003 | 0.003 | 0.004 | 0.005 | 0.005 | 0.006 | 0.006 | 0.007 | 0.008 | 0.009 | 0.009 | 0.01 | 0.011 | 0.012 | 0.013 | 0.014 | 0.015 | 0.015 | 0.016 | 0.017 | 0.019 | 0.02 | 0.021 | 0.022 | 0.023 | 0.024
NPgN | BSP | NG FES - Consumer Transformation | Total installed wind capacity (MW) | BLUCHER | 0.011 | 0.013 | 0.017 | 0.021 | 0.026 | 0.032 | 0.037 | 0.042 | 0.048 | 0.053 | 0.059 | 0.065 | 0.071 | 0.078 | 0.085 | 0.092 | 0.099 | 0.107 | 0.115 | 0.123 | 0.132 | 0.141 | 0.15 | 0.159 | 0.168 | 0.178 | 0.188 | 0.199 | 0.209 | 0.22
NPgN | BSP | NG FES - Consumer Transformation | Total installed wind capacity (MW) | BOWESFIELD | 10.518 | 10.524 | 10.532 | 10.541 | 10.552 | 10.564 | 10.575 | 10.587 | 10.598 | 10.61 | 10.623 | 10.636 | 10.65 | 10.664 | 10.679 | 10.694 | 10.71 | 10.727 | 10.744 | 10.762 | 10.781 | 10.8 | 10.819 | 10.839 | 10.86 | 10.881 | 10.903 | 10.925 | 10.948 | 10.972
NPgN | BSP | NG FES - Consumer Transformation | Total installed wind capacity (MW) | CHIRTON GRANGE | 0.008 | 0.01 | 0.013 | 0.016 | 0.02 | 0.024 | 0.028 | 0.033 | 0.037 | 0.041 | 0.045 | 0.05 | 0.055 | 0.06 | 0.065 | 0.071 | 0.076 | 0.082 | 0.088 | 0.095 | 0.101 | 0.108 | 0.115 | 0.122 | 0.129 | 0.137 | 0.145 | 0.153 | 0.161 | 0.169
NPgN | BSP | NG FES - Consumer Transformation | Total installed wind capacity (MW) | COALBURNS | 2.388 | 2.401 | 2.421 | 2.442 | 2.469 | 2.496 | 2.522 | 2.549 | 2.576 | 2.603 | 2.633 | 2.664 | 2.696 | 2.73 | 2.765 | 2.801 | 2.839 | 2.878 | 2.918 | 2.96 | 3.003 | 3.048 | 3.093 | 3.141 | 3.189 | 3.239 | 3.29 | 3.343 | 3.396 | 3.452
NPgN | BSP | NG FES - Consumer Transformation | Total installed wind capacity (MW) | DARLINGTON CENTRAL | 0.131 | 0.133 | 0.136 | 0.139 | 0.143 | 0.148 | 0.152 | 0.156 | 0.16 | 0.165 | 0.169 | 0.174 | 0.179 | 0.184 | 0.19 | 0.196 | 0.202 | 0.208 | 0.214 | 0.221 | 0.227 | 0.234 | 0.242 | 0.249 | 0.257 | 0.264 | 0.272 | 0.281 | 0.289 | 0.298
NPgN | BSP | NG FES - Consumer Transformation | Total installed wind capacity (MW) | DARLINGTON NORTH | 12.894 | 12.899 | 12.907 | 12.915 | 12.925 | 12.936 | 12.946 | 12.957 | 12.967 | 12.978 | 12.989 | 13.001 | 13.014 | 13.027 | 13.041 | 13.055 | 13.07 | 13.085 | 13.1 | 13.117 | 13.134 | 13.151 | 13.169 | 13.187 | 13.206 | 13.225 | 13.245 | 13.266 | 13.287 | 13.308
NPgN | BSP | NG FES - Consumer Transformation | Total installed wind capacity (MW) | DUNSTON | 0.005 | 0.006 | 0.008 | 0.01 | 0.012 | 0.015 | 0.017 | 0.019 | 0.022 | 0.024 | 0.027 | 0.03 | 0.033 | 0.036 | 0.039 | 0.042 | 0.046 | 0.049 | 0.053 | 0.056 | 0.06 | 0.064 | 0.068 | 0.073 | 0.077 | 0.082 | 0.086 | 0.091 | 0.096 | 0.101
NPgN | BSP | NG FES - Consumer Transformation | Total installed wind capacity (MW) | FLATWORTH | 0.001 | 0.001 | 0.002 | 0.002 | 0.002 | 0.003 | 0.003 | 0.004 | 0.004 | 0.005 | 0.005 | 0.006 | 0.006 | 0.007 | 0.008 | 0.008 | 0.009 | 0.01 | 0.01 | 0.011 | 0.012 | 0.012 | 0.013 | 0.014 | 0.015 | 0.016 | 0.017 | 0.018 | 0.019 | 0.02
NPgN | BSP | NG FES - Consumer Transformation | Total installed wind capacity (MW) | GOSFORTH | 0.008 | 0.008 | 0.009 | 0.01 | 0.011 | 0.012 | 0.013 | 0.014 | 0.015 | 0.016 | 0.017 | 0.018 | 0.019 | 0.02 | 0.022 | 0.023 | 0.024 | 0.026 | 0.027 | 0.029 | 0.03 | 0.032 | 0.033 | 0.035 | 0.037 | 0.039 | 0.04 | 0.042 | 0.044 | 0.046
NPgN | BSP | NG FES - Consumer Transformation | Total installed wind capacity (MW) | HARROGATE 132/33KV | 16.216 | 16.226 | 16.24 | 16.254 | 16.273 | 16.292 | 16.311 | 16.33 | 16.35 | 16.369 | 16.39 | 16.412 | 16.434 | 16.458 | 16.483 | 16.509 | 16.535 | 16.563 | 16.592 | 16.621 | 16.652 | 16.683 | 16.715 | 16.749 | 16.783 | 16.818 | 16.855 | 16.892 | 16.93 | 16.969
NPgN | BSP | NG FES - Consumer Transformation | Total installed wind capacity (MW) | HUSTHWAITE | 0.217 | 0.224 | 0.233 | 0.243 | 0.256 | 0.269 | 0.282 | 0.295 | 0.308 | 0.32 | 0.335 | 0.35 | 0.365 | 0.381 | 0.398 | 0.415 | 0.433 | 0.452 | 0.472 | 0.492 | 0.512 | 0.533 | 0.555 | 0.578 | 0.601 | 0.625 | 0.65 | 0.675 | 0.701 | 0.727
NPgN | BSP | NG FES - Consumer Transformation | Total installed wind capacity (MW) | LEEMING BAR_SKEEBY | 0.318 | 0.359 | 0.421 | 0.483 | 0.565 | 0.648 | 0.73 | 0.813 | 0.895 | 0.978 | 1.068 | 1.163 | 1.262 | 1.365 | 1.473 | 1.584 | 1.699 | 1.819 | 1.943 | 2.07 | 2.202 | 2.339 | 2.479 | 2.623 | 2.772 | 2.924 | 3.081 | 3.242 | 3.407 | 3.576
NPgN | BSP | NG FES - Consumer Transformation | Total installed wind capacity (MW) | LINTON | 77.133 | 77.156 | 77.19 | 77.225 | 77.271 | 77.317 | 77.362 | 77.408 | 77.454 | 77.5 | 77.551 | 77.604 | 77.659 | 77.716 | 77.776 | 77.838 | 77.902 | 77.969 | 78.037 | 78.109 | 78.182 | 78.258 | 78.336 | 78.416 | 78.499 | 78.584 | 78.671 | 78.761 | 78.853 | 78.947
NPgN | BSP | NG FES - Consumer Transformation | Total installed wind capacity (MW) | MALTON GRID | 1.571 | 1.606 | 1.659 | 1.712 | 1.782 | 1.853 | 1.923 | 1.994 | 2.064 | 2.135 | 2.212 | 2.293 | 2.378 | 2.466 | 2.557 | 2.652 | 2.751 | 2.853 | 2.959 | 3.068 | 3.181 | 3.297 | 3.417 | 3.54 | 3.667 | 3.798 | 3.931 | 4.069 | 4.21 | 4.354
NPgN | BSP | NG FES - Consumer Transformation | Total installed wind capacity (MW) | MELROSEGATE | 0.118 | 0.123 | 0.13 | 0.137 | 0.146 | 0.156 | 0.165 | 0.175 | 0.184 | 0.194 | 0.204 | 0.215 | 0.226 | 0.238 | 0.25 | 0.263 | 0.276 | 0.29 | 0.304 | 0.319 | 0.334 | 0.349 | 0.365 | 0.382 | 0.399 | 0.416 | 0.434 | 0.453 | 0.472 | 0.491
NPgN | BSP | NG FES - Consumer Transformation | Total installed wind capacity (MW) | NORTH TEES | 0.012 | 0.013 | 0.016 | 0.018 | 0.021 | 0.023 | 0.026 | 0.029 | 0.032 | 0.035 | 0.038 | 0.042 | 0.045 | 0.049 | 0.052 | 0.056 | 0.06 | 0.064 | 0.069 | 0.073 | 0.078 | 0.083 | 0.088 | 0.093 | 0.098 | 0.103 | 0.109 | 0.114 | 0.12 | 0.126
NPgN | BSP | NG FES - Consumer Transformation | Total installed wind capacity (MW) | POTTER HOUSE | 7.83 | 7.839 | 7.852 | 7.865 | 7.883 | 7.901 | 7.918 | 7.936 | 7.953 | 7.971 | 7.99 | 8.01 | 8.031 | 8.053 | 8.076 | 8.1 | 8.124 | 8.15 | 8.176 | 8.203 | 8.231 | 8.26 | 8.29 | 8.321 | 8.353 | 8.385 | 8.418 | 8.453 | 8.488 | 8.524
NPgN | BSP | NG FES - Consumer Transformation | Total installed wind capacity (MW) | RAVENSWORTH | 0.016 | 0.017 | 0.019 | 0.021 | 0.024 | 0.027 | 0.029 | 0.032 | 0.035 | 0.037 | 0.04 | 0.043 | 0.047 | 0.05 | 0.054 | 0.057 | 0.061 | 0.065 | 0.069 | 0.073 | 0.078 | 0.082 | 0.087 | 0.091 | 0.096 | 0.101 | 0.106 | 0.112 | 0.117 | 0.123
NPgN | BSP | NG FES - Consumer Transformation | Total installed wind capacity (MW) | SCARBOROUGH GRID | 0.359 | 0.373 | 0.394 | 0.416 | 0.444 | 0.472 | 0.501 | 0.529 | 0.558 | 0.586 | 0.617 | 0.65 | 0.684 | 0.719 | 0.756 | 0.795 | 0.834 | 0.875 | 0.918 | 0.962 | 1.007 | 1.054 | 1.103 | 1.152 | 1.203 | 1.256 | 1.31 | 1.365 | 1.422 | 1.48
NPgN | BSP | NG FES - Consumer Transformation | Total installed wind capacity (MW) | SEAL SANDS | 0 | 0 | 0 | 0 | 0 | 0 | 0 | 0 | 0 | 0 | 0 | 0 | 0 | 0 | 0 | 0 | 0 | 0 | 0 | 0 | 0 | 0 | 0 | 0 | 0 | 0 | 0 | 0 | 0 | 0
NPgN | BSP | NG FES - Consumer Transformation | Total installed wind capacity (MW) | SPADEADAM 33KV | 0.003 | 0.003 | 0.004 | 0.004 | 0.005 | 0.006 | 0.007 | 0.007 | 0.008 | 0.009 | 0.01 | 0.01 | 0.011 | 0.012 | 0.013 | 0.014 | 0.015 | 0.016 | 0.017 | 0.018 | 0.02 | 0.021 | 0.022 | 0.023 | 0.025 | 0.026 | 0.027 | 0.029 | 0.03 | 0.032
NPgN | BSP | NG FES - Consumer Transformation | Total installed wind capacity (MW) | SPENNYMOOR 132/66KV | 44.804 | 44.819 | 44.84 | 44.861 | 44.889 | 44.917 | 44.945 | 44.973 | 45.001 | 45.03 | 45.061 | 45.093 | 45.127 | 45.162 | 45.198 | 45.236 | 45.276 | 45.317 | 45.359 | 45.403 | 45.448 | 45.494 | 45.542 | 45.591 | 45.642 | 45.694 | 45.747 | 45.802 | 45.858 | 45.916
NPgN | BSP | NG FES - Consumer Transformation | Total installed wind capacity (MW) | TORONTO | 23.2 | 23.208 | 23.219 | 23.231 | 23.247 | 23.263 | 23.278 | 23.294 | 23.31 | 23.326 | 23.343 | 23.361 | 23.38 | 23.4 | 23.42 | 23.441 | 23.463 | 23.486 | 23.51 | 23.534 | 23.559 | 23.585 | 23.612 | 23.64 | 23.668 | 23.697 | 23.727 | 23.758 | 23.789 | 23.822
NPgN | BSP | NG FES - Consumer Transformation | Total installed wind capacity (MW) | WORMALD GREEN 132/33KV | 0.101 | 0.109 | 0.122 | 0.135 | 0.151 | 0.168 | 0.185 | 0.202 | 0.219 | 0.236 | 0.255 | 0.274 | 0.294 | 0.316 | 0.338 | 0.36 | 0.384 | 0.409 | 0.434 | 0.46 | 0.487 | 0.515 | 0.544 | 0.574 | 0.604 | 0.635 | 0.668 | 0.701 | 0.734 | 0.769
NPgY | BSP | NG FES - Consumer Transformation | Total installed wind capacity (MW) | ATTERCLIFFE | 0.005 | 0.008 | 0.012 | 0.017 | 0.023 | 0.029 | 0.035 | 0.041 | 0.047 | 0.053 | 0.06 | 0.067 | 0.074 | 0.082 | 0.089 | 0.098 | 0.106 | 0.115 | 0.124 | 0.133 | 0.143 | 0.153 | 0.163 | 0.174 | 0.185 | 0.196 | 0.208 | 0.219 | 0.232 | 0.244
NPgY | BSP | NG FES - Consumer Transformation | Total installed wind capacity (MW) | BARUGH 132/66KV | 0.303 | 0.315 | 0.331 | 0.348 | 0.37 | 0.393 | 0.415 | 0.437 | 0.46 | 0.482 | 0.506 | 0.532 | 0.559 | 0.587 | 0.616 | 0.646 | 0.677 | 0.709 | 0.743 | 0.777 | 0.813 | 0.85 | 0.888 | 0.927 | 0.967 | 1.008 | 1.051 | 1.094 | 1.139 | 1.185
NPgY | BSP | NG FES - Consumer Transformation | Total installed wind capacity (MW) | BEESTON ROYDS 132/33KV | 2.521 | 2.528 | 2.537 | 2.546 | 2.558 | 2.571 | 2.583 | 2.595 | 2.608 | 2.62 | 2.633 | 2.648 | 2.662 | 2.678 | 2.694 | 2.71 | 2.727 | 2.745 | 2.764 | 2.783 | 2.803 | 2.823 | 2.844 | 2.865 | 2.887 | 2.91 | 2.934 | 2.958 | 2.982 | 3.007
NPgY | BSP | NG FES - Consumer Transformation | Total installed wind capacity (MW) | BEVERLEY 132/33KV | 53.942 | 54.008 | 54.106 | 54.205 | 54.336 | 54.467 | 54.599 | 54.73 | 54.861 | 54.992 | 55.137 | 55.288 | 55.445 | 55.609 | 55.78 | 55.957 | 56.141 | 56.331 | 56.528 | 56.731 | 56.941 | 57.158 | 57.381 | 57.61 | 57.847 | 58.089 | 58.339 | 58.595 | 58.857 | 59.126
NPgY | BSP | NG FES - Consumer Transformation | Total installed wind capacity (MW) | BINGLEY 132/33KV | 0.926 | 0.932 | 0.94 | 0.948 | 0.959 | 0.97 | 0.981 | 0.992 | 1.003 | 1.014 | 1.026 | 1.038 | 1.051 | 1.065 | 1.079 | 1.094 | 1.109 | 1.125 | 1.141 | 1.158 | 1.176 | 1.194 | 1.212 | 1.232 | 1.251 | 1.271 | 1.292 | 1.313 | 1.335 | 1.358
NPgY | BSP | NG FES - Consumer Transformation | Total installed wind capacity (MW) | BLACKBURN MEADOWS B | 0.003 | 0.005 | 0.008 | 0.011 | 0.015 | 0.019 | 0.023 | 0.027 | 0.03 | 0.034 | 0.039 | 0.043 | 0.048 | 0.053 | 0.058 | 0.063 | 0.069 | 0.074 | 0.08 | 0.086 | 0.093 | 0.099 | 0.106 | 0.113 | 0.12 | 0.127 | 0.135 | 0.142 | 0.15 | 0.158
NPgY | BSP | NG FES - Consumer Transformation | Total installed wind capacity (MW) | BLYTON | 3.886 | 3.913 | 3.953 | 3.994 | 4.048 | 4.102 | 4.156 | 4.209 | 4.263 | 4.317 | 4.377 | 4.439 | 4.503 | 4.571 | 4.641 | 4.714 | 4.789 | 4.868 | 4.948 | 5.032 | 5.118 | 5.207 | 5.299 | 5.393 | 5.491 | 5.59 | 5.693 | 5.798 | 5.906 | 6.016
NPgY | BSP | NG FES - Consumer Transformation | Total installed wind capacity (MW) | BRADFORD | 0.01 | 0.017 | 0.027 | 0.038 | 0.052 | 0.065 | 0.079 | 0.093 | 0.106 | 0.12 | 0.135 | 0.151 | 0.168 | 0.185 | 0.203 | 0.221 | 0.24 | 0.26 | 0.281 | 0.302 | 0.324 | 0.347 | 0.37 | 0.394 | 0.419 | 0.444 | 0.471 | 0.497 | 0.525 | 0.553
NPgY | BSP | NG FES - Consumer Transformation | Total installed wind capacity (MW) | BRAMHAM | 9.982 | 10.007 | 10.045 | 10.083 | 10.134 | 10.184 | 10.235 | 10.285 | 10.336 | 10.386 | 10.442 | 10.5 | 10.561 | 10.624 | 10.69 | 10.758 | 10.829 | 10.902 | 10.978 | 11.056 | 11.137 | 11.221 | 11.307 | 11.395 | 11.486 | 11.58 | 11.676 | 11.774 | 11.875 | 11.979
NPgY | BSP | NG FES - Consumer Transformation | Total installed wind capacity (MW) | BRANSHOLME | 0.624 | 0.63 | 0.639 | 0.648 | 0.659 | 0.671 | 0.683 | 0.695 | 0.707 | 0.719 | 0.732 | 0.745 | 0.76 | 0.774 | 0.79 | 0.806 | 0.822 | 0.84 | 0.857 | 0.876 | 0.895 | 0.914 | 0.934 | 0.955 | 0.977 | 0.998 | 1.021 | 1.044 | 1.068 | 1.092
NPgY | BSP | NG FES - Consumer Transformation | Total installed wind capacity (MW) | BRIGHOUSE 132/33KV | 0.08 | 0.091 | 0.106 | 0.121 | 0.142 | 0.162 | 0.183 | 0.204 | 0.224 | 0.245 | 0.267 | 0.291 | 0.316 | 0.341 | 0.368 | 0.396 | 0.425 | 0.454 | 0.485 | 0.517 | 0.55 | 0.584 | 0.619 | 0.655 | 0.692 | 0.73 | 0.769 | 0.809 | 0.85 | 0.892
NPgY | BSP | NG FES - Consumer Transformation | Total installed wind capacity (MW) | DONCASTER B/THORPE MARSH | 67.427 | 67.465 | 67.522 | 67.579 | 67.655 | 67.731 | 67.807 | 67.883 | 67.959 | 68.035 | 68.119 | 68.206 | 68.297 | 68.392 | 68.491 | 68.594 | 68.7 | 68.811 | 68.925 | 69.042 | 69.164 | 69.289 | 69.419 | 69.552 | 69.689 | 69.829 | 69.974 | 70.122 | 70.274 | 70.43
NPgY | BSP | NG FES - Consumer Transformation | Total installed wind capacity (MW) | DONCASTER CENTRAL | 0.009 | 0.015 | 0.023 | 0.032 | 0.044 | 0.056 | 0.067 | 0.079 | 0.091 | 0.102 | 0.115 | 0.129 | 0.143 | 0.157 | 0.173 | 0.188 | 0.205 | 0.222 | 0.239 | 0.257 | 0.276 | 0.295 | 0.315 | 0.336 | 0.357 | 0.379 | 0.401 | 0.424 | 0.447 | 0.471
NPgY | BSP | NG FES - Consumer Transformation | Total installed wind capacity (MW) | DRIFFIELD/BEVERLEY GROUP | 114.862 | 114.968 | 115.127 | 115.287 | 115.499 | 115.711 | 115.923 | 116.135 | 116.348 | 116.56 | 116.793 | 117.037 | 117.292 | 117.557 | 117.833 | 118.12 | 118.417 | 118.725 | 119.043 | 119.372 | 119.712 | 120.062 | 120.423 | 120.794 | 121.176 | 121.569 | 121.972 | 122.386 | 122.81 | 123.245
NPgY | BSP | NG FES - Consumer Transformation | Total installed wind capacity (MW) | FEATHERSTONE | 0.107 | 0.115 | 0.126 | 0.138 | 0.153 | 0.169 | 0.184 | 0.199 | 0.215 | 0.23 | 0.247 | 0.265 | 0.283 | 0.302 | 0.322 | 0.343 | 0.365 | 0.387 | 0.41 | 0.434 | 0.459 | 0.484 | 0.51 | 0.537 | 0.565 | 0.593 | 0.622 | 0.652 | 0.683 | 0.715
NPgY | BSP | NG FES - Consumer Transformation | Total installed wind capacity (MW) | GIRLINGTON | 0.006 | 0.01 | 0.017 | 0.023 | 0.031 | 0.039 | 0.048 | 0.056 | 0.064 | 0.073 | 0.082 | 0.091 | 0.101 | 0.112 | 0.123 | 0.134 | 0.145 | 0.157 | 0.17 | 0.183 | 0.196 | 0.21 | 0.224 | 0.238 | 0.253 | 0.269 | 0.285 | 0.301 | 0.317 | 0.334
NPgY | BSP | NG FES - Consumer Transformation | Total installed wind capacity (MW) | HALIFAX 132/33KV | 0.128 | 0.134 | 0.143 | 0.152 | 0.165 | 0.177 | 0.189 | 0.201 | 0.214 | 0.226 | 0.239 | 0.253 | 0.268 | 0.284 | 0.299 | 0.316 | 0.333 | 0.351 | 0.369 | 0.388 | 0.408 | 0.428 | 0.449 | 0.47 | 0.493 | 0.515 | 0.539 | 0.562 | 0.587 | 0.612
NPgY | BSP | NG FES - Consumer Transformation | Total installed wind capacity (MW) | HECKMONDWIKE | 0.03 | 0.036 | 0.046 | 0.055 | 0.067 | 0.079 | 0.092 | 0.104 | 0.116 | 0.128 | 0.142 | 0.156 | 0.17 | 0.186 | 0.202 | 0.218 | 0.235 | 0.253 | 0.271 | 0.29 | 0.31 | 0.33 | 0.351 | 0.372 | 0.394 | 0.417 | 0.44 | 0.464 | 0.489 | 0.514
NPgY | BSP | NG FES - Consumer Transformation | Total installed wind capacity (MW) | HOLMFIELD | 19.32 | 19.335 | 19.357 | 19.379 | 19.408 | 19.437 | 19.467 | 19.496 | 19.525 | 19.555 | 19.587 | 19.621 | 19.656 | 19.693 | 19.731 | 19.771 | 19.812 | 19.854 | 19.898 | 19.944 | 19.991 | 20.039 | 20.089 | 20.14 | 20.193 | 20.248 | 20.303 | 20.361 | 20.419 | 20.479
NPgY | BSP | NG FES - Consumer Transformation | Total installed wind capacity (MW) | HULL EAST 132/33KV | 39.385 | 39.412 | 39.452 | 39.492 | 39.546 | 39.6 | 39.654 | 39.707 | 39.761 | 39.815 | 39.874 | 39.936 | 40 | 40.067 | 40.137 | 40.21 | 40.285 | 40.363 | 40.444 | 40.527 | 40.613 | 40.702 | 40.793 | 40.887 | 40.984 | 41.083 | 41.185 | 41.29 | 41.398 | 41.508
NPgY | BSP | NG FES - Consumer Transformation | Total installed wind capacity (MW) | HULL SOUTH | 0.024 | 0.032 | 0.046 | 0.059 | 0.077 | 0.094 | 0.112 | 0.129 | 0.147 | 0.165 | 0.184 | 0.204 | 0.226 | 0.248 | 0.27 | 0.294 | 0.319 | 0.345 | 0.371 | 0.398 | 0.427 | 0.456 | 0.486 | 0.516 | 0.548 | 0.581 | 0.614 | 0.649 | 0.684 | 0.72
NPgY | BSP | NG FES - Consumer Transformation | Total installed wind capacity (MW) | HULL WEST | 8.385 | 8.427 | 8.489 | 8.552 | 8.636 | 8.719 | 8.803 | 8.887 | 8.97 | 9.054 | 9.146 | 9.242 | 9.342 | 9.447 | 9.556 | 9.669 | 9.786 | 9.907 | 10.032 | 10.162 | 10.296 | 10.434 | 10.576 | 10.722 | 10.873 | 11.028 | 11.186 | 11.35 | 11.517 | 11.688
NPgY | BSP | NG FES - Consumer Transformation | Total installed wind capacity (MW) | HUMBERSTON | 24.609 | 24.614 | 24.623 | 24.631 | 24.642 | 24.653 | 24.664 | 24.675 | 24.686 | 24.698 | 24.71 | 24.723 | 24.736 | 24.75 | 24.764 | 24.779 | 24.795 | 24.811 | 24.828 | 24.845 | 24.863 | 24.881 | 24.9 | 24.919 | 24.94 | 24.96 | 24.981 | 25.003 | 25.025 | 25.048
NPgY | BSP | NG FES - Consumer Transformation | Total installed wind capacity (MW) | HUNNINGLEY | 0.507 | 0.512 | 0.519 | 0.526 | 0.535 | 0.545 | 0.554 | 0.564 | 0.573 | 0.583 | 0.593 | 0.604 | 0.616 | 0.627 | 0.64 | 0.653 | 0.666 | 0.68 | 0.694 | 0.709 | 0.724 | 0.739 | 0.756 | 0.772 | 0.789 | 0.807 | 0.825 | 0.843 | 0.862 | 0.882
NPgY | BSP | NG FES - Consumer Transformation | Total installed wind capacity (MW) | HUNSHELF | 6.714 | 6.719 | 6.726 | 6.733 | 6.743 | 6.752 | 6.762 | 6.772 | 6.781 | 6.791 | 6.802 | 6.813 | 6.825 | 6.837 | 6.849 | 6.862 | 6.876 | 6.89 | 6.905 | 6.92 | 6.935 | 6.951 | 6.968 | 6.984 | 7.002 | 7.02 | 7.038 | 7.057 | 7.077 | 7.096
NPgY | BSP | NG FES - Consumer Transformation | Total installed wind capacity (MW) | IMMINGHAM | 0.132 | 0.139 | 0.151 | 0.163 | 0.179 | 0.195 | 0.211 | 0.227 | 0.242 | 0.258 | 0.276 | 0.294 | 0.313 | 0.333 | 0.353 | 0.375 | 0.397 | 0.42 | 0.444 | 0.468 | 0.494 | 0.52 | 0.547 | 0.574 | 0.603 | 0.632 | 0.662 | 0.693 | 0.725 | 0.757
NPgY | BSP | NG FES - Consumer Transformation | Total installed wind capacity (MW) | KIRKHAW LANE | 3.081 | 3.092 | 3.109 | 3.125 | 3.147 | 3.169 | 3.191 | 3.213 | 3.235 | 3.257 | 3.281 | 3.307 | 3.333 | 3.36 | 3.389 | 3.419 | 3.449 | 3.481 | 3.514 | 3.548 | 3.583 | 3.62 | 3.657 | 3.695 | 3.735 | 3.776 | 3.817 | 3.86 | 3.904 | 3.949
NPgY | BSP | NG FES - Consumer Transformation | Total installed wind capacity (MW) | KIRKSTALL C 2/5 | 0.002 | 0.003 | 0.005 | 0.007 | 0.01 | 0.013 | 0.015 | 0.018 | 0.021 | 0.023 | 0.026 | 0.029 | 0.033 | 0.036 | 0.039 | 0.043 | 0.047 | 0.051 | 0.055 | 0.059 | 0.063 | 0.067 | 0.072 | 0.077 | 0.081 | 0.086 | 0.091 | 0.097 | 0.102 | 0.107
NPgY | BSP | NG FES - Consumer Transformation | Total installed wind capacity (MW) | KIRKSTALL C/RING ROAD HORSFORTH | 0.021 | 0.03 | 0.043 | 0.056 | 0.073 | 0.091 | 0.108 | 0.125 | 0.143 | 0.16 | 0.179 | 0.199 | 0.22 | 0.241 | 0.264 | 0.287 | 0.312 | 0.337 | 0.363 | 0.39 | 0.417 | 0.446 | 0.475 | 0.506 | 0.537 | 0.569 | 0.602 | 0.636 | 0.671 | 0.706
NPgY | BSP | NG FES - Consumer Transformation | Total installed wind capacity (MW) | LEEDS EAST | 0.026 | 0.032 | 0.041 | 0.05 | 0.062 | 0.074 | 0.085 | 0.097 | 0.109 | 0.121 | 0.134 | 0.148 | 0.162 | 0.177 | 0.193 | 0.209 | 0.226 | 0.243 | 0.261 | 0.279 | 0.298 | 0.318 | 0.338 | 0.359 | 0.381 | 0.403 | 0.425 | 0.449 | 0.472 | 0.497
NPgY | BSP | NG FES - Consumer Transformation | Total installed wind capacity (MW) | LEEDS NORTH | 0.006 | 0.011 | 0.017 | 0.023 | 0.032 | 0.04 | 0.049 | 0.057 | 0.065 | 0.074 | 0.083 | 0.093 | 0.103 | 0.114 | 0.125 | 0.136 | 0.148 | 0.16 | 0.173 | 0.186 | 0.199 | 0.213 | 0.228 | 0.242 | 0.258 | 0.273 | 0.289 | 0.306 | 0.323 | 0.34
NPgY | BSP | NG FES - Consumer Transformation | Total installed wind capacity (MW) | LINDLEY | 0.785 | 0.794 | 0.808 | 0.821 | 0.839 | 0.857 | 0.875 | 0.894 | 0.912 | 0.93 | 0.95 | 0.97 | 0.992 | 1.015 | 1.038 | 1.063 | 1.088 | 1.114 | 1.141 | 1.169 | 1.198 | 1.228 | 1.259 | 1.29 | 1.323 | 1.356 | 1.391 | 1.426 | 1.462 | 1.499
NPgY | BSP | NG FES - Consumer Transformation | Total installed wind capacity (MW) | LOW ROAD | 0.016 | 0.019 | 0.024 | 0.03 | 0.037 | 0.044 | 0.051 | 0.058 | 0.064 | 0.071 | 0.079 | 0.087 | 0.095 | 0.104 | 0.113 | 0.123 | 0.132 | 0.142 | 0.153 | 0.164 | 0.175 | 0.186 | 0.198 | 0.21 | 0.223 | 0.236 | 0.249 | 0.262 | 0.276 | 0.29
NPgY | BSP | NG FES - Consumer Transformation | Total installed wind capacity (MW) | MALLARD WAY | 0.01 | 0.017 | 0.028 | 0.038 | 0.052 | 0.066 | 0.08 | 0.094 | 0.108 | 0.122 | 0.137 | 0.153 | 0.17 | 0.187 | 0.205 | 0.224 | 0.244 | 0.264 | 0.285 | 0.306 | 0.329 | 0.352 | 0.375 | 0.4 | 0.425 | 0.451 | 0.477 | 0.504 | 0.532 | 0.561
NPgY | BSP | NG FES - Consumer Transformation | Total installed wind capacity (MW) | MENSTON | 0.129 | 0.134 | 0.141 | 0.147 | 0.156 | 0.165 | 0.174 | 0.183 | 0.191 | 0.2 | 0.21 | 0.22 | 0.231 | 0.242 | 0.253 | 0.265 | 0.278 | 0.291 | 0.304 | 0.318 | 0.332 | 0.346 | 0.361 | 0.377 | 0.393 | 0.409 | 0.426 | 0.443 | 0.461 | 0.479
NPgY | BSP | NG FES - Consumer Transformation | Total installed wind capacity (MW) | MOSS ROAD | 0.006 | 0.01 | 0.015 | 0.021 | 0.029 | 0.037 | 0.044 | 0.052 | 0.06 | 0.067 | 0.076 | 0.085 | 0.094 | 0.103 | 0.113 | 0.124 | 0.135 | 0.146 | 0.157 | 0.169 | 0.182 | 0.194 | 0.207 | 0.221 | 0.235 | 0.249 | 0.263 | 0.278 | 0.294 | 0.31
NPgY | BSP | NG FES - Consumer Transformation | Total installed wind capacity (MW) | OSGODBY 1/2 | 0 | 0 | 0 | 0 | 0 | 0 | 0 | 0 | 0 | 0 | 0 | 0 | 0 | 0 | 0 | 0 | 0 | 0 | 0 | 0 | 0 | 0 | 0 | 0 | 0 | 0 | 0 | 0 | 0 | 0
NPgY | BSP | NG FES - Consumer Transformation | Total installed wind capacity (MW) | OSGODBY 3/4 | 38.289 | 38.328 | 38.386 | 38.444 | 38.522 | 38.6 | 38.677 | 38.755 | 38.832 | 38.91 | 38.995 | 39.084 | 39.177 | 39.274 | 39.375 | 39.48 | 39.588 | 39.701 | 39.817 | 39.937 | 40.061 | 40.189 | 40.321 | 40.457 | 40.596 | 40.74 | 40.887 | 41.038 | 41.193 | 41.352
NPgY | BSP | NG FES - Consumer Transformation | Total installed wind capacity (MW) | RODLEY | 0.028 | 0.034 | 0.043 | 0.052 | 0.064 | 0.076 | 0.088 | 0.1 | 0.113 | 0.125 | 0.138 | 0.152 | 0.166 | 0.181 | 0.197 | 0.213 | 0.23 | 0.248 | 0.266 | 0.284 | 0.304 | 0.324 | 0.344 | 0.365 | 0.387 | 0.409 | 0.432 | 0.456 | 0.48 | 0.505
NPgY | BSP | NG FES - Consumer Transformation | Total installed wind capacity (MW) | SAINT ANDREWS ROAD 132/33KV | 0.067 | 0.075 | 0.086 | 0.097 | 0.112 | 0.126 | 0.141 | 0.156 | 0.171 | 0.185 | 0.202 | 0.219 | 0.236 | 0.255 | 0.274 | 0.294 | 0.315 | 0.336 | 0.358 | 0.381 | 0.405 | 0.429 | 0.455 | 0.48 | 0.507 | 0.534 | 0.562 | 0.591 | 0.621 | 0.651
NPgY | BSP | NG FES - Consumer Transformation | Total installed wind capacity (MW) | SALTEND 132/33KV | 0.011 | 0.011 | 0.011 | 0.011 | 0.011 | 0.011 | 0.011 | 0.011 | 0.011 | 0.011 | 0.011 | 0.011 | 0.011 | 0.012 | 0.012 | 0.012 | 0.012 | 0.012 | 0.012 | 0.012 | 0.012 | 0.012 | 0.012 | 0.013 | 0.013 | 0.013 | 0.013 | 0.013 | 0.013 | 0.013
NPgY | BSP | NG FES - Consumer Transformation | Total installed wind capacity (MW) | SANTON | 1.979 | 2.006 | 2.047 | 2.088 | 2.143 | 2.198 | 2.253 | 2.307 | 2.362 | 2.417 | 2.477 | 2.54 | 2.606 | 2.674 | 2.745 | 2.819 | 2.896 | 2.975 | 3.057 | 3.142 | 3.23 | 3.32 | 3.413 | 3.509 | 3.607 | 3.709 | 3.813 | 3.919 | 4.029 | 4.141
NPgY | BSP | NG FES - Consumer Transformation | Total installed wind capacity (MW) | SCUNTHORPE NORTH | 28.201 | 28.217 | 28.243 | 28.268 | 28.302 | 28.336 | 28.369 | 28.403 | 28.437 | 28.47 | 28.508 | 28.546 | 28.587 | 28.629 | 28.673 | 28.718 | 28.766 | 28.814 | 28.865 | 28.917 | 28.971 | 29.027 | 29.084 | 29.143 | 29.204 | 29.266 | 29.33 | 29.396 | 29.464 | 29.533
NPgY | BSP | NG FES - Consumer Transformation | Total installed wind capacity (MW) | SCUNTHORPE SOUTH | 1.173 | 1.204 | 1.251 | 1.298 | 1.361 | 1.423 | 1.486 | 1.548 | 1.611 | 1.673 | 1.742 | 1.814 | 1.889 | 1.967 | 2.048 | 2.133 | 2.22 | 2.311 | 2.405 | 2.502 | 2.602 | 2.705 | 2.811 | 2.921 | 3.033 | 3.149 | 3.268 | 3.39 | 3.515 | 3.643
NPgY | BSP | NG FES - Consumer Transformation | Total installed wind capacity (MW) | SILSDEN | 0.739 | 0.883 | 1.098 | 1.313 | 1.6 | 1.887 | 2.174 | 2.462 | 2.749 | 3.036 | 3.352 | 3.682 | 4.026 | 4.385 | 4.758 | 5.146 | 5.548 | 5.964 | 6.395 | 6.84 | 7.299 | 7.773 | 8.261 | 8.763 | 9.28 | 9.811 | 10.356 | 10.916 | 11.49 | 12.079
NPgY | BSP | NG FES - Consumer Transformation | Total installed wind capacity (MW) | SOWERBY BRIDGE 132/33KV | 21.712 | 21.727 | 21.751 | 21.775 | 21.806 | 21.838 | 21.869 | 21.901 | 21.932 | 21.964 | 21.998 | 22.035 | 22.073 | 22.112 | 22.153 | 22.195 | 22.24 | 22.285 | 22.333 | 22.381 | 22.432 | 22.484 | 22.538 | 22.593 | 22.649 | 22.708 | 22.768 | 22.829 | 22.892 | 22.957
NPgY | BSP | NG FES - Consumer Transformation | Total installed wind capacity (MW) | STAYGATE | 0.024 | 0.029 | 0.037 | 0.046 | 0.057 | 0.068 | 0.078 | 0.089 | 0.1 | 0.111 | 0.123 | 0.136 | 0.149 | 0.163 | 0.177 | 0.192 | 0.207 | 0.223 | 0.24 | 0.257 | 0.274 | 0.292 | 0.311 | 0.33 | 0.35 | 0.37 | 0.391 | 0.412 | 0.434 | 0.457
NPgY | BSP | NG FES - Consumer Transformation | Total installed wind capacity (MW) | THORNHILL 132KV | 18.255 | 18.266 | 18.283 | 18.301 | 18.323 | 18.346 | 18.369 | 18.392 | 18.414 | 18.437 | 18.462 | 18.488 | 18.516 | 18.544 | 18.574 | 18.604 | 18.636 | 18.669 | 18.703 | 18.739 | 18.775 | 18.813 | 18.851 | 18.891 | 18.932 | 18.974 | 19.017 | 19.062 | 19.107 | 19.154
NPgY | BSP | NG FES - Consumer Transformation | Total installed wind capacity (MW) | WAKEFIELD MONCKTON ROAD | 0.032 | 0.037 | 0.045 | 0.052 | 0.063 | 0.073 | 0.083 | 0.093 | 0.103 | 0.113 | 0.124 | 0.135 | 0.147 | 0.16 | 0.173 | 0.186 | 0.2 | 0.215 | 0.23 | 0.245 | 0.261 | 0.278 | 0.295 | 0.312 | 0.33 | 0.349 | 0.368 | 0.387 | 0.407 | 0.428
NPgY | BSP | NG FES - Consumer Transformation | Total installed wind capacity (MW) | WAKEFIELD NORTH | 0.036 | 0.044 | 0.056 | 0.068 | 0.084 | 0.1 | 0.115 | 0.131 | 0.147 | 0.163 | 0.18 | 0.199 | 0.218 | 0.237 | 0.258 | 0.28 | 0.302 | 0.325 | 0.348 | 0.373 | 0.398 | 0.425 | 0.452 | 0.479 | 0.508 | 0.537 | 0.567 | 0.598 | 0.63 | 0.663
NPgY | BSP | NG FES - Consumer Transformation | Total installed wind capacity (MW) | WEST MELTON | 8.904 | 8.923 | 8.95 | 8.977 | 9.013 | 9.05 | 9.086 | 9.123 | 9.159 | 9.195 | 9.235 | 9.277 | 9.321 | 9.366 | 9.413 | 9.462 | 9.513 | 9.566 | 9.62 | 9.677 | 9.735 | 9.795 | 9.857 | 9.92 | 9.986 | 10.053 | 10.122 | 10.193 | 10.265 | 10.34
NPgY | BSP | NG FES - Consumer Transformation | Total installed wind capacity (MW) | WHINMOOR | 0.039 | 0.045 | 0.055 | 0.064 | 0.077 | 0.089 | 0.102 | 0.114 | 0.127 | 0.139 | 0.153 | 0.167 | 0.182 | 0.198 | 0.214 | 0.231 | 0.248 | 0.266 | 0.285 | 0.304 | 0.324 | 0.345 | 0.366 | 0.388 | 0.411 | 0.434 | 0.457 | 0.482 | 0.507 | 0.532
NPgY | BSP | NG FES - Consumer Transformation | Total installed wind capacity (MW) | WOLD NEWTON | 34.956 | 34.993 | 35.047 | 35.102 | 35.174 | 35.247 | 35.319 | 35.392 | 35.464 | 35.537 | 35.617 | 35.7 | 35.787 | 35.878 | 35.972 | 36.07 | 36.172 | 36.277 | 36.386 | 36.498 | 36.614 | 36.734 | 36.857 | 36.984 | 37.115 | 37.249 | 37.387 | 37.528 | 37.673 | 37.822
NPgY | BSP | NG FES - Consumer Transformation | Total installed wind capacity (MW) | YARBOROUGH ROAD 132/33KV | 1.717 | 1.727 | 1.741 | 1.755 | 1.774 | 1.792 | 1.811 | 1.83 | 1.848 | 1.867 | 1.888 | 1.909 | 1.932 | 1.955 | 1.98 | 2.005 | 2.031 | 2.058 | 2.086 | 2.115 | 2.145 | 2.176 | 2.208 | 2.241 | 2.274 | 2.309 | 2.345 | 2.381 | 2.419 | 2.457
NPgN | BSP | NG FES - Falling Short | Total installed wind capacity (MW) | ANNFIELD | 28.4 | 28.414 | 28.416 | 28.418 | 28.419 | 28.422 | 28.425 | 28.427 | 28.43 | 28.433 | 28.435 | 28.438 | 28.441 | 28.443 | 28.446 | 28.45 | 28.453 | 28.457 | 28.46 | 28.464 | 28.467 | 28.471 | 28.474 | 28.478 | 28.481 | 28.485 | 28.489 | 28.492 | 28.496 | 28.499
NPgN | BSP | NG FES - Falling Short | Total installed wind capacity (MW) | BARRACK ROAD | 0.001 | 0.001 | 0.001 | 0.001 | 0.001 | 0.001 | 0.002 | 0.002 | 0.002 | 0.002 | 0.002 | 0.002 | 0.002 | 0.002 | 0.002 | 0.002 | 0.002 | 0.003 | 0.003 | 0.003 | 0.003 | 0.003 | 0.003 | 0.003 | 0.003 | 0.004 | 0.004 | 0.004 | 0.004 | 0.004
NPgN | BSP | NG FES - Falling Short | Total installed wind capacity (MW) | BLUCHER | 0.01 | 0.011 | 0.011 | 0.012 | 0.012 | 0.013 | 0.014 | 0.015 | 0.015 | 0.016 | 0.017 | 0.018 | 0.019 | 0.019 | 0.02 | 0.021 | 0.022 | 0.023 | 0.024 | 0.026 | 0.027 | 0.028 | 0.029 | 0.03 | 0.031 | 0.032 | 0.033 | 0.034 | 0.035 | 0.036
NPgN | BSP | NG FES - Falling Short | Total installed wind capacity (MW) | BOWESFIELD | 10.516 | 10.518 | 10.519 | 10.52 | 10.521 | 10.523 | 10.524 | 10.526 | 10.528 | 10.53 | 10.531 | 10.533 | 10.535 | 10.537 | 10.538 | 10.541 | 10.543 | 10.545 | 10.547 | 10.55 | 10.552 | 10.554 | 10.557 | 10.559 | 10.561 | 10.564 | 10.566 | 10.568 | 10.57 | 10.573
NPgN | BSP | NG FES - Falling Short | Total installed wind capacity (MW) | CHIRTON GRANGE | 0.008 | 0.008 | 0.009 | 0.009 | 0.009 | 0.01 | 0.011 | 0.011 | 0.012 | 0.012 | 0.013 | 0.014 | 0.014 | 0.015 | 0.016 | 0.016 | 0.017 | 0.018 | 0.019 | 0.02 | 0.02 | 0.021 | 0.022 | 0.023 | 0.024 | 0.025 | 0.025 | 0.026 | 0.027 | 0.028
NPgN | BSP | NG FES - Falling Short | Total installed wind capacity (MW) | COALBURNS | 2.378 | 2.381 | 2.384 | 2.386 | 2.389 | 2.393 | 2.397 | 2.401 | 2.405 | 2.409 | 2.413 | 2.417 | 2.421 | 2.425 | 2.429 | 2.435 | 2.44 | 2.446 | 2.451 | 2.456 | 2.462 | 2.467 | 2.472 | 2.478 | 2.483 | 2.489 | 2.494 | 2.499 | 2.505 | 2.51
NPgN | BSP | NG FES - Falling Short | Total installed wind capacity (MW) | DARLINGTON CENTRAL | 0.127 | 0.128 | 0.128 | 0.128 | 0.129 | 0.13 | 0.13 | 0.131 | 0.131 | 0.132 | 0.133 | 0.133 | 0.134 | 0.135 | 0.135 | 0.136 | 0.137 | 0.138 | 0.139 | 0.139 | 0.14 | 0.141 | 0.142 | 0.143 | 0.144 | 0.145 | 0.145 | 0.146 | 0.147 | 0.148
NPgN | BSP | NG FES - Falling Short | Total installed wind capacity (MW) | DARLINGTON NORTH | 12.89 | 12.891 | 12.892 | 12.893 | 12.894 | 12.896 | 12.898 | 12.899 | 12.901 | 12.902 | 12.904 | 12.905 | 12.907 | 12.909 | 12.91 | 12.912 | 12.914 | 12.916 | 12.919 | 12.921 | 12.923 | 12.925 | 12.927 | 12.929 | 12.931 | 12.933 | 12.935 | 12.937 | 12.94 | 12.942
NPgN | BSP | NG FES - Falling Short | Total installed wind capacity (MW) | DUNSTON | 0.005 | 0.005 | 0.005 | 0.005 | 0.006 | 0.006 | 0.006 | 0.007 | 0.007 | 0.007 | 0.008 | 0.008 | 0.009 | 0.009 | 0.009 | 0.01 | 0.01 | 0.011 | 0.011 | 0.012 | 0.012 | 0.013 | 0.013 | 0.014 | 0.014 | 0.015 | 0.015 | 0.016 | 0.016 | 0.017
NPgN | BSP | NG FES - Falling Short | Total installed wind capacity (MW) | FLATWORTH | 0.001 | 0.001 | 0.001 | 0.001 | 0.001 | 0.001 | 0.001 | 0.001 | 0.001 | 0.001 | 0.002 | 0.002 | 0.002 | 0.002 | 0.002 | 0.002 | 0.002 | 0.002 | 0.002 | 0.002 | 0.002 | 0.002 | 0.003 | 0.003 | 0.003 | 0.003 | 0.003 | 0.003 | 0.003 | 0.003
NPgN | BSP | NG FES - Falling Short | Total installed wind capacity (MW) | GOSFORTH | 0.008 | 0.008 | 0.008 | 0.008 | 0.008 | 0.008 | 0.009 | 0.009 | 0.009 | 0.009 | 0.009 | 0.009 | 0.009 | 0.01 | 0.01 | 0.01 | 0.01 | 0.01 | 0.011 | 0.011 | 0.011 | 0.011 | 0.011 | 0.011 | 0.012 | 0.012 | 0.012 | 0.012 | 0.012 | 0.013
NPgN | BSP | NG FES - Falling Short | Total installed wind capacity (MW) | HARROGATE 132/33KV | 16.212 | 16.214 | 16.216 | 16.218 | 16.219 | 16.222 | 16.225 | 16.228 | 16.231 | 16.234 | 16.237 | 16.239 | 16.242 | 16.245 | 16.248 | 16.252 | 16.256 | 16.259 | 16.263 | 16.267 | 16.271 | 16.275 | 16.279 | 16.282 | 16.286 | 16.29 | 16.294 | 16.298 | 16.301 | 16.305
NPgN | BSP | NG FES - Falling Short | Total installed wind capacity (MW) | HUSTHWAITE | 0.216 | 0.218 | 0.219 | 0.22 | 0.221 | 0.223 | 0.225 | 0.227 | 0.229 | 0.231 | 0.233 | 0.235 | 0.237 | 0.239 | 0.241 | 0.243 | 0.246 | 0.249 | 0.251 | 0.254 | 0.256 | 0.259 | 0.262 | 0.264 | 0.267 | 0.269 | 0.272 | 0.274 | 0.277 | 0.28
NPgN | BSP | NG FES - Falling Short | Total installed wind capacity (MW) | LEEMING BAR_SKEEBY | 0.31 | 0.318 | 0.326 | 0.334 | 0.343 | 0.355 | 0.367 | 0.38 | 0.392 | 0.404 | 0.417 | 0.429 | 0.441 | 0.454 | 0.466 | 0.483 | 0.499 | 0.516 | 0.532 | 0.549 | 0.565 | 0.582 | 0.598 | 0.615 | 0.631 | 0.648 | 0.664 | 0.681 | 0.697 | 0.714
NPgN | BSP | NG FES - Falling Short | Total installed wind capacity (MW) | LINTON | 77.13 | 77.134 | 77.139 | 77.143 | 77.148 | 77.155 | 77.162 | 77.169 | 77.176 | 77.182 | 77.189 | 77.196 | 77.203 | 77.21 | 77.217 | 77.226 | 77.235 | 77.244 | 77.254 | 77.263 | 77.272 | 77.281 | 77.29 | 77.299 | 77.309 | 77.318 | 77.327 | 77.336 | 77.345 | 77.355
NPgN | BSP | NG FES - Falling Short | Total installed wind capacity (MW) | MALTON GRID | 1.528 | 1.535 | 1.542 | 1.549 | 1.556 | 1.567 | 1.577 | 1.588 | 1.598 | 1.609 | 1.62 | 1.63 | 1.641 | 1.651 | 1.662 | 1.676 | 1.69 | 1.704 | 1.718 | 1.732 | 1.746 | 1.76 | 1.775 | 1.789 | 1.803 | 1.817 | 1.831 | 1.845 | 1.859 | 1.873
NPgN | BSP | NG FES - Falling Short | Total installed wind capacity (MW) | MELROSEGATE | 0.115 | 0.116 | 0.117 | 0.118 | 0.119 | 0.121 | 0.122 | 0.123 | 0.125 | 0.126 | 0.128 | 0.129 | 0.131 | 0.132 | 0.133 | 0.135 | 0.137 | 0.139 | 0.141 | 0.143 | 0.145 | 0.147 | 0.148 | 0.15 | 0.152 | 0.154 | 0.156 | 0.158 | 0.16 | 0.162
NPgN | BSP | NG FES - Falling Short | Total installed wind capacity (MW) | NORTH TEES | 0.012 | 0.012 | 0.012 | 0.013 | 0.013 | 0.013 | 0.014 | 0.014 | 0.015 | 0.015 | 0.016 | 0.016 | 0.016 | 0.017 | 0.017 | 0.018 | 0.018 | 0.019 | 0.02 | 0.02 | 0.021 | 0.021 | 0.022 | 0.022 | 0.023 | 0.024 | 0.024 | 0.025 | 0.025 | 0.026
NPgN | BSP | NG FES - Falling Short | Total installed wind capacity (MW) | POTTER HOUSE | 7.822 | 7.824 | 7.826 | 7.828 | 7.83 | 7.832 | 7.835 | 7.837 | 7.84 | 7.843 | 7.845 | 7.848 | 7.851 | 7.853 | 7.856 | 7.859 | 7.863 | 7.866 | 7.87 | 7.873 | 7.877 | 7.88 | 7.884 | 7.887 | 7.891 | 7.894 | 7.898 | 7.901 | 7.905 | 7.908
NPgN | BSP | NG FES - Falling Short | Total installed wind capacity (MW) | RAVENSWORTH | 0.016 | 0.016 | 0.016 | 0.016 | 0.017 | 0.017 | 0.017 | 0.018 | 0.018 | 0.019 | 0.019 | 0.019 | 0.02 | 0.02 | 0.021 | 0.021 | 0.022 | 0.022 | 0.023 | 0.023 | 0.024 | 0.024 | 0.025 | 0.026 | 0.026 | 0.027 | 0.027 | 0.028 | 0.028 | 0.029
NPgN | BSP | NG FES - Falling Short | Total installed wind capacity (MW) | SCARBOROUGH GRID | 0.348 | 0.351 | 0.354 | 0.357 | 0.36 | 0.364 | 0.368 | 0.372 | 0.377 | 0.381 | 0.385 | 0.389 | 0.394 | 0.398 | 0.402 | 0.408 | 0.414 | 0.419 | 0.425 | 0.431 | 0.436 | 0.442 | 0.448 | 0.453 | 0.459 | 0.465 | 0.47 | 0.476 | 0.482 | 0.487
NPgN | BSP | NG FES - Falling Short | Total installed wind capacity (MW) | SEAL SANDS | 0 | 0 | 0 | 0 | 0 | 0 | 0 | 0 | 0 | 0 | 0 | 0 | 0 | 0 | 0 | 0 | 0 | 0 | 0 | 0 | 0 | 0 | 0 | 0 | 0 | 0 | 0 | 0 | 0 | 0
NPgN | BSP | NG FES - Falling Short | Total installed wind capacity (MW) | SPADEADAM 33KV | 0.003 | 0.003 | 0.003 | 0.003 | 0.003 | 0.003 | 0.003 | 0.004 | 0.004 | 0.004 | 0.004 | 0.004 | 0.004 | 0.004 | 0.004 | 0.004 | 0.005 | 0.005 | 0.005 | 0.005 | 0.005 | 0.005 | 0.005 | 0.006 | 0.006 | 0.006 | 0.006 | 0.006 | 0.006 | 0.006
NPgN | BSP | NG FES - Falling Short | Total installed wind capacity (MW) | SPENNYMOOR 132/66KV | 44.754 | 44.757 | 44.76 | 44.763 | 44.766 | 44.77 | 44.774 | 44.778 | 44.783 | 44.787 | 44.791 | 44.795 | 44.799 | 44.804 | 44.808 | 44.814 | 44.819 | 44.825 | 44.83 | 44.836 | 44.842 | 44.847 | 44.853 | 44.859 | 44.864 | 44.87 | 44.875 | 44.881 | 44.887 | 44.892
NPgN | BSP | NG FES - Falling Short | Total installed wind capacity (MW) | TORONTO | 23.193 | 23.194 | 23.196 | 23.197 | 23.199 | 23.201 | 23.204 | 23.206 | 23.208 | 23.211 | 23.213 | 23.215 | 23.218 | 23.22 | 23.223 | 23.226 | 23.229 | 23.232 | 23.235 | 23.238 | 23.241 | 23.245 | 23.248 | 23.251 | 23.254 | 23.257 | 23.26 | 23.264 | 23.267 | 23.27
NPgN | BSP | NG FES - Falling Short | Total installed wind capacity (MW) | WORMALD GREEN 132/33KV | 0.099 | 0.101 | 0.102 | 0.104 | 0.106 | 0.108 | 0.111 | 0.113 | 0.116 | 0.118 | 0.121 | 0.123 | 0.126 | 0.129 | 0.131 | 0.134 | 0.138 | 0.141 | 0.145 | 0.148 | 0.151 | 0.155 | 0.158 | 0.162 | 0.165 | 0.168 | 0.172 | 0.175 | 0.178 | 0.182
NPgY | BSP | NG FES - Falling Short | Total installed wind capacity (MW) | ATTERCLIFFE | 0.004 | 0.005 | 0.005 | 0.006 | 0.007 | 0.008 | 0.008 | 0.009 | 0.01 | 0.011 | 0.012 | 0.013 | 0.014 | 0.015 | 0.016 | 0.017 | 0.018 | 0.019 | 0.021 | 0.022 | 0.023 | 0.024 | 0.025 | 0.027 | 0.028 | 0.029 | 0.03 | 0.031 | 0.033 | 0.034
NPgY | BSP | NG FES - Falling Short | Total installed wind capacity (MW) | BARUGH 132/66KV | 0.29 | 0.292 | 0.295 | 0.297 | 0.299 | 0.302 | 0.306 | 0.309 | 0.313 | 0.316 | 0.319 | 0.323 | 0.326 | 0.329 | 0.333 | 0.337 | 0.342 | 0.346 | 0.35 | 0.355 | 0.359 | 0.364 | 0.368 | 0.373 | 0.377 | 0.382 | 0.386 | 0.391 | 0.395 | 0.4
NPgY | BSP | NG FES - Falling Short | Total installed wind capacity (MW) | BEESTON ROYDS 132/33KV | 2.52 | 2.521 | 2.522 | 2.524 | 2.525 | 2.527 | 2.528 | 2.53 | 2.532 | 2.534 | 2.536 | 2.538 | 2.54 | 2.541 | 2.543 | 2.546 | 2.548 | 2.551 | 2.553 | 2.556 | 2.558 | 2.56 | 2.563 | 2.565 | 2.568 | 2.57 | 2.573 | 2.575 | 2.578 | 2.58
NPgY | BSP | NG FES - Falling Short | Total installed wind capacity (MW) | BEVERLEY 132/33KV | 53.832 | 53.845 | 53.858 | 53.872 | 53.885 | 53.904 | 53.924 | 53.944 | 53.963 | 53.983 | 54.003 | 54.023 | 54.042 | 54.062 | 54.082 | 54.108 | 54.134 | 54.16 | 54.187 | 54.213 | 54.239 | 54.265 | 54.292 | 54.318 | 54.344 | 54.37 | 54.397 | 54.423 | 54.449 | 54.475
NPgY | BSP | NG FES - Falling Short | Total installed wind capacity (MW) | BINGLEY 132/33KV | 0.916 | 0.917 | 0.918 | 0.919 | 0.92 | 0.922 | 0.923 | 0.925 | 0.926 | 0.928 | 0.93 | 0.931 | 0.933 | 0.935 | 0.936 | 0.938 | 0.941 | 0.943 | 0.945 | 0.947 | 0.949 | 0.952 | 0.954 | 0.956 | 0.958 | 0.96 | 0.962 | 0.965 | 0.967 | 0.969
NPgY | BSP | NG FES - Falling Short | Total installed wind capacity (MW) | BLACKBURN MEADOWS B | 0.003 | 0.003 | 0.004 | 0.004 | 0.004 | 0.005 | 0.005 | 0.006 | 0.007 | 0.007 | 0.008 | 0.008 | 0.009 | 0.01 | 0.01 | 0.011 | 0.012 | 0.013 | 0.013 | 0.014 | 0.015 | 0.016 | 0.016 | 0.017 | 0.018 | 0.019 | 0.02 | 0.02 | 0.021 | 0.022
NPgY | BSP | NG FES - Falling Short | Total installed wind capacity (MW) | BLYTON | 3.834 | 3.84 | 3.845 | 3.851 | 3.856 | 3.864 | 3.872 | 3.88 | 3.888 | 3.896 | 3.904 | 3.913 | 3.921 | 3.929 | 3.937 | 3.948 | 3.958 | 3.969 | 3.98 | 3.991 | 4.002 | 4.012 | 4.023 | 4.034 | 4.045 | 4.055 | 4.066 | 4.077 | 4.088 | 4.099
NPgY | BSP | NG FES - Falling Short | Total installed wind capacity (MW) | BRADFORD | 0.01 | 0.011 | 0.012 | 0.014 | 0.015 | 0.017 | 0.019 | 0.021 | 0.023 | 0.025 | 0.027 | 0.029 | 0.032 | 0.034 | 0.036 | 0.038 | 0.041 | 0.044 | 0.047 | 0.049 | 0.052 | 0.055 | 0.058 | 0.06 | 0.063 | 0.066 | 0.069 | 0.071 | 0.074 | 0.077
NPgY | BSP | NG FES - Falling Short | Total installed wind capacity (MW) | BRAMHAM | 9.978 | 9.983 | 9.988 | 9.993 | 9.998 | 10.006 | 10.013 | 10.021 | 10.028 | 10.036 | 10.043 | 10.051 | 10.059 | 10.066 | 10.074 | 10.084 | 10.094 | 10.104 | 10.114 | 10.124 | 10.134 | 10.145 | 10.155 | 10.165 | 10.175 | 10.185 | 10.195 | 10.205 | 10.215 | 10.225
NPgY | BSP | NG FES - Falling Short | Total installed wind capacity (MW) | BRANSHOLME | 0.615 | 0.616 | 0.617 | 0.618 | 0.62 | 0.621 | 0.623 | 0.625 | 0.627 | 0.629 | 0.63 | 0.632 | 0.634 | 0.636 | 0.637 | 0.64 | 0.642 | 0.645 | 0.647 | 0.649 | 0.652 | 0.654 | 0.656 | 0.659 | 0.661 | 0.664 | 0.666 | 0.668 | 0.671 | 0.673
NPgY | BSP | NG FES - Falling Short | Total installed wind capacity (MW) | BRIGHOUSE 132/33KV | 0.077 | 0.079 | 0.081 | 0.083 | 0.085 | 0.088 | 0.091 | 0.094 | 0.097 | 0.101 | 0.104 | 0.107 | 0.11 | 0.113 | 0.116 | 0.12 | 0.124 | 0.128 | 0.132 | 0.136 | 0.141 | 0.145 | 0.149 | 0.153 | 0.157 | 0.161 | 0.165 | 0.169 | 0.173 | 0.178
NPgY | BSP | NG FES - Falling Short | Total installed wind capacity (MW) | DONCASTER B/THORPE MARSH | 67.401 | 67.408 | 67.416 | 67.423 | 67.431 | 67.442 | 67.454 | 67.465 | 67.477 | 67.488 | 67.499 | 67.511 | 67.522 | 67.534 | 67.545 | 67.56 | 67.576 | 67.591 | 67.606 | 67.621 | 67.636 | 67.652 | 67.667 | 67.682 | 67.697 | 67.712 | 67.728 | 67.743 | 67.758 | 67.773
NPgY | BSP | NG FES - Falling Short | Total installed wind capacity (MW) | DONCASTER CENTRAL | 0.008 | 0.009 | 0.01 | 0.012 | 0.013 | 0.015 | 0.016 | 0.018 | 0.02 | 0.022 | 0.023 | 0.025 | 0.027 | 0.029 | 0.03 | 0.033 | 0.035 | 0.037 | 0.04 | 0.042 | 0.044 | 0.047 | 0.049 | 0.051 | 0.054 | 0.056 | 0.058 | 0.061 | 0.063 | 0.065
NPgY | BSP | NG FES - Falling Short | Total installed wind capacity (MW) | DRIFFIELD/BEVERLEY GROUP | 114.655 | 114.676 | 114.697 | 114.719 | 114.74 | 114.772 | 114.803 | 114.835 | 114.867 | 114.899 | 114.931 | 114.963 | 114.994 | 115.026 | 115.058 | 115.101 | 115.143 | 115.185 | 115.228 | 115.27 | 115.313 | 115.355 | 115.398 | 115.44 | 115.483 | 115.525 | 115.567 | 115.61 | 115.652 | 115.695
NPgY | BSP | NG FES - Falling Short | Total installed wind capacity (MW) | FEATHERSTONE | 0.102 | 0.104 | 0.105 | 0.107 | 0.108 | 0.11 | 0.113 | 0.115 | 0.117 | 0.12 | 0.122 | 0.124 | 0.127 | 0.129 | 0.131 | 0.134 | 0.137 | 0.14 | 0.143 | 0.147 | 0.15 | 0.153 | 0.156 | 0.159 | 0.162 | 0.165 | 0.168 | 0.171 | 0.174 | 0.177
NPgY | BSP | NG FES - Falling Short | Total installed wind capacity (MW) | GIRLINGTON | 0.006 | 0.007 | 0.007 | 0.008 | 0.009 | 0.01 | 0.012 | 0.013 | 0.014 | 0.015 | 0.017 | 0.018 | 0.019 | 0.02 | 0.022 | 0.023 | 0.025 | 0.027 | 0.028 | 0.03 | 0.032 | 0.033 | 0.035 | 0.037 | 0.038 | 0.04 | 0.041 | 0.043 | 0.045 | 0.046
NPgY | BSP | NG FES - Falling Short | Total installed wind capacity (MW) | HALIFAX 132/33KV | 0.118 | 0.12 | 0.121 | 0.122 | 0.123 | 0.125 | 0.127 | 0.129 | 0.131 | 0.133 | 0.134 | 0.136 | 0.138 | 0.14 | 0.142 | 0.144 | 0.147 | 0.149 | 0.152 | 0.154 | 0.156 | 0.159 | 0.161 | 0.164 | 0.166 | 0.169 | 0.171 | 0.174 | 0.176 | 0.179
NPgY | BSP | NG FES - Falling Short | Total installed wind capacity (MW) | HECKMONDWIKE | 0.03 | 0.031 | 0.032 | 0.033 | 0.035 | 0.036 | 0.038 | 0.04 | 0.042 | 0.044 | 0.046 | 0.047 | 0.049 | 0.051 | 0.053 | 0.055 | 0.058 | 0.06 | 0.063 | 0.065 | 0.068 | 0.07 | 0.072 | 0.075 | 0.077 | 0.08 | 0.082 | 0.085 | 0.087 | 0.09
NPgY | BSP | NG FES - Falling Short | Total installed wind capacity (MW) | HOLMFIELD | 19.298 | 19.301 | 19.304 | 19.307 | 19.31 | 19.314 | 19.319 | 19.323 | 19.328 | 19.332 | 19.336 | 19.341 | 19.345 | 19.35 | 19.354 | 19.36 | 19.366 | 19.372 | 19.377 | 19.383 | 19.389 | 19.395 | 19.401 | 19.407 | 19.413 | 19.419 | 19.424 | 19.43 | 19.436 | 19.442
NPgY | BSP | NG FES - Falling Short | Total installed wind capacity (MW) | HULL EAST 132/33KV | 39.295 | 39.3 | 39.305 | 39.311 | 39.316 | 39.324 | 39.332 | 39.34 | 39.348 | 39.356 | 39.364 | 39.373 | 39.381 | 39.389 | 39.397 | 39.407 | 39.418 | 39.429 | 39.44 | 39.45 | 39.461 | 39.472 | 39.483 | 39.493 | 39.504 | 39.515 | 39.526 | 39.536 | 39.547 | 39.558
NPgY | BSP | NG FES - Falling Short | Total installed wind capacity (MW) | HULL SOUTH | 0.022 | 0.024 | 0.026 | 0.027 | 0.029 | 0.032 | 0.034 | 0.037 | 0.04 | 0.042 | 0.045 | 0.048 | 0.05 | 0.053 | 0.056 | 0.059 | 0.063 | 0.066 | 0.07 | 0.073 | 0.077 | 0.08 | 0.084 | 0.087 | 0.091 | 0.094 | 0.098 | 0.101 | 0.105 | 0.109
NPgY | BSP | NG FES - Falling Short | Total installed wind capacity (MW) | HULL WEST | 8.353 | 8.362 | 8.37 | 8.378 | 8.387 | 8.399 | 8.412 | 8.424 | 8.437 | 8.45 | 8.462 | 8.475 | 8.487 | 8.5 | 8.512 | 8.529 | 8.546 | 8.562 | 8.579 | 8.596 | 8.613 | 8.629 | 8.646 | 8.663 | 8.68 | 8.696 | 8.713 | 8.73 | 8.746 | 8.763
NPgY | BSP | NG FES - Falling Short | Total installed wind capacity (MW) | HUMBERSTON | 24.608 | 24.609 | 24.61 | 24.611 | 24.612 | 24.614 | 24.616 | 24.617 | 24.619 | 24.621 | 24.622 | 24.624 | 24.626 | 24.627 | 24.629 | 24.631 | 24.634 | 24.636 | 24.638 | 24.64 | 24.642 | 24.645 | 24.647 | 24.649 | 24.651 | 24.654 | 24.656 | 24.658 | 24.66 | 24.662
NPgY | BSP | NG FES - Falling Short | Total installed wind capacity (MW) | HUNNINGLEY | 0.506 | 0.507 | 0.508 | 0.509 | 0.51 | 0.512 | 0.513 | 0.514 | 0.516 | 0.517 | 0.519 | 0.52 | 0.521 | 0.523 | 0.524 | 0.526 | 0.528 | 0.53 | 0.532 | 0.534 | 0.536 | 0.538 | 0.54 | 0.541 | 0.543 | 0.545 | 0.547 | 0.549 | 0.551 | 0.553
NPgY | BSP | NG FES - Falling Short | Total installed wind capacity (MW) | HUNSHELF | 6.708 | 6.709 | 6.71 | 6.711 | 6.712 | 6.714 | 6.715 | 6.717 | 6.718 | 6.72 | 6.721 | 6.722 | 6.724 | 6.725 | 6.727 | 6.729 | 6.731 | 6.733 | 6.735 | 6.737 | 6.738 | 6.74 | 6.742 | 6.744 | 6.746 | 6.748 | 6.75 | 6.752 | 6.754 | 6.756
NPgY | BSP | NG FES - Falling Short | Total installed wind capacity (MW) | IMMINGHAM | 0.131 | 0.132 | 0.134 | 0.135 | 0.137 | 0.139 | 0.142 | 0.144 | 0.146 | 0.149 | 0.151 | 0.154 | 0.156 | 0.158 | 0.161 | 0.164 | 0.167 | 0.17 | 0.173 | 0.177 | 0.18 | 0.183 | 0.186 | 0.189 | 0.192 | 0.196 | 0.199 | 0.202 | 0.205 | 0.208
NPgY | BSP | NG FES - Falling Short | Total installed wind capacity (MW) | KIRKHAW LANE | 3.056 | 3.058 | 3.061 | 3.063 | 3.065 | 3.068 | 3.072 | 3.075 | 3.078 | 3.081 | 3.085 | 3.088 | 3.091 | 3.095 | 3.098 | 3.102 | 3.107 | 3.111 | 3.116 | 3.12 | 3.124 | 3.129 | 3.133 | 3.137 | 3.142 | 3.146 | 3.151 | 3.155 | 3.159 | 3.164
NPgY | BSP | NG FES - Falling Short | Total installed wind capacity (MW) | KIRKSTALL C 2/5 | 0.002 | 0.002 | 0.002 | 0.003 | 0.003 | 0.003 | 0.004 | 0.004 | 0.005 | 0.005 | 0.005 | 0.006 | 0.006 | 0.007 | 0.007 | 0.007 | 0.008 | 0.009 | 0.009 | 0.01 | 0.01 | 0.011 | 0.011 | 0.012 | 0.012 | 0.013 | 0.013 | 0.014 | 0.014 | 0.015
NPgY | BSP | NG FES - Falling Short | Total installed wind capacity (MW) | KIRKSTALL C/RING ROAD HORSFORTH | 0.02 | 0.022 | 0.024 | 0.025 | 0.027 | 0.03 | 0.032 | 0.035 | 0.037 | 0.04 | 0.043 | 0.045 | 0.048 | 0.05 | 0.053 | 0.057 | 0.06 | 0.063 | 0.067 | 0.07 | 0.074 | 0.077 | 0.081 | 0.084 | 0.088 | 0.091 | 0.095 | 0.098 | 0.102 | 0.105
NPgY | BSP | NG FES - Falling Short | Total installed wind capacity (MW) | LEEDS EAST | 0.025 | 0.026 | 0.028 | 0.029 | 0.03 | 0.032 | 0.033 | 0.035 | 0.037 | 0.039 | 0.041 | 0.042 | 0.044 | 0.046 | 0.048 | 0.05 | 0.053 | 0.055 | 0.057 | 0.06 | 0.062 | 0.064 | 0.067 | 0.069 | 0.072 | 0.074 | 0.076 | 0.079 | 0.081 | 0.084
NPgY | BSP | NG FES - Falling Short | Total installed wind capacity (MW) | LEEDS NORTH | 0.006 | 0.007 | 0.008 | 0.008 | 0.009 | 0.011 | 0.012 | 0.013 | 0.014 | 0.016 | 0.017 | 0.018 | 0.019 | 0.021 | 0.022 | 0.024 | 0.025 | 0.027 | 0.029 | 0.03 | 0.032 | 0.034 | 0.035 | 0.037 | 0.039 | 0.041 | 0.042 | 0.044 | 0.046 | 0.047
NPgY | BSP | NG FES - Falling Short | Total installed wind capacity (MW) | LINDLEY | 0.77 | 0.772 | 0.774 | 0.776 | 0.778 | 0.78 | 0.783 | 0.786 | 0.788 | 0.791 | 0.794 | 0.797 | 0.799 | 0.802 | 0.805 | 0.808 | 0.812 | 0.816 | 0.819 | 0.823 | 0.826 | 0.83 | 0.834 | 0.837 | 0.841 | 0.844 | 0.848 | 0.852 | 0.855 | 0.859
NPgY | BSP | NG FES - Falling Short | Total installed wind capacity (MW) | LOW ROAD | 0.015 | 0.015 | 0.016 | 0.017 | 0.017 | 0.018 | 0.019 | 0.021 | 0.022 | 0.023 | 0.024 | 0.025 | 0.026 | 0.027 | 0.028 | 0.029 | 0.031 | 0.032 | 0.033 | 0.035 | 0.036 | 0.038 | 0.039 | 0.04 | 0.042 | 0.043 | 0.045 | 0.046 | 0.047 | 0.049
NPgY | BSP | NG FES - Falling Short | Total installed wind capacity (MW) | MALLARD WAY | 0.01 | 0.011 | 0.012 | 0.014 | 0.015 | 0.017 | 0.019 | 0.022 | 0.024 | 0.026 | 0.028 | 0.03 | 0.032 | 0.034 | 0.036 | 0.039 | 0.042 | 0.044 | 0.047 | 0.05 | 0.053 | 0.056 | 0.058 | 0.061 | 0.064 | 0.067 | 0.07 | 0.072 | 0.075 | 0.078
NPgY | BSP | NG FES - Falling Short | Total installed wind capacity (MW) | MENSTON | 0.126 | 0.127 | 0.128 | 0.129 | 0.13 | 0.131 | 0.132 | 0.134 | 0.135 | 0.136 | 0.138 | 0.139 | 0.14 | 0.142 | 0.143 | 0.145 | 0.147 | 0.148 | 0.15 | 0.152 | 0.154 | 0.155 | 0.157 | 0.159 | 0.161 | 0.162 | 0.164 | 0.166 | 0.168 | 0.17
NPgY | BSP | NG FES - Falling Short | Total installed wind capacity (MW) | MOSS ROAD | 0.005 | 0.006 | 0.007 | 0.008 | 0.008 | 0.01 | 0.011 | 0.012 | 0.013 | 0.014 | 0.015 | 0.016 | 0.018 | 0.019 | 0.02 | 0.021 | 0.023 | 0.025 | 0.026 | 0.028 | 0.029 | 0.031 | 0.032 | 0.034 | 0.035 | 0.037 | 0.038 | 0.04 | 0.041 | 0.043
NPgY | BSP | NG FES - Falling Short | Total installed wind capacity (MW) | OSGODBY 1/2 | 0 | 0 | 0 | 0 | 0 | 0 | 0 | 0 | 0 | 0 | 0 | 0 | 0 | 0 | 0 | 0 | 0 | 0 | 0 | 0 | 0 | 0 | 0 | 0 | 0 | 0 | 0 | 0 | 0 | 0
NPgY | BSP | NG FES - Falling Short | Total installed wind capacity (MW) | OSGODBY 3/4 | 38.268 | 38.276 | 38.284 | 38.292 | 38.299 | 38.311 | 38.323 | 38.334 | 38.346 | 38.358 | 38.369 | 38.381 | 38.393 | 38.404 | 38.416 | 38.431 | 38.447 | 38.462 | 38.478 | 38.493 | 38.509 | 38.524 | 38.54 | 38.555 | 38.571 | 38.586 | 38.602 | 38.617 | 38.633 | 38.648
NPgY | BSP | NG FES - Falling Short | Total installed wind capacity (MW) | RODLEY | 0.027 | 0.029 | 0.03 | 0.031 | 0.032 | 0.034 | 0.036 | 0.038 | 0.039 | 0.041 | 0.043 | 0.045 | 0.047 | 0.049 | 0.05 | 0.053 | 0.055 | 0.058 | 0.06 | 0.062 | 0.065 | 0.067 | 0.07 | 0.072 | 0.074 | 0.077 | 0.079 | 0.082 | 0.084 | 0.087
NPgY | BSP | NG FES - Falling Short | Total installed wind capacity (MW) | SAINT ANDREWS ROAD 132/33KV | 0.064 | 0.066 | 0.067 | 0.069 | 0.07 | 0.072 | 0.075 | 0.077 | 0.079 | 0.081 | 0.084 | 0.086 | 0.088 | 0.09 | 0.092 | 0.095 | 0.098 | 0.101 | 0.104 | 0.107 | 0.11 | 0.113 | 0.116 | 0.119 | 0.122 | 0.125 | 0.128 | 0.131 | 0.134 | 0.137
NPgY | BSP | NG FES - Falling Short | Total installed wind capacity (MW) | SALTEND 132/33KV | 0.01 | 0.01 | 0.01 | 0.01 | 0.01 | 0.01 | 0.01 | 0.01 | 0.01 | 0.01 | 0.01 | 0.01 | 0.01 | 0.01 | 0.01 | 0.01 | 0.01 | 0.01 | 0.01 | 0.01 | 0.01 | 0.01 | 0.01 | 0.01 | 0.01 | 0.01 | 0.01 | 0.01 | 0.01 | 0.01
NPgY | BSP | NG FES - Falling Short | Total installed wind capacity (MW) | SANTON | 1.952 | 1.958 | 1.963 | 1.969 | 1.974 | 1.982 | 1.991 | 1.999 | 2.007 | 2.015 | 2.024 | 2.032 | 2.04 | 2.048 | 2.056 | 2.067 | 2.078 | 2.089 | 2.1 | 2.111 | 2.122 | 2.133 | 2.144 | 2.155 | 2.166 | 2.177 | 2.188 | 2.199 | 2.21 | 2.221
NPgY | BSP | NG FES - Falling Short | Total installed wind capacity (MW) | SCUNTHORPE NORTH | 28.199 | 28.202 | 28.205 | 28.209 | 28.212 | 28.217 | 28.222 | 28.227 | 28.232 | 28.238 | 28.243 | 28.248 | 28.253 | 28.258 | 28.263 | 28.27 | 28.276 | 28.283 | 28.29 | 28.297 | 28.303 | 28.31 | 28.317 | 28.324 | 28.33 | 28.337 | 28.344 | 28.351 | 28.357 | 28.364
NPgY | BSP | NG FES - Falling Short | Total installed wind capacity (MW) | SCUNTHORPE SOUTH | 1.161 | 1.167 | 1.173 | 1.179 | 1.186 | 1.195 | 1.204 | 1.214 | 1.223 | 1.233 | 1.242 | 1.251 | 1.261 | 1.27 | 1.28 | 1.292 | 1.305 | 1.317 | 1.33 | 1.342 | 1.355 | 1.367 | 1.38 | 1.392 | 1.405 | 1.417 | 1.43 | 1.442 | 1.455 | 1.467
NPgY | BSP | NG FES - Falling Short | Total installed wind capacity (MW) | SILSDEN | 0.708 | 0.737 | 0.766 | 0.795 | 0.823 | 0.866 | 0.909 | 0.952 | 0.996 | 1.039 | 1.082 | 1.125 | 1.168 | 1.211 | 1.254 | 1.311 | 1.369 | 1.426 | 1.484 | 1.541 | 1.598 | 1.656 | 1.713 | 1.771 | 1.828 | 1.885 | 1.943 | 2 | 2.058 | 2.115
NPgY | BSP | NG FES - Falling Short | Total installed wind capacity (MW) | SOWERBY BRIDGE 132/33KV | 21.69 | 21.693 | 21.697 | 21.7 | 21.703 | 21.708 | 21.712 | 21.717 | 21.722 | 21.727 | 21.731 | 21.736 | 21.741 | 21.745 | 21.75 | 21.756 | 21.763 | 21.769 | 21.775 | 21.782 | 21.788 | 21.794 | 21.801 | 21.807 | 21.813 | 21.82 | 21.826 | 21.832 | 21.838 | 21.845
NPgY | BSP | NG FES - Falling Short | Total installed wind capacity (MW) | STAYGATE | 0.022 | 0.023 | 0.024 | 0.025 | 0.026 | 0.028 | 0.03 | 0.031 | 0.033 | 0.035 | 0.036 | 0.038 | 0.039 | 0.041 | 0.043 | 0.045 | 0.047 | 0.049 | 0.051 | 0.054 | 0.056 | 0.058 | 0.06 | 0.062 | 0.065 | 0.067 | 0.069 | 0.071 | 0.073 | 0.076
NPgY | BSP | NG FES - Falling Short | Total installed wind capacity (MW) | THORNHILL 132KV | 18.239 | 18.242 | 18.244 | 18.246 | 18.249 | 18.252 | 18.255 | 18.259 | 18.262 | 18.266 | 18.269 | 18.272 | 18.276 | 18.279 | 18.283 | 18.287 | 18.292 | 18.296 | 18.301 | 18.305 | 18.31 | 18.315 | 18.319 | 18.324 | 18.328 | 18.333 | 18.337 | 18.342 | 18.346 | 18.351
NPgY | BSP | NG FES - Falling Short | Total installed wind capacity (MW) | WAKEFIELD MONCKTON ROAD | 0.031 | 0.032 | 0.033 | 0.034 | 0.035 | 0.037 | 0.038 | 0.04 | 0.041 | 0.043 | 0.044 | 0.046 | 0.047 | 0.049 | 0.05 | 0.052 | 0.054 | 0.056 | 0.058 | 0.06 | 0.062 | 0.064 | 0.066 | 0.068 | 0.07 | 0.072 | 0.074 | 0.076 | 0.078 | 0.08
NPgY | BSP | NG FES - Falling Short | Total installed wind capacity (MW) | WAKEFIELD NORTH | 0.033 | 0.035 | 0.037 | 0.038 | 0.04 | 0.042 | 0.044 | 0.047 | 0.049 | 0.052 | 0.054 | 0.056 | 0.059 | 0.061 | 0.063 | 0.067 | 0.07 | 0.073 | 0.076 | 0.079 | 0.083 | 0.086 | 0.089 | 0.092 | 0.095 | 0.098 | 0.102 | 0.105 | 0.108 | 0.111
NPgY | BSP | NG FES - Falling Short | Total installed wind capacity (MW) | WEST MELTON | 8.894 | 8.897 | 8.901 | 8.905 | 8.908 | 8.914 | 8.919 | 8.925 | 8.93 | 8.936 | 8.941 | 8.946 | 8.952 | 8.957 | 8.963 | 8.97 | 8.977 | 8.985 | 8.992 | 8.999 | 9.006 | 9.014 | 9.021 | 9.028 | 9.035 | 9.043 | 9.05 | 9.057 | 9.065 | 9.072
NPgY | BSP | NG FES - Falling Short | Total installed wind capacity (MW) | WHINMOOR | 0.039 | 0.04 | 0.041 | 0.042 | 0.044 | 0.045 | 0.047 | 0.049 | 0.051 | 0.053 | 0.055 | 0.057 | 0.058 | 0.06 | 0.062 | 0.065 | 0.067 | 0.07 | 0.072 | 0.075 | 0.077 | 0.08 | 0.082 | 0.085 | 0.087 | 0.09 | 0.092 | 0.095 | 0.097 | 0.1
NPgY | BSP | NG FES - Falling Short | Total installed wind capacity (MW) | WOLD NEWTON | 34.932 | 34.939 | 34.947 | 34.954 | 34.961 | 34.972 | 34.983 | 34.994 | 35.005 | 35.016 | 35.027 | 35.037 | 35.048 | 35.059 | 35.07 | 35.085 | 35.099 | 35.114 | 35.128 | 35.143 | 35.157 | 35.172 | 35.186 | 35.201 | 35.215 | 35.23 | 35.244 | 35.259 | 35.273 | 35.288
NPgY | BSP | NG FES - Falling Short | Total installed wind capacity (MW) | YARBOROUGH ROAD 132/33KV | 1.693 | 1.695 | 1.697 | 1.699 | 1.701 | 1.703 | 1.706 | 1.709 | 1.712 | 1.715 | 1.717 | 1.72 | 1.723 | 1.726 | 1.729 | 1.732 | 1.736 | 1.74 | 1.744 | 1.747 | 1.751 | 1.755 | 1.759 | 1.762 | 1.766 | 1.77 | 1.774 | 1.777 | 1.781 | 1.785
NPgN | BSP | NG FES - Leading the Way | Total installed wind capacity (MW) | ANNFIELD | 28.4 | 28.428 | 28.433 | 28.437 | 28.442 | 28.449 | 28.456 | 28.464 | 28.473 | 28.482 | 28.493 | 28.505 | 28.517 | 28.53 | 28.544 | 28.56 | 28.575 | 28.592 | 28.61 | 28.629 | 28.648 | 28.669 | 28.69 | 28.712 | 28.735 | 28.759 | 28.784 | 28.81 | 28.836 | 28.864
NPgN | BSP | NG FES - Leading the Way | Total installed wind capacity (MW) | BARRACK ROAD | 0.001 | 0.001 | 0.001 | 0.002 | 0.002 | 0.002 | 0.002 | 0.002 | 0.003 | 0.003 | 0.003 | 0.004 | 0.004 | 0.005 | 0.005 | 0.006 | 0.006 | 0.007 | 0.007 | 0.008 | 0.008 | 0.009 | 0.01 | 0.011 | 0.011 | 0.012 | 0.013 | 0.014 | 0.015 | 0.016
NPgN | BSP | NG FES - Leading the Way | Total installed wind capacity (MW) | BLUCHER | 0.01 | 0.011 | 0.013 | 0.014 | 0.016 | 0.017 | 0.02 | 0.022 | 0.025 | 0.028 | 0.031 | 0.034 | 0.038 | 0.042 | 0.046 | 0.051 | 0.055 | 0.06 | 0.066 | 0.071 | 0.077 | 0.083 | 0.09 | 0.096 | 0.103 | 0.11 | 0.118 | 0.125 | 0.133 | 0.142
NPgN | BSP | NG FES - Leading the Way | Total installed wind capacity (MW) | BOWESFIELD | 10.517 | 10.519 | 10.522 | 10.525 | 10.528 | 10.532 | 10.537 | 10.542 | 10.548 | 10.554 | 10.561 | 10.569 | 10.577 | 10.585 | 10.595 | 10.604 | 10.615 | 10.626 | 10.637 | 10.649 | 10.662 | 10.675 | 10.689 | 10.703 | 10.718 | 10.734 | 10.75 | 10.766 | 10.784 | 10.801
NPgN | BSP | NG FES - Leading the Way | Total installed wind capacity (MW) | CHIRTON GRANGE | 0.008 | 0.009 | 0.01 | 0.011 | 0.012 | 0.013 | 0.015 | 0.017 | 0.019 | 0.021 | 0.024 | 0.026 | 0.029 | 0.032 | 0.035 | 0.039 | 0.043 | 0.046 | 0.051 | 0.055 | 0.059 | 0.064 | 0.069 | 0.074 | 0.079 | 0.085 | 0.09 | 0.096 | 0.102 | 0.109
NPgN | BSP | NG FES - Leading the Way | Total installed wind capacity (MW) | COALBURNS | 2.381 | 2.387 | 2.394 | 2.4 | 2.408 | 2.418 | 2.429 | 2.441 | 2.454 | 2.469 | 2.485 | 2.503 | 2.521 | 2.542 | 2.563 | 2.586 | 2.61 | 2.636 | 2.663 | 2.691 | 2.721 | 2.752 | 2.784 | 2.818 | 2.853 | 2.889 | 2.927 | 2.966 | 3.006 | 3.048
NPgN | BSP | NG FES - Leading the Way | Total installed wind capacity (MW) | DARLINGTON CENTRAL | 0.128 | 0.129 | 0.13 | 0.131 | 0.133 | 0.134 | 0.136 | 0.138 | 0.14 | 0.142 | 0.145 | 0.147 | 0.15 | 0.154 | 0.157 | 0.161 | 0.164 | 0.168 | 0.173 | 0.177 | 0.182 | 0.187 | 0.192 | 0.197 | 0.202 | 0.208 | 0.214 | 0.22 | 0.227 | 0.233
NPgN | BSP | NG FES - Leading the Way | Total installed wind capacity (MW) | DARLINGTON NORTH | 12.891 | 12.894 | 12.896 | 12.899 | 12.902 | 12.906 | 12.91 | 12.915 | 12.92 | 12.926 | 12.932 | 12.939 | 12.946 | 12.954 | 12.962 | 12.971 | 12.981 | 12.991 | 13.001 | 13.012 | 13.024 | 13.036 | 13.048 | 13.061 | 13.075 | 13.089 | 13.104 | 13.119 | 13.135 | 13.151
NPgN | BSP | NG FES - Leading the Way | Total installed wind capacity (MW) | DUNSTON | 0.005 | 0.005 | 0.006 | 0.006 | 0.007 | 0.008 | 0.009 | 0.01 | 0.011 | 0.013 | 0.014 | 0.016 | 0.017 | 0.019 | 0.021 | 0.023 | 0.025 | 0.028 | 0.03 | 0.033 | 0.035 | 0.038 | 0.041 | 0.044 | 0.047 | 0.05 | 0.054 | 0.057 | 0.061 | 0.065
NPgN | BSP | NG FES - Leading the Way | Total installed wind capacity (MW) | FLATWORTH | 0.001 | 0.001 | 0.001 | 0.001 | 0.001 | 0.002 | 0.002 | 0.002 | 0.002 | 0.002 | 0.003 | 0.003 | 0.003 | 0.004 | 0.004 | 0.004 | 0.005 | 0.005 | 0.006 | 0.006 | 0.007 | 0.007 | 0.008 | 0.009 | 0.009 | 0.01 | 0.01 | 0.011 | 0.012 | 0.013
NPgN | BSP | NG FES - Leading the Way | Total installed wind capacity (MW) | GOSFORTH | 0.008 | 0.008 | 0.008 | 0.009 | 0.009 | 0.009 | 0.01 | 0.01 | 0.011 | 0.011 | 0.012 | 0.012 | 0.013 | 0.014 | 0.014 | 0.015 | 0.016 | 0.017 | 0.018 | 0.019 | 0.02 | 0.021 | 0.022 | 0.024 | 0.025 | 0.026 | 0.028 | 0.029 | 0.03 | 0.032
NPgN | BSP | NG FES - Leading the Way | Total installed wind capacity (MW) | HARROGATE 132/33KV | 16.213 | 16.217 | 16.222 | 16.227 | 16.232 | 16.239 | 16.247 | 16.255 | 16.265 | 16.275 | 16.287 | 16.299 | 16.312 | 16.327 | 16.342 | 16.358 | 16.375 | 16.393 | 16.412 | 16.432 | 16.453 | 16.475 | 16.498 | 16.522 | 16.547 | 16.573 | 16.599 | 16.627 | 16.655 | 16.685
NPgN | BSP | NG FES - Leading the Way | Total installed wind capacity (MW) | HUSTHWAITE | 0.217 | 0.219 | 0.222 | 0.226 | 0.23 | 0.234 | 0.239 | 0.245 | 0.251 | 0.259 | 0.266 | 0.275 | 0.284 | 0.293 | 0.304 | 0.315 | 0.326 | 0.339 | 0.352 | 0.365 | 0.379 | 0.394 | 0.41 | 0.426 | 0.443 | 0.46 | 0.478 | 0.497 | 0.516 | 0.536
NPgN | BSP | NG FES - Leading the Way | Total installed wind capacity (MW) | LEEMING BAR_SKEEBY | 0.312 | 0.329 | 0.349 | 0.37 | 0.395 | 0.424 | 0.457 | 0.494 | 0.535 | 0.58 | 0.63 | 0.683 | 0.741 | 0.803 | 0.869 | 0.939 | 1.013 | 1.092 | 1.174 | 1.261 | 1.351 | 1.446 | 1.545 | 1.648 | 1.756 | 1.867 | 1.982 | 2.102 | 2.226 | 2.354
NPgN | BSP | NG FES - Leading the Way | Total installed wind capacity (MW) | LINTON | 77.131 | 77.14 | 77.151 | 77.163 | 77.177 | 77.193 | 77.211 | 77.232 | 77.255 | 77.28 | 77.307 | 77.337 | 77.369 | 77.404 | 77.441 | 77.48 | 77.521 | 77.565 | 77.611 | 77.659 | 77.709 | 77.762 | 77.817 | 77.875 | 77.934 | 77.996 | 78.061 | 78.127 | 78.196 | 78.267
NPgN | BSP | NG FES - Leading the Way | Total installed wind capacity (MW) | MALTON GRID | 1.542 | 1.556 | 1.574 | 1.592 | 1.613 | 1.637 | 1.666 | 1.697 | 1.733 | 1.771 | 1.814 | 1.859 | 1.909 | 1.962 | 2.018 | 2.078 | 2.141 | 2.208 | 2.279 | 2.353 | 2.43 | 2.511 | 2.596 | 2.684 | 2.775 | 2.871 | 2.969 | 3.071 | 3.177 | 3.286
NPgN | BSP | NG FES - Leading the Way | Total installed wind capacity (MW) | MELROSEGATE | 0.116 | 0.118 | 0.121 | 0.123 | 0.126 | 0.129 | 0.133 | 0.137 | 0.142 | 0.147 | 0.153 | 0.159 | 0.165 | 0.172 | 0.18 | 0.188 | 0.197 | 0.206 | 0.215 | 0.225 | 0.235 | 0.246 | 0.257 | 0.269 | 0.282 | 0.294 | 0.308 | 0.321 | 0.335 | 0.35
NPgN | BSP | NG FES - Leading the Way | Total installed wind capacity (MW) | NORTH TEES | 0.012 | 0.012 | 0.013 | 0.014 | 0.015 | 0.016 | 0.017 | 0.018 | 0.02 | 0.021 | 0.023 | 0.025 | 0.027 | 0.029 | 0.031 | 0.034 | 0.036 | 0.039 | 0.042 | 0.045 | 0.048 | 0.051 | 0.055 | 0.059 | 0.062 | 0.066 | 0.07 | 0.074 | 0.079 | 0.083
NPgN | BSP | NG FES - Leading the Way | Total installed wind capacity (MW) | POTTER HOUSE | 7.825 | 7.829 | 7.833 | 7.837 | 7.843 | 7.849 | 7.856 | 7.864 | 7.872 | 7.882 | 7.893 | 7.904 | 7.916 | 7.93 | 7.944 | 7.959 | 7.974 | 7.991 | 8.009 | 8.027 | 8.046 | 8.066 | 8.088 | 8.109 | 8.132 | 8.156 | 8.181 | 8.206 | 8.232 | 8.26
NPgN | BSP | NG FES - Leading the Way | Total installed wind capacity (MW) | RAVENSWORTH | 0.016 | 0.016 | 0.017 | 0.018 | 0.018 | 0.019 | 0.02 | 0.022 | 0.023 | 0.024 | 0.026 | 0.028 | 0.03 | 0.032 | 0.034 | 0.036 | 0.039 | 0.041 | 0.044 | 0.047 | 0.05 | 0.053 | 0.056 | 0.059 | 0.063 | 0.067 | 0.07 | 0.074 | 0.078 | 0.083
NPgN | BSP | NG FES - Leading the Way | Total installed wind capacity (MW) | SCARBOROUGH GRID | 0.352 | 0.357 | 0.365 | 0.372 | 0.38 | 0.39 | 0.401 | 0.414 | 0.428 | 0.444 | 0.461 | 0.48 | 0.499 | 0.521 | 0.543 | 0.568 | 0.593 | 0.62 | 0.648 | 0.678 | 0.709 | 0.742 | 0.776 | 0.812 | 0.849 | 0.887 | 0.927 | 0.968 | 1.01 | 1.054
NPgN | BSP | NG FES - Leading the Way | Total installed wind capacity (MW) | SEAL SANDS | 0 | 0 | 0 | 0 | 0 | 0 | 0 | 0 | 0 | 0 | 0 | 0 | 0 | 0 | 0 | 0 | 0 | 0 | 0 | 0 | 0 | 0 | 0 | 0 | 0 | 0 | 0 | 0 | 0 | 0
NPgN | BSP | NG FES - Leading the Way | Total installed wind capacity (MW) | SPADEADAM 33KV | 0.003 | 0.003 | 0.003 | 0.003 | 0.004 | 0.004 | 0.004 | 0.005 | 0.005 | 0.005 | 0.006 | 0.006 | 0.007 | 0.007 | 0.008 | 0.008 | 0.009 | 0.01 | 0.011 | 0.011 | 0.012 | 0.013 | 0.014 | 0.015 | 0.016 | 0.017 | 0.018 | 0.019 | 0.02 | 0.021
NPgN | BSP | NG FES - Leading the Way | Total installed wind capacity (MW) | SPENNYMOOR 132/66KV | 44.771 | 44.777 | 44.784 | 44.791 | 44.799 | 44.809 | 44.82 | 44.833 | 44.847 | 44.863 | 44.879 | 44.898 | 44.917 | 44.939 | 44.961 | 44.985 | 45.01 | 45.037 | 45.065 | 45.095 | 45.126 | 45.158 | 45.192 | 45.227 | 45.264 | 45.302 | 45.341 | 45.382 | 45.424 | 45.468
NPgN | BSP | NG FES - Leading the Way | Total installed wind capacity (MW) | TORONTO | 23.195 | 23.198 | 23.202 | 23.206 | 23.211 | 23.216 | 23.223 | 23.23 | 23.238 | 23.246 | 23.256 | 23.266 | 23.277 | 23.289 | 23.301 | 23.315 | 23.329 | 23.344 | 23.36 | 23.376 | 23.393 | 23.411 | 23.43 | 23.45 | 23.471 | 23.492 | 23.514 | 23.537 | 23.56 | 23.585
NPgN | BSP | NG FES - Leading the Way | Total installed wind capacity (MW) | WORMALD GREEN 132/33KV | 0.099 | 0.103 | 0.107 | 0.111 | 0.116 | 0.122 | 0.129 | 0.137 | 0.145 | 0.154 | 0.165 | 0.176 | 0.187 | 0.2 | 0.214 | 0.228 | 0.243 | 0.259 | 0.276 | 0.294 | 0.313 | 0.332 | 0.352 | 0.374 | 0.396 | 0.418 | 0.442 | 0.467 | 0.492 | 0.518
NPgY | BSP | NG FES - Leading the Way | Total installed wind capacity (MW) | ATTERCLIFFE | 0.004 | 0.006 | 0.007 | 0.009 | 0.01 | 0.013 | 0.015 | 0.018 | 0.021 | 0.024 | 0.028 | 0.032 | 0.036 | 0.04 | 0.045 | 0.05 | 0.056 | 0.062 | 0.068 | 0.074 | 0.081 | 0.088 | 0.095 | 0.103 | 0.11 | 0.119 | 0.127 | 0.136 | 0.145 | 0.154
NPgY | BSP | NG FES - Leading the Way | Total installed wind capacity (MW) | BARUGH 132/66KV | 0.295 | 0.299 | 0.305 | 0.31 | 0.317 | 0.325 | 0.334 | 0.344 | 0.355 | 0.367 | 0.381 | 0.395 | 0.411 | 0.427 | 0.445 | 0.464 | 0.484 | 0.505 | 0.528 | 0.551 | 0.576 | 0.601 | 0.628 | 0.656 | 0.685 | 0.715 | 0.746 | 0.779 | 0.812 | 0.847
NPgY | BSP | NG FES - Leading the Way | Total installed wind capacity (MW) | BEESTON ROYDS 132/33KV | 2.52 | 2.523 | 2.526 | 2.529 | 2.533 | 2.537 | 2.542 | 2.547 | 2.554 | 2.56 | 2.568 | 2.576 | 2.584 | 2.594 | 2.603 | 2.614 | 2.625 | 2.637 | 2.649 | 2.662 | 2.675 | 2.69 | 2.704 | 2.72 | 2.736 | 2.752 | 2.769 | 2.787 | 2.806 | 2.825
NPgY | BSP | NG FES - Leading the Way | Total installed wind capacity (MW) | BEVERLEY 132/33KV | 53.869 | 53.895 | 53.928 | 53.961 | 54 | 54.046 | 54.099 | 54.158 | 54.223 | 54.295 | 54.374 | 54.459 | 54.551 | 54.65 | 54.755 | 54.866 | 54.984 | 55.109 | 55.24 | 55.378 | 55.523 | 55.673 | 55.831 | 55.995 | 56.166 | 56.343 | 56.526 | 56.717 | 56.914 | 57.117
NPgY | BSP | NG FES - Leading the Way | Total installed wind capacity (MW) | BINGLEY 132/33KV | 0.919 | 0.921 | 0.924 | 0.927 | 0.93 | 0.934 | 0.938 | 0.943 | 0.949 | 0.955 | 0.961 | 0.968 | 0.976 | 0.984 | 0.993 | 1.002 | 1.012 | 1.022 | 1.033 | 1.045 | 1.057 | 1.069 | 1.082 | 1.096 | 1.11 | 1.125 | 1.14 | 1.156 | 1.173 | 1.189
NPgY | BSP | NG FES - Leading the Way | Total installed wind capacity (MW) | BLACKBURN MEADOWS B | 0.003 | 0.004 | 0.005 | 0.006 | 0.007 | 0.008 | 0.01 | 0.011 | 0.013 | 0.016 | 0.018 | 0.02 | 0.023 | 0.026 | 0.029 | 0.033 | 0.036 | 0.04 | 0.044 | 0.048 | 0.052 | 0.057 | 0.062 | 0.066 | 0.072 | 0.077 | 0.082 | 0.088 | 0.094 | 0.1
NPgY | BSP | NG FES - Leading the Way | Total installed wind capacity (MW) | BLYTON | 3.851 | 3.862 | 3.876 | 3.889 | 3.905 | 3.924 | 3.946 | 3.97 | 3.997 | 4.027 | 4.059 | 4.094 | 4.132 | 4.172 | 4.216 | 4.261 | 4.31 | 4.361 | 4.415 | 4.472 | 4.531 | 4.593 | 4.658 | 4.725 | 4.795 | 4.868 | 4.944 | 5.022 | 5.103 | 5.186
NPgY | BSP | NG FES - Leading the Way | Total installed wind capacity (MW) | BRADFORD | 0.01 | 0.013 | 0.016 | 0.019 | 0.024 | 0.028 | 0.034 | 0.04 | 0.047 | 0.054 | 0.063 | 0.072 | 0.081 | 0.092 | 0.103 | 0.114 | 0.127 | 0.14 | 0.153 | 0.168 | 0.183 | 0.199 | 0.215 | 0.232 | 0.25 | 0.269 | 0.288 | 0.308 | 0.328 | 0.35
NPgY | BSP | NG FES - Leading the Way | Total installed wind capacity (MW) | BRAMHAM | 9.979 | 9.989 | 10.002 | 10.014 | 10.03 | 10.047 | 10.068 | 10.09 | 10.116 | 10.143 | 10.174 | 10.207 | 10.242 | 10.28 | 10.32 | 10.363 | 10.409 | 10.457 | 10.507 | 10.561 | 10.616 | 10.674 | 10.735 | 10.798 | 10.864 | 10.932 | 11.003 | 11.076 | 11.152 | 11.23
NPgY | BSP | NG FES - Leading the Way | Total installed wind capacity (MW) | BRANSHOLME | 0.618 | 0.62 | 0.623 | 0.626 | 0.63 | 0.634 | 0.639 | 0.644 | 0.65 | 0.656 | 0.664 | 0.671 | 0.68 | 0.688 | 0.698 | 0.708 | 0.719 | 0.73 | 0.742 | 0.754 | 0.767 | 0.781 | 0.795 | 0.81 | 0.825 | 0.841 | 0.858 | 0.875 | 0.893 | 0.911
NPgY | BSP | NG FES - Leading the Way | Total installed wind capacity (MW) | BRIGHOUSE 132/33KV | 0.078 | 0.082 | 0.087 | 0.092 | 0.099 | 0.106 | 0.114 | 0.123 | 0.134 | 0.145 | 0.157 | 0.171 | 0.185 | 0.2 | 0.217 | 0.234 | 0.253 | 0.272 | 0.293 | 0.314 | 0.337 | 0.361 | 0.385 | 0.411 | 0.438 | 0.465 | 0.494 | 0.524 | 0.555 | 0.587
NPgY | BSP | NG FES - Leading the Way | Total installed wind capacity (MW) | DONCASTER B/THORPE MARSH | 67.409 | 67.425 | 67.444 | 67.463 | 67.485 | 67.512 | 67.542 | 67.577 | 67.615 | 67.656 | 67.702 | 67.752 | 67.805 | 67.862 | 67.923 | 67.987 | 68.056 | 68.128 | 68.204 | 68.284 | 68.367 | 68.455 | 68.546 | 68.641 | 68.74 | 68.842 | 68.949 | 69.059 | 69.173 | 69.291
NPgY | BSP | NG FES - Leading the Way | Total installed wind capacity (MW) | DONCASTER CENTRAL | 0.008 | 0.011 | 0.014 | 0.017 | 0.02 | 0.024 | 0.029 | 0.034 | 0.04 | 0.046 | 0.053 | 0.061 | 0.069 | 0.078 | 0.087 | 0.097 | 0.108 | 0.119 | 0.131 | 0.143 | 0.156 | 0.169 | 0.183 | 0.198 | 0.213 | 0.229 | 0.245 | 0.262 | 0.28 | 0.298
NPgY | BSP | NG FES - Leading the Way | Total installed wind capacity (MW) | DRIFFIELD/BEVERLEY GROUP | 114.724 | 114.766 | 114.819 | 114.873 | 114.936 | 115.01 | 115.095 | 115.191 | 115.297 | 115.414 | 115.541 | 115.679 | 115.828 | 115.987 | 116.157 | 116.337 | 116.528 | 116.73 | 116.942 | 117.165 | 117.398 | 117.642 | 117.897 | 118.162 | 118.438 | 118.724 | 119.022 | 119.329 | 119.648 | 119.977
NPgY | BSP | NG FES - Leading the Way | Total installed wind capacity (MW) | FEATHERSTONE | 0.104 | 0.107 | 0.111 | 0.114 | 0.119 | 0.124 | 0.131 | 0.138 | 0.145 | 0.154 | 0.163 | 0.173 | 0.184 | 0.195 | 0.207 | 0.221 | 0.234 | 0.249 | 0.264 | 0.281 | 0.297 | 0.315 | 0.334 | 0.353 | 0.373 | 0.394 | 0.415 | 0.437 | 0.46 | 0.484
NPgY | BSP | NG FES - Leading the Way | Total installed wind capacity (MW) | GIRLINGTON | 0.006 | 0.008 | 0.01 | 0.012 | 0.014 | 0.017 | 0.02 | 0.024 | 0.028 | 0.033 | 0.038 | 0.043 | 0.049 | 0.055 | 0.062 | 0.069 | 0.077 | 0.084 | 0.093 | 0.101 | 0.111 | 0.12 | 0.13 | 0.141 | 0.151 | 0.163 | 0.174 | 0.186 | 0.199 | 0.212
NPgY | BSP | NG FES - Leading the Way | Total installed wind capacity (MW) | HALIFAX 132/33KV | 0.122 | 0.124 | 0.127 | 0.13 | 0.134 | 0.138 | 0.143 | 0.149 | 0.155 | 0.161 | 0.169 | 0.177 | 0.185 | 0.195 | 0.204 | 0.215 | 0.226 | 0.237 | 0.25 | 0.263 | 0.276 | 0.29 | 0.305 | 0.32 | 0.336 | 0.353 | 0.37 | 0.388 | 0.406 | 0.425
NPgY | BSP | NG FES - Leading the Way | Total installed wind capacity (MW) | HECKMONDWIKE | 0.03 | 0.032 | 0.035 | 0.038 | 0.042 | 0.046 | 0.051 | 0.057 | 0.063 | 0.07 | 0.077 | 0.085 | 0.094 | 0.103 | 0.112 | 0.123 | 0.134 | 0.146 | 0.158 | 0.171 | 0.184 | 0.198 | 0.213 | 0.228 | 0.244 | 0.261 | 0.278 | 0.295 | 0.314 | 0.333
NPgY | BSP | NG FES - Leading the Way | Total installed wind capacity (MW) | HOLMFIELD | 19.305 | 19.311 | 19.319 | 19.326 | 19.335 | 19.345 | 19.357 | 19.37 | 19.385 | 19.401 | 19.418 | 19.438 | 19.458 | 19.48 | 19.504 | 19.529 | 19.555 | 19.583 | 19.612 | 19.643 | 19.675 | 19.709 | 19.744 | 19.781 | 19.819 | 19.859 | 19.9 | 19.942 | 19.986 | 20.032
NPgY | BSP | NG FES - Leading the Way | Total installed wind capacity (MW) | HULL EAST 132/33KV | 39.325 | 39.335 | 39.349 | 39.362 | 39.378 | 39.397 | 39.419 | 39.443 | 39.47 | 39.499 | 39.532 | 39.567 | 39.604 | 39.644 | 39.687 | 39.733 | 39.782 | 39.833 | 39.886 | 39.943 | 40.002 | 40.064 | 40.128 | 40.195 | 40.265 | 40.338 | 40.413 | 40.491 | 40.571 | 40.655
NPgY | BSP | NG FES - Leading the Way | Total installed wind capacity (MW) | HULL SOUTH | 0.023 | 0.026 | 0.031 | 0.035 | 0.04 | 0.046 | 0.053 | 0.061 | 0.07 | 0.08 | 0.091 | 0.102 | 0.114 | 0.128 | 0.142 | 0.157 | 0.173 | 0.189 | 0.207 | 0.225 | 0.245 | 0.265 | 0.286 | 0.308 | 0.331 | 0.355 | 0.38 | 0.405 | 0.432 | 0.459
NPgY | BSP | NG FES - Leading the Way | Total installed wind capacity (MW) | HULL WEST | 8.364 | 8.381 | 8.402 | 8.422 | 8.448 | 8.477 | 8.51 | 8.548 | 8.59 | 8.636 | 8.686 | 8.74 | 8.799 | 8.861 | 8.928 | 8.999 | 9.075 | 9.154 | 9.238 | 9.326 | 9.418 | 9.514 | 9.614 | 9.719 | 9.827 | 9.94 | 10.057 | 10.179 | 10.304 | 10.434
NPgY | BSP | NG FES - Leading the Way | Total installed wind capacity (MW) | HUMBERSTON | 24.608 | 24.61 | 24.613 | 24.616 | 24.619 | 24.623 | 24.628 | 24.633 | 24.638 | 24.644 | 24.651 | 24.658 | 24.666 | 24.674 | 24.683 | 24.693 | 24.703 | 24.713 | 24.724 | 24.736 | 24.748 | 24.761 | 24.774 | 24.788 | 24.803 | 24.818 | 24.833 | 24.85 | 24.866 | 24.883
NPgY | BSP | NG FES - Leading the Way | Total installed wind capacity (MW) | HUNNINGLEY | 0.506 | 0.508 | 0.511 | 0.513 | 0.516 | 0.519 | 0.523 | 0.527 | 0.532 | 0.537 | 0.543 | 0.549 | 0.556 | 0.563 | 0.571 | 0.579 | 0.587 | 0.596 | 0.606 | 0.616 | 0.626 | 0.637 | 0.648 | 0.66 | 0.673 | 0.685 | 0.699 | 0.713 | 0.727 | 0.742
NPgY | BSP | NG FES - Leading the Way | Total installed wind capacity (MW) | HUNSHELF | 6.71 | 6.712 | 6.715 | 6.717 | 6.72 | 6.723 | 6.727 | 6.731 | 6.736 | 6.742 | 6.747 | 6.754 | 6.761 | 6.768 | 6.776 | 6.784 | 6.793 | 6.802 | 6.811 | 6.822 | 6.832 | 6.843 | 6.855 | 6.867 | 6.88 | 6.893 | 6.906 | 6.92 | 6.935 | 6.95
NPgY | BSP | NG FES - Leading the Way | Total installed wind capacity (MW) | IMMINGHAM | 0.131 | 0.134 | 0.138 | 0.142 | 0.147 | 0.152 | 0.159 | 0.166 | 0.174 | 0.182 | 0.192 | 0.202 | 0.213 | 0.225 | 0.238 | 0.251 | 0.266 | 0.281 | 0.297 | 0.313 | 0.331 | 0.349 | 0.368 | 0.388 | 0.408 | 0.43 | 0.452 | 0.475 | 0.499 | 0.523
NPgY | BSP | NG FES - Leading the Way | Total installed wind capacity (MW) | KIRKHAW LANE | 3.065 | 3.069 | 3.074 | 3.08 | 3.087 | 3.094 | 3.103 | 3.113 | 3.124 | 3.136 | 3.149 | 3.163 | 3.179 | 3.195 | 3.213 | 3.232 | 3.251 | 3.272 | 3.294 | 3.317 | 3.341 | 3.367 | 3.393 | 3.421 | 3.449 | 3.479 | 3.51 | 3.541 | 3.574 | 3.608
NPgY | BSP | NG FES - Leading the Way | Total installed wind capacity (MW) | KIRKSTALL C 2/5 | 0.002 | 0.002 | 0.003 | 0.004 | 0.005 | 0.006 | 0.007 | 0.008 | 0.009 | 0.011 | 0.012 | 0.014 | 0.016 | 0.018 | 0.02 | 0.022 | 0.025 | 0.027 | 0.03 | 0.033 | 0.036 | 0.039 | 0.042 | 0.045 | 0.049 | 0.052 | 0.056 | 0.06 | 0.064 | 0.068
NPgY | BSP | NG FES - Leading the Way | Total installed wind capacity (MW) | KIRKSTALL C/RING ROAD HORSFORTH | 0.021 | 0.024 | 0.028 | 0.033 | 0.038 | 0.044 | 0.051 | 0.059 | 0.067 | 0.077 | 0.087 | 0.099 | 0.111 | 0.124 | 0.138 | 0.152 | 0.168 | 0.184 | 0.202 | 0.22 | 0.239 | 0.259 | 0.28 | 0.301 | 0.324 | 0.347 | 0.372 | 0.397 | 0.423 | 0.45
NPgY | BSP | NG FES - Leading the Way | Total installed wind capacity (MW) | LEEDS EAST | 0.025 | 0.028 | 0.031 | 0.034 | 0.037 | 0.041 | 0.046 | 0.052 | 0.058 | 0.064 | 0.071 | 0.079 | 0.087 | 0.096 | 0.106 | 0.116 | 0.127 | 0.138 | 0.15 | 0.163 | 0.176 | 0.189 | 0.204 | 0.219 | 0.234 | 0.25 | 0.267 | 0.284 | 0.302 | 0.321
NPgY | BSP | NG FES - Leading the Way | Total installed wind capacity (MW) | LEEDS NORTH | 0.006 | 0.008 | 0.01 | 0.012 | 0.014 | 0.017 | 0.021 | 0.025 | 0.029 | 0.033 | 0.039 | 0.044 | 0.05 | 0.056 | 0.063 | 0.07 | 0.078 | 0.086 | 0.094 | 0.103 | 0.112 | 0.122 | 0.132 | 0.143 | 0.154 | 0.165 | 0.177 | 0.189 | 0.202 | 0.215
NPgY | BSP | NG FES - Leading the Way | Total installed wind capacity (MW) | LINDLEY | 0.775 | 0.779 | 0.783 | 0.788 | 0.793 | 0.8 | 0.807 | 0.815 | 0.824 | 0.834 | 0.845 | 0.857 | 0.869 | 0.883 | 0.897 | 0.913 | 0.929 | 0.946 | 0.964 | 0.983 | 1.003 | 1.024 | 1.046 | 1.068 | 1.092 | 1.116 | 1.141 | 1.168 | 1.195 | 1.223
NPgY | BSP | NG FES - Leading the Way | Total installed wind capacity (MW) | LOW ROAD | 0.015 | 0.016 | 0.018 | 0.02 | 0.022 | 0.024 | 0.027 | 0.03 | 0.034 | 0.038 | 0.042 | 0.046 | 0.051 | 0.056 | 0.062 | 0.068 | 0.074 | 0.081 | 0.088 | 0.095 | 0.103 | 0.111 | 0.119 | 0.128 | 0.137 | 0.146 | 0.156 | 0.166 | 0.176 | 0.187
NPgY | BSP | NG FES - Leading the Way | Total installed wind capacity (MW) | MALLARD WAY | 0.01 | 0.013 | 0.016 | 0.02 | 0.024 | 0.029 | 0.034 | 0.041 | 0.048 | 0.055 | 0.064 | 0.073 | 0.082 | 0.093 | 0.104 | 0.116 | 0.128 | 0.142 | 0.156 | 0.17 | 0.185 | 0.201 | 0.218 | 0.236 | 0.254 | 0.273 | 0.292 | 0.312 | 0.333 | 0.355
NPgY | BSP | NG FES - Leading the Way | Total installed wind capacity (MW) | MENSTON | 0.127 | 0.129 | 0.131 | 0.133 | 0.136 | 0.139 | 0.143 | 0.147 | 0.151 | 0.156 | 0.161 | 0.167 | 0.173 | 0.18 | 0.187 | 0.195 | 0.203 | 0.211 | 0.22 | 0.229 | 0.239 | 0.249 | 0.26 | 0.271 | 0.282 | 0.294 | 0.307 | 0.319 | 0.333 | 0.346
NPgY | BSP | NG FES - Leading the Way | Total installed wind capacity (MW) | MOSS ROAD | 0.005 | 0.007 | 0.009 | 0.011 | 0.013 | 0.016 | 0.019 | 0.022 | 0.026 | 0.03 | 0.035 | 0.04 | 0.045 | 0.051 | 0.057 | 0.064 | 0.071 | 0.078 | 0.086 | 0.094 | 0.102 | 0.111 | 0.12 | 0.13 | 0.14 | 0.15 | 0.161 | 0.172 | 0.184 | 0.196
NPgY | BSP | NG FES - Leading the Way | Total installed wind capacity (MW) | OSGODBY 1/2 | 0 | 0 | 0 | 0 | 0 | 0 | 0 | 0 | 0 | 0 | 0 | 0 | 0 | 0 | 0 | 0 | 0 | 0 | 0 | 0 | 0 | 0 | 0 | 0 | 0 | 0 | 0 | 0 | 0 | 0
NPgY | BSP | NG FES - Leading the Way | Total installed wind capacity (MW) | OSGODBY 3/4 | 38.275 | 38.291 | 38.31 | 38.33 | 38.353 | 38.38 | 38.411 | 38.446 | 38.485 | 38.527 | 38.574 | 38.624 | 38.679 | 38.737 | 38.799 | 38.865 | 38.935 | 39.008 | 39.086 | 39.167 | 39.252 | 39.342 | 39.435 | 39.532 | 39.632 | 39.737 | 39.846 | 39.958 | 40.074 | 40.195
NPgY | BSP | NG FES - Leading the Way | Total installed wind capacity (MW) | RODLEY | 0.028 | 0.03 | 0.033 | 0.036 | 0.04 | 0.044 | 0.049 | 0.054 | 0.06 | 0.067 | 0.074 | 0.082 | 0.09 | 0.099 | 0.109 | 0.119 | 0.13 | 0.142 | 0.154 | 0.166 | 0.18 | 0.194 | 0.208 | 0.223 | 0.239 | 0.255 | 0.272 | 0.289 | 0.308 | 0.326
NPgY | BSP | NG FES - Leading the Way | Total installed wind capacity (MW) | SAINT ANDREWS ROAD 132/33KV | 0.065 | 0.068 | 0.072 | 0.076 | 0.08 | 0.085 | 0.091 | 0.098 | 0.105 | 0.113 | 0.122 | 0.132 | 0.142 | 0.153 | 0.165 | 0.178 | 0.191 | 0.205 | 0.22 | 0.235 | 0.252 | 0.269 | 0.286 | 0.305 | 0.324 | 0.344 | 0.365 | 0.386 | 0.408 | 0.431
NPgY | BSP | NG FES - Leading the Way | Total installed wind capacity (MW) | SALTEND 132/33KV | 0.01 | 0.01 | 0.01 | 0.01 | 0.01 | 0.01 | 0.01 | 0.01 | 0.01 | 0.01 | 0.01 | 0.01 | 0.01 | 0.011 | 0.011 | 0.011 | 0.011 | 0.011 | 0.011 | 0.011 | 0.011 | 0.011 | 0.011 | 0.011 | 0.011 | 0.011 | 0.011 | 0.012 | 0.012 | 0.012
NPgY | BSP | NG FES - Leading the Way | Total installed wind capacity (MW) | SANTON | 1.961 | 1.972 | 1.986 | 2 | 2.016 | 2.035 | 2.057 | 2.082 | 2.109 | 2.139 | 2.172 | 2.208 | 2.246 | 2.287 | 2.331 | 2.377 | 2.426 | 2.478 | 2.533 | 2.591 | 2.651 | 2.714 | 2.779 | 2.848 | 2.919 | 2.993 | 3.07 | 3.149 | 3.231 | 3.316
NPgY | BSP | NG FES - Leading the Way | Total installed wind capacity (MW) | SCUNTHORPE NORTH | 28.199 | 28.206 | 28.215 | 28.223 | 28.233 | 28.245 | 28.258 | 28.274 | 28.29 | 28.309 | 28.329 | 28.351 | 28.375 | 28.4 | 28.427 | 28.456 | 28.486 | 28.518 | 28.552 | 28.587 | 28.624 | 28.663 | 28.704 | 28.746 | 28.79 | 28.835 | 28.882 | 28.931 | 28.982 | 29.034
NPgY | BSP | NG FES - Leading the Way | Total installed wind capacity (MW) | SCUNTHORPE SOUTH | 1.165 | 1.177 | 1.193 | 1.209 | 1.227 | 1.249 | 1.274 | 1.302 | 1.334 | 1.368 | 1.406 | 1.446 | 1.49 | 1.537 | 1.587 | 1.64 | 1.696 | 1.756 | 1.818 | 1.884 | 1.953 | 2.025 | 2.1 | 2.178 | 2.259 | 2.343 | 2.431 | 2.522 | 2.615 | 2.712
NPgY | BSP | NG FES - Leading the Way | Total installed wind capacity (MW) | SILSDEN | 0.719 | 0.776 | 0.848 | 0.92 | 1.006 | 1.106 | 1.221 | 1.35 | 1.494 | 1.652 | 1.824 | 2.011 | 2.211 | 2.427 | 2.656 | 2.9 | 3.159 | 3.432 | 3.719 | 4.02 | 4.336 | 4.666 | 5.011 | 5.369 | 5.743 | 6.13 | 6.532 | 6.948 | 7.379 | 7.824
NPgY | BSP | NG FES - Leading the Way | Total installed wind capacity (MW) | SOWERBY BRIDGE 132/33KV | 21.697 | 21.704 | 21.712 | 21.719 | 21.729 | 21.74 | 21.753 | 21.767 | 21.782 | 21.8 | 21.819 | 21.839 | 21.861 | 21.885 | 21.91 | 21.937 | 21.965 | 21.995 | 22.027 | 22.06 | 22.095 | 22.131 | 22.169 | 22.208 | 22.249 | 22.292 | 22.336 | 22.381 | 22.429 | 22.478
NPgY | BSP | NG FES - Leading the Way | Total installed wind capacity (MW) | STAYGATE | 0.022 | 0.025 | 0.027 | 0.03 | 0.033 | 0.037 | 0.042 | 0.047 | 0.052 | 0.058 | 0.065 | 0.072 | 0.079 | 0.088 | 0.096 | 0.106 | 0.116 | 0.126 | 0.137 | 0.149 | 0.161 | 0.173 | 0.186 | 0.2 | 0.214 | 0.229 | 0.244 | 0.26 | 0.277 | 0.294
NPgY | BSP | NG FES - Leading the Way | Total installed wind capacity (MW) | THORNHILL 132KV | 18.245 | 18.249 | 18.255 | 18.261 | 18.267 | 18.275 | 18.284 | 18.295 | 18.306 | 18.319 | 18.332 | 18.347 | 18.363 | 18.38 | 18.398 | 18.418 | 18.438 | 18.46 | 18.482 | 18.506 | 18.531 | 18.558 | 18.585 | 18.613 | 18.643 | 18.674 | 18.705 | 18.738 | 18.773 | 18.808
NPgY | BSP | NG FES - Leading the Way | Total installed wind capacity (MW) | WAKEFIELD MONCKTON ROAD | 0.032 | 0.034 | 0.036 | 0.039 | 0.042 | 0.045 | 0.049 | 0.054 | 0.059 | 0.064 | 0.07 | 0.077 | 0.084 | 0.091 | 0.099 | 0.108 | 0.117 | 0.126 | 0.136 | 0.147 | 0.158 | 0.169 | 0.181 | 0.194 | 0.207 | 0.22 | 0.234 | 0.249 | 0.264 | 0.28
NPgY | BSP | NG FES - Leading the Way | Total installed wind capacity (MW) | WAKEFIELD NORTH | 0.034 | 0.037 | 0.041 | 0.045 | 0.05 | 0.056 | 0.062 | 0.069 | 0.077 | 0.086 | 0.095 | 0.106 | 0.117 | 0.129 | 0.141 | 0.155 | 0.169 | 0.184 | 0.2 | 0.217 | 0.234 | 0.252 | 0.271 | 0.291 | 0.312 | 0.333 | 0.355 | 0.378 | 0.402 | 0.427
NPgY | BSP | NG FES - Leading the Way | Total installed wind capacity (MW) | WEST MELTON | 8.897 | 8.905 | 8.914 | 8.923 | 8.934 | 8.946 | 8.961 | 8.977 | 8.995 | 9.015 | 9.037 | 9.061 | 9.086 | 9.114 | 9.143 | 9.174 | 9.206 | 9.241 | 9.277 | 9.315 | 9.355 | 9.397 | 9.441 | 9.486 | 9.533 | 9.582 | 9.633 | 9.686 | 9.74 | 9.797
NPgY | BSP | NG FES - Leading the Way | Total installed wind capacity (MW) | WHINMOOR | 0.039 | 0.041 | 0.044 | 0.047 | 0.051 | 0.056 | 0.061 | 0.066 | 0.072 | 0.079 | 0.087 | 0.095 | 0.104 | 0.113 | 0.123 | 0.134 | 0.145 | 0.157 | 0.169 | 0.182 | 0.196 | 0.21 | 0.225 | 0.241 | 0.257 | 0.274 | 0.292 | 0.31 | 0.328 | 0.348
NPgY | BSP | NG FES - Leading the Way | Total installed wind capacity (MW) | WOLD NEWTON | 34.94 | 34.955 | 34.973 | 34.991 | 35.013 | 35.038 | 35.067 | 35.1 | 35.136 | 35.176 | 35.22 | 35.267 | 35.318 | 35.372 | 35.43 | 35.492 | 35.557 | 35.626 | 35.698 | 35.775 | 35.854 | 35.938 | 36.025 | 36.116 | 36.21 | 36.308 | 36.409 | 36.515 | 36.623 | 36.736
NPgY | BSP | NG FES - Leading the Way | Total installed wind capacity (MW) | YARBOROUGH ROAD 132/33KV | 1.701 | 1.705 | 1.71 | 1.714 | 1.72 | 1.726 | 1.734 | 1.742 | 1.752 | 1.762 | 1.773 | 1.785 | 1.799 | 1.813 | 1.828 | 1.844 | 1.86 | 1.878 | 1.897 | 1.917 | 1.937 | 1.959 | 1.981 | 2.005 | 2.029 | 2.054 | 2.08 | 2.108 | 2.136 | 2.165
NPgN | BSP | NPg Planning Scenario | Total installed wind capacity (MW) | ANNFIELD | 28.4 | 28.428 | 28.433 | 28.437 | 28.442 | 28.449 | 28.456 | 28.464 | 28.473 | 28.482 | 28.493 | 28.505 | 28.517 | 28.53 | 28.544 | 28.56 | 28.575 | 28.592 | 28.61 | 28.629 | 28.648 | 28.669 | 28.69 | 28.712 | 28.735 | 28.759 | 28.784 | 28.81 | 28.836 | 28.864
NPgN | BSP | NPg Planning Scenario | Total installed wind capacity (MW) | BARRACK ROAD | 0.001 | 0.001 | 0.001 | 0.002 | 0.002 | 0.002 | 0.002 | 0.002 | 0.003 | 0.003 | 0.003 | 0.004 | 0.004 | 0.005 | 0.005 | 0.006 | 0.006 | 0.007 | 0.007 | 0.008 | 0.008 | 0.009 | 0.01 | 0.011 | 0.011 | 0.012 | 0.013 | 0.014 | 0.015 | 0.016
NPgN | BSP | NPg Planning Scenario | Total installed wind capacity (MW) | BLUCHER | 0.01 | 0.011 | 0.013 | 0.014 | 0.016 | 0.017 | 0.02 | 0.022 | 0.025 | 0.028 | 0.031 | 0.034 | 0.038 | 0.042 | 0.046 | 0.051 | 0.055 | 0.06 | 0.066 | 0.071 | 0.077 | 0.083 | 0.09 | 0.096 | 0.103 | 0.11 | 0.118 | 0.125 | 0.133 | 0.142
NPgN | BSP | NPg Planning Scenario | Total installed wind capacity (MW) | BOWESFIELD | 10.517 | 10.519 | 10.522 | 10.525 | 10.528 | 10.532 | 10.537 | 10.542 | 10.548 | 10.554 | 10.561 | 10.569 | 10.577 | 10.585 | 10.595 | 10.604 | 10.615 | 10.626 | 10.637 | 10.649 | 10.662 | 10.675 | 10.689 | 10.703 | 10.718 | 10.734 | 10.75 | 10.766 | 10.784 | 10.801
NPgN | BSP | NPg Planning Scenario | Total installed wind capacity (MW) | CHIRTON GRANGE | 0.008 | 0.009 | 0.01 | 0.011 | 0.012 | 0.013 | 0.015 | 0.017 | 0.019 | 0.021 | 0.024 | 0.026 | 0.029 | 0.032 | 0.035 | 0.039 | 0.043 | 0.046 | 0.051 | 0.055 | 0.059 | 0.064 | 0.069 | 0.074 | 0.079 | 0.085 | 0.09 | 0.096 | 0.102 | 0.109
NPgN | BSP | NPg Planning Scenario | Total installed wind capacity (MW) | COALBURNS | 2.381 | 2.387 | 2.394 | 2.4 | 2.408 | 2.418 | 2.429 | 2.441 | 2.454 | 2.469 | 2.485 | 2.503 | 2.521 | 2.542 | 2.563 | 2.586 | 2.61 | 2.636 | 2.663 | 2.691 | 2.721 | 2.752 | 2.784 | 2.818 | 2.853 | 2.889 | 2.927 | 2.966 | 3.006 | 3.048
NPgN | BSP | NPg Planning Scenario | Total installed wind capacity (MW) | DARLINGTON CENTRAL | 0.128 | 0.129 | 0.13 | 0.131 | 0.133 | 0.134 | 0.136 | 0.138 | 0.14 | 0.142 | 0.145 | 0.147 | 0.15 | 0.154 | 0.157 | 0.161 | 0.164 | 0.168 | 0.173 | 0.177 | 0.182 | 0.187 | 0.192 | 0.197 | 0.202 | 0.208 | 0.214 | 0.22 | 0.227 | 0.233
NPgN | BSP | NPg Planning Scenario | Total installed wind capacity (MW) | DARLINGTON NORTH | 12.891 | 12.894 | 12.896 | 12.899 | 12.902 | 12.906 | 12.91 | 12.915 | 12.92 | 12.926 | 12.932 | 12.939 | 12.946 | 12.954 | 12.962 | 12.971 | 12.981 | 12.991 | 13.001 | 13.012 | 13.024 | 13.036 | 13.048 | 13.061 | 13.075 | 13.089 | 13.104 | 13.119 | 13.135 | 13.151
NPgN | BSP | NPg Planning Scenario | Total installed wind capacity (MW) | DUNSTON | 0.005 | 0.005 | 0.006 | 0.006 | 0.007 | 0.008 | 0.009 | 0.01 | 0.011 | 0.013 | 0.014 | 0.016 | 0.017 | 0.019 | 0.021 | 0.023 | 0.025 | 0.028 | 0.03 | 0.033 | 0.035 | 0.038 | 0.041 | 0.044 | 0.047 | 0.05 | 0.054 | 0.057 | 0.061 | 0.065
NPgN | BSP | NPg Planning Scenario | Total installed wind capacity (MW) | FLATWORTH | 0.001 | 0.001 | 0.001 | 0.001 | 0.001 | 0.002 | 0.002 | 0.002 | 0.002 | 0.002 | 0.003 | 0.003 | 0.003 | 0.004 | 0.004 | 0.004 | 0.005 | 0.005 | 0.006 | 0.006 | 0.007 | 0.007 | 0.008 | 0.009 | 0.009 | 0.01 | 0.01 | 0.011 | 0.012 | 0.013
NPgN | BSP | NPg Planning Scenario | Total installed wind capacity (MW) | GOSFORTH | 0.008 | 0.008 | 0.008 | 0.009 | 0.009 | 0.009 | 0.01 | 0.01 | 0.011 | 0.011 | 0.012 | 0.012 | 0.013 | 0.014 | 0.014 | 0.015 | 0.016 | 0.017 | 0.018 | 0.019 | 0.02 | 0.021 | 0.022 | 0.024 | 0.025 | 0.026 | 0.028 | 0.029 | 0.03 | 0.032
NPgN | BSP | NPg Planning Scenario | Total installed wind capacity (MW) | HARROGATE 132/33KV | 16.213 | 16.217 | 16.222 | 16.227 | 16.232 | 16.239 | 16.247 | 16.255 | 16.265 | 16.275 | 16.287 | 16.299 | 16.312 | 16.327 | 16.342 | 16.358 | 16.375 | 16.393 | 16.412 | 16.432 | 16.453 | 16.475 | 16.498 | 16.522 | 16.547 | 16.573 | 16.599 | 16.627 | 16.655 | 16.685
NPgN | BSP | NPg Planning Scenario | Total installed wind capacity (MW) | HUSTHWAITE | 0.217 | 0.219 | 0.222 | 0.226 | 0.23 | 0.234 | 0.239 | 0.245 | 0.251 | 0.259 | 0.266 | 0.275 | 0.284 | 0.293 | 0.304 | 0.315 | 0.326 | 0.339 | 0.352 | 0.365 | 0.379 | 0.394 | 0.41 | 0.426 | 0.443 | 0.46 | 0.478 | 0.497 | 0.516 | 0.536
NPgN | BSP | NPg Planning Scenario | Total installed wind capacity (MW) | LEEMING BAR_SKEEBY | 0.312 | 0.329 | 0.349 | 0.37 | 0.395 | 0.424 | 0.457 | 0.494 | 0.535 | 0.58 | 0.63 | 0.683 | 0.741 | 0.803 | 0.869 | 0.939 | 1.013 | 1.092 | 1.174 | 1.261 | 1.351 | 1.446 | 1.545 | 1.648 | 1.756 | 1.867 | 1.982 | 2.102 | 2.226 | 2.354
NPgN | BSP | NPg Planning Scenario | Total installed wind capacity (MW) | LINTON | 77.131 | 77.14 | 77.151 | 77.163 | 77.177 | 77.193 | 77.211 | 77.232 | 77.255 | 77.28 | 77.307 | 77.337 | 77.369 | 77.404 | 77.441 | 77.48 | 77.521 | 77.565 | 77.611 | 77.659 | 77.709 | 77.762 | 77.817 | 77.875 | 77.934 | 77.996 | 78.061 | 78.127 | 78.196 | 78.267
NPgN | BSP | NPg Planning Scenario | Total installed wind capacity (MW) | MALTON GRID | 1.542 | 1.556 | 1.574 | 1.592 | 1.613 | 1.637 | 1.666 | 1.697 | 1.733 | 1.771 | 1.814 | 1.859 | 1.909 | 1.962 | 2.018 | 2.078 | 2.141 | 2.208 | 2.279 | 2.353 | 2.43 | 2.511 | 2.596 | 2.684 | 2.775 | 2.871 | 2.969 | 3.071 | 3.177 | 3.286
NPgN | BSP | NPg Planning Scenario | Total installed wind capacity (MW) | MELROSEGATE | 0.116 | 0.118 | 0.121 | 0.123 | 0.126 | 0.129 | 0.133 | 0.137 | 0.142 | 0.147 | 0.153 | 0.159 | 0.165 | 0.172 | 0.18 | 0.188 | 0.197 | 0.206 | 0.215 | 0.225 | 0.235 | 0.246 | 0.257 | 0.269 | 0.282 | 0.294 | 0.308 | 0.321 | 0.335 | 0.35
NPgN | BSP | NPg Planning Scenario | Total installed wind capacity (MW) | NORTH TEES | 0.012 | 0.012 | 0.013 | 0.014 | 0.015 | 0.016 | 0.017 | 0.018 | 0.02 | 0.021 | 0.023 | 0.025 | 0.027 | 0.029 | 0.031 | 0.034 | 0.036 | 0.039 | 0.042 | 0.045 | 0.048 | 0.051 | 0.055 | 0.059 | 0.062 | 0.066 | 0.07 | 0.074 | 0.079 | 0.083
NPgN | BSP | NPg Planning Scenario | Total installed wind capacity (MW) | POTTER HOUSE | 7.825 | 7.829 | 7.833 | 7.837 | 7.843 | 7.849 | 7.856 | 7.864 | 7.872 | 7.882 | 7.893 | 7.904 | 7.916 | 7.93 | 7.944 | 7.959 | 7.974 | 7.991 | 8.009 | 8.027 | 8.046 | 8.066 | 8.088 | 8.109 | 8.132 | 8.156 | 8.181 | 8.206 | 8.232 | 8.26
NPgN | BSP | NPg Planning Scenario | Total installed wind capacity (MW) | RAVENSWORTH | 0.016 | 0.016 | 0.017 | 0.018 | 0.018 | 0.019 | 0.02 | 0.022 | 0.023 | 0.024 | 0.026 | 0.028 | 0.03 | 0.032 | 0.034 | 0.036 | 0.039 | 0.041 | 0.044 | 0.047 | 0.05 | 0.053 | 0.056 | 0.059 | 0.063 | 0.067 | 0.07 | 0.074 | 0.078 | 0.083
NPgN | BSP | NPg Planning Scenario | Total installed wind capacity (MW) | SCARBOROUGH GRID | 0.352 | 0.357 | 0.365 | 0.372 | 0.38 | 0.39 | 0.401 | 0.414 | 0.428 | 0.444 | 0.461 | 0.48 | 0.499 | 0.521 | 0.543 | 0.568 | 0.593 | 0.62 | 0.648 | 0.678 | 0.709 | 0.742 | 0.776 | 0.812 | 0.849 | 0.887 | 0.927 | 0.968 | 1.01 | 1.054
NPgN | BSP | NPg Planning Scenario | Total installed wind capacity (MW) | SEAL SANDS | 0 | 0 | 0 | 0 | 0 | 0 | 0 | 0 | 0 | 0 | 0 | 0 | 0 | 0 | 0 | 0 | 0 | 0 | 0 | 0 | 0 | 0 | 0 | 0 | 0 | 0 | 0 | 0 | 0 | 0
NPgN | BSP | NPg Planning Scenario | Total installed wind capacity (MW) | SPADEADAM 33KV | 0.003 | 0.003 | 0.003 | 0.003 | 0.004 | 0.004 | 0.004 | 0.005 | 0.005 | 0.005 | 0.006 | 0.006 | 0.007 | 0.007 | 0.008 | 0.008 | 0.009 | 0.01 | 0.011 | 0.011 | 0.012 | 0.013 | 0.014 | 0.015 | 0.016 | 0.017 | 0.018 | 0.019 | 0.02 | 0.021
NPgN | BSP | NPg Planning Scenario | Total installed wind capacity (MW) | SPENNYMOOR 132/66KV | 44.771 | 44.777 | 44.784 | 44.791 | 44.799 | 44.809 | 44.82 | 44.833 | 44.847 | 44.863 | 44.879 | 44.898 | 44.917 | 44.939 | 44.961 | 44.985 | 45.01 | 45.037 | 45.065 | 45.095 | 45.126 | 45.158 | 45.192 | 45.227 | 45.264 | 45.302 | 45.341 | 45.382 | 45.424 | 45.468
NPgN | BSP | NPg Planning Scenario | Total installed wind capacity (MW) | TORONTO | 23.195 | 23.198 | 23.202 | 23.206 | 23.211 | 23.216 | 23.223 | 23.23 | 23.238 | 23.246 | 23.256 | 23.266 | 23.277 | 23.289 | 23.301 | 23.315 | 23.329 | 23.344 | 23.36 | 23.376 | 23.393 | 23.411 | 23.43 | 23.45 | 23.471 | 23.492 | 23.514 | 23.537 | 23.56 | 23.585
NPgN | BSP | NPg Planning Scenario | Total installed wind capacity (MW) | WORMALD GREEN 132/33KV | 0.099 | 0.103 | 0.107 | 0.111 | 0.116 | 0.122 | 0.129 | 0.137 | 0.145 | 0.154 | 0.165 | 0.176 | 0.187 | 0.2 | 0.214 | 0.228 | 0.243 | 0.259 | 0.276 | 0.294 | 0.313 | 0.332 | 0.352 | 0.374 | 0.396 | 0.418 | 0.442 | 0.467 | 0.492 | 0.518
NPgY | BSP | NPg Planning Scenario | Total installed wind capacity (MW) | ATTERCLIFFE | 0.004 | 0.006 | 0.007 | 0.009 | 0.01 | 0.013 | 0.015 | 0.018 | 0.021 | 0.024 | 0.028 | 0.032 | 0.036 | 0.04 | 0.045 | 0.05 | 0.056 | 0.062 | 0.068 | 0.074 | 0.081 | 0.088 | 0.095 | 0.103 | 0.11 | 0.119 | 0.127 | 0.136 | 0.145 | 0.154
NPgY | BSP | NPg Planning Scenario | Total installed wind capacity (MW) | BARUGH 132/66KV | 0.295 | 0.299 | 0.305 | 0.31 | 0.317 | 0.325 | 0.334 | 0.344 | 0.355 | 0.367 | 0.381 | 0.395 | 0.411 | 0.427 | 0.445 | 0.464 | 0.484 | 0.505 | 0.528 | 0.551 | 0.576 | 0.601 | 0.628 | 0.656 | 0.685 | 0.715 | 0.746 | 0.779 | 0.812 | 0.847
NPgY | BSP | NPg Planning Scenario | Total installed wind capacity (MW) | BEESTON ROYDS 132/33KV | 2.52 | 2.523 | 2.526 | 2.529 | 2.533 | 2.537 | 2.542 | 2.547 | 2.554 | 2.56 | 2.568 | 2.576 | 2.584 | 2.594 | 2.603 | 2.614 | 2.625 | 2.637 | 2.649 | 2.662 | 2.675 | 2.69 | 2.704 | 2.72 | 2.736 | 2.752 | 2.769 | 2.787 | 2.806 | 2.825
NPgY | BSP | NPg Planning Scenario | Total installed wind capacity (MW) | BEVERLEY 132/33KV | 53.869 | 53.895 | 53.928 | 53.961 | 54 | 54.046 | 54.099 | 54.158 | 54.223 | 54.295 | 54.374 | 54.459 | 54.551 | 54.65 | 54.755 | 54.866 | 54.984 | 55.109 | 55.24 | 55.378 | 55.523 | 55.673 | 55.831 | 55.995 | 56.166 | 56.343 | 56.526 | 56.717 | 56.914 | 57.117
NPgY | BSP | NPg Planning Scenario | Total installed wind capacity (MW) | BINGLEY 132/33KV | 0.919 | 0.921 | 0.924 | 0.927 | 0.93 | 0.934 | 0.938 | 0.943 | 0.949 | 0.955 | 0.961 | 0.968 | 0.976 | 0.984 | 0.993 | 1.002 | 1.012 | 1.022 | 1.033 | 1.045 | 1.057 | 1.069 | 1.082 | 1.096 | 1.11 | 1.125 | 1.14 | 1.156 | 1.173 | 1.189
NPgY | BSP | NPg Planning Scenario | Total installed wind capacity (MW) | BLACKBURN MEADOWS B | 0.003 | 0.004 | 0.005 | 0.006 | 0.007 | 0.008 | 0.01 | 0.011 | 0.013 | 0.016 | 0.018 | 0.02 | 0.023 | 0.026 | 0.029 | 0.033 | 0.036 | 0.04 | 0.044 | 0.048 | 0.052 | 0.057 | 0.062 | 0.066 | 0.072 | 0.077 | 0.082 | 0.088 | 0.094 | 0.1
NPgY | BSP | NPg Planning Scenario | Total installed wind capacity (MW) | BLYTON | 3.851 | 3.862 | 3.876 | 3.889 | 3.905 | 3.924 | 3.946 | 3.97 | 3.997 | 4.027 | 4.059 | 4.094 | 4.132 | 4.172 | 4.216 | 4.261 | 4.31 | 4.361 | 4.415 | 4.472 | 4.531 | 4.593 | 4.658 | 4.725 | 4.795 | 4.868 | 4.944 | 5.022 | 5.103 | 5.186
NPgY | BSP | NPg Planning Scenario | Total installed wind capacity (MW) | BRADFORD | 0.01 | 0.013 | 0.016 | 0.019 | 0.024 | 0.028 | 0.034 | 0.04 | 0.047 | 0.054 | 0.063 | 0.072 | 0.081 | 0.092 | 0.103 | 0.114 | 0.127 | 0.14 | 0.153 | 0.168 | 0.183 | 0.199 | 0.215 | 0.232 | 0.25 | 0.269 | 0.288 | 0.308 | 0.328 | 0.35
NPgY | BSP | NPg Planning Scenario | Total installed wind capacity (MW) | BRAMHAM | 9.979 | 9.989 | 10.002 | 10.014 | 10.03 | 10.047 | 10.068 | 10.09 | 10.116 | 10.143 | 10.174 | 10.207 | 10.242 | 10.28 | 10.32 | 10.363 | 10.409 | 10.457 | 10.507 | 10.561 | 10.616 | 10.674 | 10.735 | 10.798 | 10.864 | 10.932 | 11.003 | 11.076 | 11.152 | 11.23
NPgY | BSP | NPg Planning Scenario | Total installed wind capacity (MW) | BRANSHOLME | 0.618 | 0.62 | 0.623 | 0.626 | 0.63 | 0.634 | 0.639 | 0.644 | 0.65 | 0.656 | 0.664 | 0.671 | 0.68 | 0.688 | 0.698 | 0.708 | 0.719 | 0.73 | 0.742 | 0.754 | 0.767 | 0.781 | 0.795 | 0.81 | 0.825 | 0.841 | 0.858 | 0.875 | 0.893 | 0.911
NPgY | BSP | NPg Planning Scenario | Total installed wind capacity (MW) | BRIGHOUSE 132/33KV | 0.078 | 0.082 | 0.087 | 0.092 | 0.099 | 0.106 | 0.114 | 0.123 | 0.134 | 0.145 | 0.157 | 0.171 | 0.185 | 0.2 | 0.217 | 0.234 | 0.253 | 0.272 | 0.293 | 0.314 | 0.337 | 0.361 | 0.385 | 0.411 | 0.438 | 0.465 | 0.494 | 0.524 | 0.555 | 0.587
NPgY | BSP | NPg Planning Scenario | Total installed wind capacity (MW) | DONCASTER B/THORPE MARSH | 67.409 | 67.425 | 67.444 | 67.463 | 67.485 | 67.512 | 67.542 | 67.577 | 67.615 | 67.656 | 67.702 | 67.752 | 67.805 | 67.862 | 67.923 | 67.987 | 68.056 | 68.128 | 68.204 | 68.284 | 68.367 | 68.455 | 68.546 | 68.641 | 68.74 | 68.842 | 68.949 | 69.059 | 69.173 | 69.291
NPgY | BSP | NPg Planning Scenario | Total installed wind capacity (MW) | DONCASTER CENTRAL | 0.008 | 0.011 | 0.014 | 0.017 | 0.02 | 0.024 | 0.029 | 0.034 | 0.04 | 0.046 | 0.053 | 0.061 | 0.069 | 0.078 | 0.087 | 0.097 | 0.108 | 0.119 | 0.131 | 0.143 | 0.156 | 0.169 | 0.183 | 0.198 | 0.213 | 0.229 | 0.245 | 0.262 | 0.28 | 0.298
NPgY | BSP | NPg Planning Scenario | Total installed wind capacity (MW) | DRIFFIELD/BEVERLEY GROUP | 114.724 | 114.766 | 114.819 | 114.873 | 114.936 | 115.01 | 115.095 | 115.191 | 115.297 | 115.414 | 115.541 | 115.679 | 115.828 | 115.987 | 116.157 | 116.337 | 116.528 | 116.73 | 116.942 | 117.165 | 117.398 | 117.642 | 117.897 | 118.162 | 118.438 | 118.724 | 119.022 | 119.329 | 119.648 | 119.977
NPgY | BSP | NPg Planning Scenario | Total installed wind capacity (MW) | FEATHERSTONE | 0.104 | 0.107 | 0.111 | 0.114 | 0.119 | 0.124 | 0.131 | 0.138 | 0.145 | 0.154 | 0.163 | 0.173 | 0.184 | 0.195 | 0.207 | 0.221 | 0.234 | 0.249 | 0.264 | 0.281 | 0.297 | 0.315 | 0.334 | 0.353 | 0.373 | 0.394 | 0.415 | 0.437 | 0.46 | 0.484
NPgY | BSP | NPg Planning Scenario | Total installed wind capacity (MW) | GIRLINGTON | 0.006 | 0.008 | 0.01 | 0.012 | 0.014 | 0.017 | 0.02 | 0.024 | 0.028 | 0.033 | 0.038 | 0.043 | 0.049 | 0.055 | 0.062 | 0.069 | 0.077 | 0.084 | 0.093 | 0.101 | 0.111 | 0.12 | 0.13 | 0.141 | 0.151 | 0.163 | 0.174 | 0.186 | 0.199 | 0.212
NPgY | BSP | NPg Planning Scenario | Total installed wind capacity (MW) | HALIFAX 132/33KV | 0.122 | 0.124 | 0.127 | 0.13 | 0.134 | 0.138 | 0.143 | 0.149 | 0.155 | 0.161 | 0.169 | 0.177 | 0.185 | 0.195 | 0.204 | 0.215 | 0.226 | 0.237 | 0.25 | 0.263 | 0.276 | 0.29 | 0.305 | 0.32 | 0.336 | 0.353 | 0.37 | 0.388 | 0.406 | 0.425
NPgY | BSP | NPg Planning Scenario | Total installed wind capacity (MW) | HECKMONDWIKE | 0.03 | 0.032 | 0.035 | 0.038 | 0.042 | 0.046 | 0.051 | 0.057 | 0.063 | 0.07 | 0.077 | 0.085 | 0.094 | 0.103 | 0.112 | 0.123 | 0.134 | 0.146 | 0.158 | 0.171 | 0.184 | 0.198 | 0.213 | 0.228 | 0.244 | 0.261 | 0.278 | 0.295 | 0.314 | 0.333
NPgY | BSP | NPg Planning Scenario | Total installed wind capacity (MW) | HOLMFIELD | 19.305 | 19.311 | 19.319 | 19.326 | 19.335 | 19.345 | 19.357 | 19.37 | 19.385 | 19.401 | 19.418 | 19.438 | 19.458 | 19.48 | 19.504 | 19.529 | 19.555 | 19.583 | 19.612 | 19.643 | 19.675 | 19.709 | 19.744 | 19.781 | 19.819 | 19.859 | 19.9 | 19.942 | 19.986 | 20.032
NPgY | BSP | NPg Planning Scenario | Total installed wind capacity (MW) | HULL EAST 132/33KV | 39.325 | 39.335 | 39.349 | 39.362 | 39.378 | 39.397 | 39.419 | 39.443 | 39.47 | 39.499 | 39.532 | 39.567 | 39.604 | 39.644 | 39.687 | 39.733 | 39.782 | 39.833 | 39.886 | 39.943 | 40.002 | 40.064 | 40.128 | 40.195 | 40.265 | 40.338 | 40.413 | 40.491 | 40.571 | 40.655
NPgY | BSP | NPg Planning Scenario | Total installed wind capacity (MW) | HULL SOUTH | 0.023 | 0.026 | 0.031 | 0.035 | 0.04 | 0.046 | 0.053 | 0.061 | 0.07 | 0.08 | 0.091 | 0.102 | 0.114 | 0.128 | 0.142 | 0.157 | 0.173 | 0.189 | 0.207 | 0.225 | 0.245 | 0.265 | 0.286 | 0.308 | 0.331 | 0.355 | 0.38 | 0.405 | 0.432 | 0.459
NPgY | BSP | NPg Planning Scenario | Total installed wind capacity (MW) | HULL WEST | 8.364 | 8.381 | 8.402 | 8.422 | 8.448 | 8.477 | 8.51 | 8.548 | 8.59 | 8.636 | 8.686 | 8.74 | 8.799 | 8.861 | 8.928 | 8.999 | 9.075 | 9.154 | 9.238 | 9.326 | 9.418 | 9.514 | 9.614 | 9.719 | 9.827 | 9.94 | 10.057 | 10.179 | 10.304 | 10.434
NPgY | BSP | NPg Planning Scenario | Total installed wind capacity (MW) | HUMBERSTON | 24.608 | 24.61 | 24.613 | 24.616 | 24.619 | 24.623 | 24.628 | 24.633 | 24.638 | 24.644 | 24.651 | 24.658 | 24.666 | 24.674 | 24.683 | 24.693 | 24.703 | 24.713 | 24.724 | 24.736 | 24.748 | 24.761 | 24.774 | 24.788 | 24.803 | 24.818 | 24.833 | 24.85 | 24.866 | 24.883
NPgY | BSP | NPg Planning Scenario | Total installed wind capacity (MW) | HUNNINGLEY | 0.506 | 0.508 | 0.511 | 0.513 | 0.516 | 0.519 | 0.523 | 0.527 | 0.532 | 0.537 | 0.543 | 0.549 | 0.556 | 0.563 | 0.571 | 0.579 | 0.587 | 0.596 | 0.606 | 0.616 | 0.626 | 0.637 | 0.648 | 0.66 | 0.673 | 0.685 | 0.699 | 0.713 | 0.727 | 0.742
NPgY | BSP | NPg Planning Scenario | Total installed wind capacity (MW) | HUNSHELF | 6.71 | 6.712 | 6.715 | 6.717 | 6.72 | 6.723 | 6.727 | 6.731 | 6.736 | 6.742 | 6.747 | 6.754 | 6.761 | 6.768 | 6.776 | 6.784 | 6.793 | 6.802 | 6.811 | 6.822 | 6.832 | 6.843 | 6.855 | 6.867 | 6.88 | 6.893 | 6.906 | 6.92 | 6.935 | 6.95
NPgY | BSP | NPg Planning Scenario | Total installed wind capacity (MW) | IMMINGHAM | 0.131 | 0.134 | 0.138 | 0.142 | 0.147 | 0.152 | 0.159 | 0.166 | 0.174 | 0.182 | 0.192 | 0.202 | 0.213 | 0.225 | 0.238 | 0.251 | 0.266 | 0.281 | 0.297 | 0.313 | 0.331 | 0.349 | 0.368 | 0.388 | 0.408 | 0.43 | 0.452 | 0.475 | 0.499 | 0.523
NPgY | BSP | NPg Planning Scenario | Total installed wind capacity (MW) | KIRKHAW LANE | 3.065 | 3.069 | 3.074 | 3.08 | 3.087 | 3.094 | 3.103 | 3.113 | 3.124 | 3.136 | 3.149 | 3.163 | 3.179 | 3.195 | 3.213 | 3.232 | 3.251 | 3.272 | 3.294 | 3.317 | 3.341 | 3.367 | 3.393 | 3.421 | 3.449 | 3.479 | 3.51 | 3.541 | 3.574 | 3.608
NPgY | BSP | NPg Planning Scenario | Total installed wind capacity (MW) | KIRKSTALL C 2/5 | 0.002 | 0.002 | 0.003 | 0.004 | 0.005 | 0.006 | 0.007 | 0.008 | 0.009 | 0.011 | 0.012 | 0.014 | 0.016 | 0.018 | 0.02 | 0.022 | 0.025 | 0.027 | 0.03 | 0.033 | 0.036 | 0.039 | 0.042 | 0.045 | 0.049 | 0.052 | 0.056 | 0.06 | 0.064 | 0.068
NPgY | BSP | NPg Planning Scenario | Total installed wind capacity (MW) | KIRKSTALL C/RING ROAD HORSFORTH | 0.021 | 0.024 | 0.028 | 0.033 | 0.038 | 0.044 | 0.051 | 0.059 | 0.067 | 0.077 | 0.087 | 0.099 | 0.111 | 0.124 | 0.138 | 0.152 | 0.168 | 0.184 | 0.202 | 0.22 | 0.239 | 0.259 | 0.28 | 0.301 | 0.324 | 0.347 | 0.372 | 0.397 | 0.423 | 0.45
NPgY | BSP | NPg Planning Scenario | Total installed wind capacity (MW) | LEEDS EAST | 0.025 | 0.028 | 0.031 | 0.034 | 0.037 | 0.041 | 0.046 | 0.052 | 0.058 | 0.064 | 0.071 | 0.079 | 0.087 | 0.096 | 0.106 | 0.116 | 0.127 | 0.138 | 0.15 | 0.163 | 0.176 | 0.189 | 0.204 | 0.219 | 0.234 | 0.25 | 0.267 | 0.284 | 0.302 | 0.321
NPgY | BSP | NPg Planning Scenario | Total installed wind capacity (MW) | LEEDS NORTH | 0.006 | 0.008 | 0.01 | 0.012 | 0.014 | 0.017 | 0.021 | 0.025 | 0.029 | 0.033 | 0.039 | 0.044 | 0.05 | 0.056 | 0.063 | 0.07 | 0.078 | 0.086 | 0.094 | 0.103 | 0.112 | 0.122 | 0.132 | 0.143 | 0.154 | 0.165 | 0.177 | 0.189 | 0.202 | 0.215
NPgY | BSP | NPg Planning Scenario | Total installed wind capacity (MW) | LINDLEY | 0.775 | 0.779 | 0.783 | 0.788 | 0.793 | 0.8 | 0.807 | 0.815 | 0.824 | 0.834 | 0.845 | 0.857 | 0.869 | 0.883 | 0.897 | 0.913 | 0.929 | 0.946 | 0.964 | 0.983 | 1.003 | 1.024 | 1.046 | 1.068 | 1.092 | 1.116 | 1.141 | 1.168 | 1.195 | 1.223
NPgY | BSP | NPg Planning Scenario | Total installed wind capacity (MW) | LOW ROAD | 0.015 | 0.016 | 0.018 | 0.02 | 0.022 | 0.024 | 0.027 | 0.03 | 0.034 | 0.038 | 0.042 | 0.046 | 0.051 | 0.056 | 0.062 | 0.068 | 0.074 | 0.081 | 0.088 | 0.095 | 0.103 | 0.111 | 0.119 | 0.128 | 0.137 | 0.146 | 0.156 | 0.166 | 0.176 | 0.187
NPgY | BSP | NPg Planning Scenario | Total installed wind capacity (MW) | MALLARD WAY | 0.01 | 0.013 | 0.016 | 0.02 | 0.024 | 0.029 | 0.034 | 0.041 | 0.048 | 0.055 | 0.064 | 0.073 | 0.082 | 0.093 | 0.104 | 0.116 | 0.128 | 0.142 | 0.156 | 0.17 | 0.185 | 0.201 | 0.218 | 0.236 | 0.254 | 0.273 | 0.292 | 0.312 | 0.333 | 0.355
NPgY | BSP | NPg Planning Scenario | Total installed wind capacity (MW) | MENSTON | 0.127 | 0.129 | 0.131 | 0.133 | 0.136 | 0.139 | 0.143 | 0.147 | 0.151 | 0.156 | 0.161 | 0.167 | 0.173 | 0.18 | 0.187 | 0.195 | 0.203 | 0.211 | 0.22 | 0.229 | 0.239 | 0.249 | 0.26 | 0.271 | 0.282 | 0.294 | 0.307 | 0.319 | 0.333 | 0.346
NPgY | BSP | NPg Planning Scenario | Total installed wind capacity (MW) | MOSS ROAD | 0.005 | 0.007 | 0.009 | 0.011 | 0.013 | 0.016 | 0.019 | 0.022 | 0.026 | 0.03 | 0.035 | 0.04 | 0.045 | 0.051 | 0.057 | 0.064 | 0.071 | 0.078 | 0.086 | 0.094 | 0.102 | 0.111 | 0.12 | 0.13 | 0.14 | 0.15 | 0.161 | 0.172 | 0.184 | 0.196
NPgY | BSP | NPg Planning Scenario | Total installed wind capacity (MW) | OSGODBY 1/2 | 0 | 0 | 0 | 0 | 0 | 0 | 0 | 0 | 0 | 0 | 0 | 0 | 0 | 0 | 0 | 0 | 0 | 0 | 0 | 0 | 0 | 0 | 0 | 0 | 0 | 0 | 0 | 0 | 0 | 0
NPgY | BSP | NPg Planning Scenario | Total installed wind capacity (MW) | OSGODBY 3/4 | 38.275 | 38.291 | 38.31 | 38.33 | 38.353 | 38.38 | 38.411 | 38.446 | 38.485 | 38.527 | 38.574 | 38.624 | 38.679 | 38.737 | 38.799 | 38.865 | 38.935 | 39.008 | 39.086 | 39.167 | 39.252 | 39.342 | 39.435 | 39.532 | 39.632 | 39.737 | 39.846 | 39.958 | 40.074 | 40.195
NPgY | BSP | NPg Planning Scenario | Total installed wind capacity (MW) | RODLEY | 0.028 | 0.03 | 0.033 | 0.036 | 0.04 | 0.044 | 0.049 | 0.054 | 0.06 | 0.067 | 0.074 | 0.082 | 0.09 | 0.099 | 0.109 | 0.119 | 0.13 | 0.142 | 0.154 | 0.166 | 0.18 | 0.194 | 0.208 | 0.223 | 0.239 | 0.255 | 0.272 | 0.289 | 0.308 | 0.326
NPgY | BSP | NPg Planning Scenario | Total installed wind capacity (MW) | SAINT ANDREWS ROAD 132/33KV | 0.065 | 0.068 | 0.072 | 0.076 | 0.08 | 0.085 | 0.091 | 0.098 | 0.105 | 0.113 | 0.122 | 0.132 | 0.142 | 0.153 | 0.165 | 0.178 | 0.191 | 0.205 | 0.22 | 0.235 | 0.252 | 0.269 | 0.286 | 0.305 | 0.324 | 0.344 | 0.365 | 0.386 | 0.408 | 0.431
NPgY | BSP | NPg Planning Scenario | Total installed wind capacity (MW) | SALTEND 132/33KV | 0.01 | 0.01 | 0.01 | 0.01 | 0.01 | 0.01 | 0.01 | 0.01 | 0.01 | 0.01 | 0.01 | 0.01 | 0.01 | 0.011 | 0.011 | 0.011 | 0.011 | 0.011 | 0.011 | 0.011 | 0.011 | 0.011 | 0.011 | 0.011 | 0.011 | 0.011 | 0.011 | 0.012 | 0.012 | 0.012
NPgY | BSP | NPg Planning Scenario | Total installed wind capacity (MW) | SANTON | 1.961 | 1.972 | 1.986 | 2 | 2.016 | 2.035 | 2.057 | 2.082 | 2.109 | 2.139 | 2.172 | 2.208 | 2.246 | 2.287 | 2.331 | 2.377 | 2.426 | 2.478 | 2.533 | 2.591 | 2.651 | 2.714 | 2.779 | 2.848 | 2.919 | 2.993 | 3.07 | 3.149 | 3.231 | 3.316
NPgY | BSP | NPg Planning Scenario | Total installed wind capacity (MW) | SCUNTHORPE NORTH | 28.199 | 28.206 | 28.215 | 28.223 | 28.233 | 28.245 | 28.258 | 28.274 | 28.29 | 28.309 | 28.329 | 28.351 | 28.375 | 28.4 | 28.427 | 28.456 | 28.486 | 28.518 | 28.552 | 28.587 | 28.624 | 28.663 | 28.704 | 28.746 | 28.79 | 28.835 | 28.882 | 28.931 | 28.982 | 29.034
NPgY | BSP | NPg Planning Scenario | Total installed wind capacity (MW) | SCUNTHORPE SOUTH | 1.165 | 1.177 | 1.193 | 1.209 | 1.227 | 1.249 | 1.274 | 1.302 | 1.334 | 1.368 | 1.406 | 1.446 | 1.49 | 1.537 | 1.587 | 1.64 | 1.696 | 1.756 | 1.818 | 1.884 | 1.953 | 2.025 | 2.1 | 2.178 | 2.259 | 2.343 | 2.431 | 2.522 | 2.615 | 2.712
NPgY | BSP | NPg Planning Scenario | Total installed wind capacity (MW) | SILSDEN | 0.719 | 0.776 | 0.848 | 0.92 | 1.006 | 1.106 | 1.221 | 1.35 | 1.494 | 1.652 | 1.824 | 2.011 | 2.211 | 2.427 | 2.656 | 2.9 | 3.159 | 3.432 | 3.719 | 4.02 | 4.336 | 4.666 | 5.011 | 5.369 | 5.743 | 6.13 | 6.532 | 6.948 | 7.379 | 7.824
NPgY | BSP | NPg Planning Scenario | Total installed wind capacity (MW) | SOWERBY BRIDGE 132/33KV | 21.697 | 21.704 | 21.712 | 21.719 | 21.729 | 21.74 | 21.753 | 21.767 | 21.782 | 21.8 | 21.819 | 21.839 | 21.861 | 21.885 | 21.91 | 21.937 | 21.965 | 21.995 | 22.027 | 22.06 | 22.095 | 22.131 | 22.169 | 22.208 | 22.249 | 22.292 | 22.336 | 22.381 | 22.429 | 22.478
NPgY | BSP | NPg Planning Scenario | Total installed wind capacity (MW) | STAYGATE | 0.022 | 0.025 | 0.027 | 0.03 | 0.033 | 0.037 | 0.042 | 0.047 | 0.052 | 0.058 | 0.065 | 0.072 | 0.079 | 0.088 | 0.096 | 0.106 | 0.116 | 0.126 | 0.137 | 0.149 | 0.161 | 0.173 | 0.186 | 0.2 | 0.214 | 0.229 | 0.244 | 0.26 | 0.277 | 0.294
NPgY | BSP | NPg Planning Scenario | Total installed wind capacity (MW) | THORNHILL 132KV | 18.245 | 18.249 | 18.255 | 18.261 | 18.267 | 18.275 | 18.284 | 18.295 | 18.306 | 18.319 | 18.332 | 18.347 | 18.363 | 18.38 | 18.398 | 18.418 | 18.438 | 18.46 | 18.482 | 18.506 | 18.531 | 18.558 | 18.585 | 18.613 | 18.643 | 18.674 | 18.705 | 18.738 | 18.773 | 18.808
NPgY | BSP | NPg Planning Scenario | Total installed wind capacity (MW) | WAKEFIELD MONCKTON ROAD | 0.032 | 0.034 | 0.036 | 0.039 | 0.042 | 0.045 | 0.049 | 0.054 | 0.059 | 0.064 | 0.07 | 0.077 | 0.084 | 0.091 | 0.099 | 0.108 | 0.117 | 0.126 | 0.136 | 0.147 | 0.158 | 0.169 | 0.181 | 0.194 | 0.207 | 0.22 | 0.234 | 0.249 | 0.264 | 0.28
NPgY | BSP | NPg Planning Scenario | Total installed wind capacity (MW) | WAKEFIELD NORTH | 0.034 | 0.037 | 0.041 | 0.045 | 0.05 | 0.056 | 0.062 | 0.069 | 0.077 | 0.086 | 0.095 | 0.106 | 0.117 | 0.129 | 0.141 | 0.155 | 0.169 | 0.184 | 0.2 | 0.217 | 0.234 | 0.252 | 0.271 | 0.291 | 0.312 | 0.333 | 0.355 | 0.378 | 0.402 | 0.427
NPgY | BSP | NPg Planning Scenario | Total installed wind capacity (MW) | WEST MELTON | 8.897 | 8.905 | 8.914 | 8.923 | 8.934 | 8.946 | 8.961 | 8.977 | 8.995 | 9.015 | 9.037 | 9.061 | 9.086 | 9.114 | 9.143 | 9.174 | 9.206 | 9.241 | 9.277 | 9.315 | 9.355 | 9.397 | 9.441 | 9.486 | 9.533 | 9.582 | 9.633 | 9.686 | 9.74 | 9.797
NPgY | BSP | NPg Planning Scenario | Total installed wind capacity (MW) | WHINMOOR | 0.039 | 0.041 | 0.044 | 0.047 | 0.051 | 0.056 | 0.061 | 0.066 | 0.072 | 0.079 | 0.087 | 0.095 | 0.104 | 0.113 | 0.123 | 0.134 | 0.145 | 0.157 | 0.169 | 0.182 | 0.196 | 0.21 | 0.225 | 0.241 | 0.257 | 0.274 | 0.292 | 0.31 | 0.328 | 0.348
NPgY | BSP | NPg Planning Scenario | Total installed wind capacity (MW) | WOLD NEWTON | 34.94 | 34.955 | 34.973 | 34.991 | 35.013 | 35.038 | 35.067 | 35.1 | 35.136 | 35.176 | 35.22 | 35.267 | 35.318 | 35.372 | 35.43 | 35.492 | 35.557 | 35.626 | 35.698 | 35.775 | 35.854 | 35.938 | 36.025 | 36.116 | 36.21 | 36.308 | 36.409 | 36.515 | 36.623 | 36.736
NPgY | BSP | NPg Planning Scenario | Total installed wind capacity (MW) | YARBOROUGH ROAD 132/33KV | 1.701 | 1.705 | 1.71 | 1.714 | 1.72 | 1.726 | 1.734 | 1.742 | 1.752 | 1.762 | 1.773 | 1.785 | 1.799 | 1.813 | 1.828 | 1.844 | 1.86 | 1.878 | 1.897 | 1.917 | 1.937 | 1.959 | 1.981 | 2.005 | 2.029 | 2.054 | 2.08 | 2.108 | 2.136 | 2.165
NPgN | BSP | NG FES - System Transformation | Total installed wind capacity (MW) | ANNFIELD | 28.4 | 28.418 | 28.421 | 28.424 | 28.427 | 28.431 | 28.434 | 28.439 | 28.443 | 28.448 | 28.452 | 28.456 | 28.461 | 28.465 | 28.47 | 28.475 | 28.48 | 28.486 | 28.491 | 28.496 | 28.502 | 28.509 | 28.515 | 28.521 | 28.527 | 28.534 | 28.541 | 28.549 | 28.556 | 28.563
NPgN | BSP | NG FES - System Transformation | Total installed wind capacity (MW) | BARRACK ROAD | 0.001 | 0.001 | 0.001 | 0.001 | 0.001 | 0.002 | 0.002 | 0.002 | 0.002 | 0.002 | 0.002 | 0.002 | 0.003 | 0.003 | 0.003 | 0.003 | 0.003 | 0.003 | 0.004 | 0.004 | 0.004 | 0.004 | 0.004 | 0.005 | 0.005 | 0.005 | 0.005 | 0.005 | 0.006 | 0.006
NPgN | BSP | NG FES - System Transformation | Total installed wind capacity (MW) | BLUCHER | 0.01 | 0.011 | 0.012 | 0.012 | 0.013 | 0.014 | 0.015 | 0.017 | 0.018 | 0.019 | 0.021 | 0.022 | 0.023 | 0.025 | 0.026 | 0.028 | 0.029 | 0.031 | 0.032 | 0.034 | 0.036 | 0.038 | 0.04 | 0.041 | 0.043 | 0.045 | 0.048 | 0.05 | 0.052 | 0.054
NPgN | BSP | NG FES - System Transformation | Total installed wind capacity (MW) | BOWESFIELD | 10.517 | 10.518 | 10.519 | 10.521 | 10.523 | 10.526 | 10.528 | 10.531 | 10.534 | 10.537 | 10.54 | 10.542 | 10.545 | 10.548 | 10.551 | 10.555 | 10.558 | 10.561 | 10.565 | 10.568 | 10.572 | 10.576 | 10.58 | 10.584 | 10.588 | 10.593 | 10.598 | 10.602 | 10.607 | 10.611
NPgN | BSP | NG FES - System Transformation | Total installed wind capacity (MW) | CHIRTON GRANGE | 0.008 | 0.008 | 0.009 | 0.009 | 0.01 | 0.011 | 0.012 | 0.013 | 0.014 | 0.015 | 0.016 | 0.017 | 0.018 | 0.019 | 0.02 | 0.021 | 0.023 | 0.024 | 0.025 | 0.026 | 0.028 | 0.029 | 0.03 | 0.032 | 0.033 | 0.035 | 0.037 | 0.038 | 0.04 | 0.041
NPgN | BSP | NG FES - System Transformation | Total installed wind capacity (MW) | COALBURNS | 2.379 | 2.382 | 2.386 | 2.39 | 2.395 | 2.401 | 2.406 | 2.413 | 2.42 | 2.426 | 2.433 | 2.44 | 2.447 | 2.453 | 2.46 | 2.468 | 2.476 | 2.484 | 2.492 | 2.5 | 2.51 | 2.519 | 2.529 | 2.538 | 2.548 | 2.558 | 2.569 | 2.58 | 2.591 | 2.601
NPgN | BSP | NG FES - System Transformation | Total installed wind capacity (MW) | DARLINGTON CENTRAL | 0.128 | 0.128 | 0.129 | 0.129 | 0.13 | 0.131 | 0.132 | 0.133 | 0.134 | 0.135 | 0.136 | 0.137 | 0.138 | 0.139 | 0.14 | 0.142 | 0.143 | 0.144 | 0.145 | 0.147 | 0.148 | 0.15 | 0.151 | 0.153 | 0.154 | 0.156 | 0.157 | 0.159 | 0.161 | 0.162
NPgN | BSP | NG FES - System Transformation | Total installed wind capacity (MW) | DARLINGTON NORTH | 12.891 | 12.892 | 12.893 | 12.895 | 12.897 | 12.899 | 12.901 | 12.904 | 12.906 | 12.909 | 12.912 | 12.914 | 12.917 | 12.92 | 12.922 | 12.925 | 12.928 | 12.932 | 12.935 | 12.938 | 12.942 | 12.945 | 12.949 | 12.953 | 12.956 | 12.96 | 12.965 | 12.969 | 12.973 | 12.977
NPgN | BSP | NG FES - System Transformation | Total installed wind capacity (MW) | DUNSTON | 0.005 | 0.005 | 0.005 | 0.006 | 0.006 | 0.007 | 0.007 | 0.008 | 0.008 | 0.009 | 0.01 | 0.01 | 0.011 | 0.011 | 0.012 | 0.013 | 0.013 | 0.014 | 0.015 | 0.016 | 0.016 | 0.017 | 0.018 | 0.019 | 0.02 | 0.021 | 0.022 | 0.023 | 0.024 | 0.025
NPgN | BSP | NG FES - System Transformation | Total installed wind capacity (MW) | FLATWORTH | 0.001 | 0.001 | 0.001 | 0.001 | 0.001 | 0.001 | 0.001 | 0.001 | 0.002 | 0.002 | 0.002 | 0.002 | 0.002 | 0.002 | 0.002 | 0.002 | 0.003 | 0.003 | 0.003 | 0.003 | 0.003 | 0.003 | 0.004 | 0.004 | 0.004 | 0.004 | 0.004 | 0.004 | 0.005 | 0.005
NPgN | BSP | NG FES - System Transformation | Total installed wind capacity (MW) | GOSFORTH | 0.008 | 0.008 | 0.008 | 0.008 | 0.008 | 0.009 | 0.009 | 0.009 | 0.009 | 0.01 | 0.01 | 0.01 | 0.01 | 0.011 | 0.011 | 0.011 | 0.011 | 0.012 | 0.012 | 0.012 | 0.013 | 0.013 | 0.013 | 0.014 | 0.014 | 0.014 | 0.015 | 0.015 | 0.016 | 0.016
NPgN | BSP | NG FES - System Transformation | Total installed wind capacity (MW) | HARROGATE 132/33KV | 16.212 | 16.214 | 16.217 | 16.22 | 16.224 | 16.228 | 16.231 | 16.236 | 16.241 | 16.246 | 16.25 | 16.255 | 16.26 | 16.265 | 16.269 | 16.275 | 16.281 | 16.287 | 16.292 | 16.298 | 16.305 | 16.311 | 16.318 | 16.325 | 16.331 | 16.339 | 16.347 | 16.354 | 16.362 | 16.37
NPgN | BSP | NG FES - System Transformation | Total installed wind capacity (MW) | HUSTHWAITE | 0.216 | 0.218 | 0.22 | 0.222 | 0.224 | 0.227 | 0.229 | 0.233 | 0.236 | 0.239 | 0.242 | 0.245 | 0.249 | 0.252 | 0.255 | 0.259 | 0.263 | 0.267 | 0.271 | 0.275 | 0.279 | 0.284 | 0.288 | 0.293 | 0.297 | 0.302 | 0.307 | 0.313 | 0.318 | 0.323
NPgN | BSP | NG FES - System Transformation | Total installed wind capacity (MW) | LEEMING BAR_SKEEBY | 0.31 | 0.319 | 0.331 | 0.343 | 0.36 | 0.376 | 0.393 | 0.414 | 0.434 | 0.455 | 0.475 | 0.496 | 0.517 | 0.537 | 0.558 | 0.583 | 0.607 | 0.632 | 0.657 | 0.682 | 0.71 | 0.739 | 0.768 | 0.797 | 0.826 | 0.859 | 0.892 | 0.925 | 0.958 | 0.991
NPgN | BSP | NG FES - System Transformation | Total installed wind capacity (MW) | LINTON | 77.13 | 77.135 | 77.141 | 77.148 | 77.157 | 77.167 | 77.176 | 77.187 | 77.199 | 77.21 | 77.222 | 77.233 | 77.245 | 77.256 | 77.268 | 77.281 | 77.295 | 77.309 | 77.323 | 77.337 | 77.353 | 77.369 | 77.385 | 77.401 | 77.417 | 77.435 | 77.454 | 77.472 | 77.49 | 77.509
NPgN | BSP | NG FES - System Transformation | Total installed wind capacity (MW) | MALTON GRID | 1.533 | 1.54 | 1.55 | 1.561 | 1.575 | 1.589 | 1.603 | 1.621 | 1.638 | 1.656 | 1.674 | 1.691 | 1.709 | 1.727 | 1.744 | 1.765 | 1.786 | 1.808 | 1.829 | 1.85 | 1.874 | 1.899 | 1.924 | 1.948 | 1.973 | 2.001 | 2.029 | 2.058 | 2.086 | 2.114
NPgN | BSP | NG FES - System Transformation | Total installed wind capacity (MW) | MELROSEGATE | 0.116 | 0.117 | 0.118 | 0.12 | 0.121 | 0.123 | 0.125 | 0.128 | 0.13 | 0.132 | 0.135 | 0.137 | 0.139 | 0.142 | 0.144 | 0.147 | 0.15 | 0.153 | 0.155 | 0.158 | 0.162 | 0.165 | 0.168 | 0.171 | 0.175 | 0.179 | 0.182 | 0.186 | 0.19 | 0.194
NPgN | BSP | NG FES - System Transformation | Total installed wind capacity (MW) | NORTH TEES | 0.012 | 0.012 | 0.013 | 0.013 | 0.014 | 0.014 | 0.015 | 0.015 | 0.016 | 0.017 | 0.018 | 0.018 | 0.019 | 0.02 | 0.02 | 0.021 | 0.022 | 0.023 | 0.024 | 0.025 | 0.026 | 0.027 | 0.028 | 0.029 | 0.03 | 0.031 | 0.032 | 0.033 | 0.034 | 0.036
NPgN | BSP | NG FES - System Transformation | Total installed wind capacity (MW) | POTTER HOUSE | 7.823 | 7.825 | 7.828 | 7.83 | 7.834 | 7.837 | 7.841 | 7.845 | 7.85 | 7.854 | 7.858 | 7.863 | 7.867 | 7.872 | 7.876 | 7.881 | 7.887 | 7.892 | 7.897 | 7.902 | 7.908 | 7.915 | 7.921 | 7.927 | 7.933 | 7.94 | 7.947 | 7.954 | 7.961 | 7.968
NPgN | BSP | NG FES - System Transformation | Total installed wind capacity (MW) | RAVENSWORTH | 0.016 | 0.016 | 0.016 | 0.017 | 0.017 | 0.018 | 0.018 | 0.019 | 0.02 | 0.02 | 0.021 | 0.022 | 0.022 | 0.023 | 0.024 | 0.025 | 0.025 | 0.026 | 0.027 | 0.028 | 0.029 | 0.03 | 0.031 | 0.032 | 0.032 | 0.034 | 0.035 | 0.036 | 0.037 | 0.038
NPgN | BSP | NG FES - System Transformation | Total installed wind capacity (MW) | SCARBOROUGH GRID | 0.349 | 0.352 | 0.357 | 0.361 | 0.367 | 0.372 | 0.378 | 0.385 | 0.392 | 0.399 | 0.406 | 0.413 | 0.42 | 0.428 | 0.435 | 0.443 | 0.452 | 0.46 | 0.469 | 0.477 | 0.487 | 0.497 | 0.507 | 0.517 | 0.527 | 0.538 | 0.55 | 0.561 | 0.572 | 0.584
NPgN | BSP | NG FES - System Transformation | Total installed wind capacity (MW) | SEAL SANDS | 0 | 0 | 0 | 0 | 0 | 0 | 0 | 0 | 0 | 0 | 0 | 0 | 0 | 0 | 0 | 0 | 0 | 0 | 0 | 0 | 0 | 0 | 0 | 0 | 0 | 0 | 0 | 0 | 0 | 0
NPgN | BSP | NG FES - System Transformation | Total installed wind capacity (MW) | SPADEADAM 33KV | 0.003 | 0.003 | 0.003 | 0.003 | 0.003 | 0.003 | 0.004 | 0.004 | 0.004 | 0.004 | 0.004 | 0.005 | 0.005 | 0.005 | 0.005 | 0.005 | 0.006 | 0.006 | 0.006 | 0.006 | 0.006 | 0.007 | 0.007 | 0.007 | 0.007 | 0.008 | 0.008 | 0.008 | 0.009 | 0.009
NPgN | BSP | NG FES - System Transformation | Total installed wind capacity (MW) | SPENNYMOOR 132/66KV | 44.76 | 44.763 | 44.767 | 44.771 | 44.777 | 44.783 | 44.788 | 44.795 | 44.802 | 44.809 | 44.816 | 44.823 | 44.83 | 44.837 | 44.844 | 44.853 | 44.861 | 44.87 | 44.878 | 44.887 | 44.896 | 44.906 | 44.916 | 44.926 | 44.936 | 44.947 | 44.958 | 44.97 | 44.981 | 44.992
NPgN | BSP | NG FES - System Transformation | Total installed wind capacity (MW) | TORONTO | 23.193 | 23.195 | 23.197 | 23.2 | 23.203 | 23.206 | 23.209 | 23.213 | 23.217 | 23.221 | 23.225 | 23.229 | 23.233 | 23.237 | 23.241 | 23.245 | 23.25 | 23.255 | 23.26 | 23.264 | 23.27 | 23.275 | 23.281 | 23.286 | 23.292 | 23.298 | 23.304 | 23.311 | 23.317 | 23.323
NPgN | BSP | NG FES - System Transformation | Total installed wind capacity (MW) | WORMALD GREEN 132/33KV | 0.099 | 0.101 | 0.103 | 0.106 | 0.109 | 0.113 | 0.116 | 0.12 | 0.124 | 0.129 | 0.133 | 0.137 | 0.141 | 0.146 | 0.15 | 0.155 | 0.16 | 0.165 | 0.17 | 0.175 | 0.181 | 0.187 | 0.193 | 0.199 | 0.205 | 0.212 | 0.218 | 0.225 | 0.232 | 0.239
NPgY | BSP | NG FES - System Transformation | Total installed wind capacity (MW) | ATTERCLIFFE | 0.004 | 0.005 | 0.006 | 0.007 | 0.008 | 0.009 | 0.01 | 0.012 | 0.013 | 0.015 | 0.016 | 0.018 | 0.019 | 0.021 | 0.022 | 0.024 | 0.026 | 0.028 | 0.03 | 0.032 | 0.034 | 0.036 | 0.038 | 0.04 | 0.042 | 0.045 | 0.047 | 0.049 | 0.052 | 0.054
NPgY | BSP | NG FES - System Transformation | Total installed wind capacity (MW) | BARUGH 132/66KV | 0.292 | 0.294 | 0.297 | 0.301 | 0.305 | 0.31 | 0.314 | 0.32 | 0.325 | 0.331 | 0.336 | 0.342 | 0.347 | 0.353 | 0.359 | 0.365 | 0.372 | 0.379 | 0.385 | 0.392 | 0.4 | 0.408 | 0.415 | 0.423 | 0.431 | 0.44 | 0.449 | 0.458 | 0.467 | 0.476
NPgY | BSP | NG FES - System Transformation | Total installed wind capacity (MW) | BEESTON ROYDS 132/33KV | 2.52 | 2.521 | 2.523 | 2.525 | 2.527 | 2.53 | 2.532 | 2.535 | 2.538 | 2.542 | 2.545 | 2.548 | 2.551 | 2.554 | 2.557 | 2.561 | 2.564 | 2.568 | 2.572 | 2.575 | 2.58 | 2.584 | 2.588 | 2.593 | 2.597 | 2.602 | 2.607 | 2.612 | 2.617 | 2.622
NPgY | BSP | NG FES - System Transformation | Total installed wind capacity (MW) | BEVERLEY 132/33KV | 53.844 | 53.858 | 53.877 | 53.897 | 53.923 | 53.949 | 53.976 | 54.009 | 54.041 | 54.074 | 54.107 | 54.14 | 54.173 | 54.205 | 54.238 | 54.278 | 54.317 | 54.356 | 54.396 | 54.435 | 54.481 | 54.527 | 54.573 | 54.619 | 54.665 | 54.717 | 54.77 | 54.822 | 54.875 | 54.927
NPgY | BSP | NG FES - System Transformation | Total installed wind capacity (MW) | BINGLEY 132/33KV | 0.917 | 0.918 | 0.919 | 0.921 | 0.923 | 0.925 | 0.928 | 0.93 | 0.933 | 0.936 | 0.939 | 0.941 | 0.944 | 0.947 | 0.949 | 0.953 | 0.956 | 0.959 | 0.963 | 0.966 | 0.97 | 0.974 | 0.977 | 0.981 | 0.985 | 0.989 | 0.994 | 0.998 | 1.002 | 1.007
NPgY | BSP | NG FES - System Transformation | Total installed wind capacity (MW) | BLACKBURN MEADOWS B | 0.003 | 0.003 | 0.004 | 0.004 | 0.005 | 0.006 | 0.007 | 0.008 | 0.009 | 0.01 | 0.011 | 0.012 | 0.013 | 0.014 | 0.015 | 0.016 | 0.017 | 0.018 | 0.019 | 0.02 | 0.022 | 0.023 | 0.025 | 0.026 | 0.027 | 0.029 | 0.03 | 0.032 | 0.034 | 0.035
NPgY | BSP | NG FES - System Transformation | Total installed wind capacity (MW) | BLYTON | 3.84 | 3.845 | 3.854 | 3.862 | 3.872 | 3.883 | 3.894 | 3.907 | 3.921 | 3.934 | 3.948 | 3.961 | 3.975 | 3.988 | 4.002 | 4.018 | 4.034 | 4.05 | 4.067 | 4.083 | 4.102 | 4.121 | 4.139 | 4.158 | 4.177 | 4.199 | 4.22 | 4.242 | 4.263 | 4.285
NPgY | BSP | NG FES - System Transformation | Total installed wind capacity (MW) | BRADFORD | 0.01 | 0.011 | 0.013 | 0.015 | 0.018 | 0.021 | 0.023 | 0.027 | 0.03 | 0.034 | 0.037 | 0.041 | 0.044 | 0.047 | 0.051 | 0.055 | 0.059 | 0.063 | 0.067 | 0.071 | 0.076 | 0.081 | 0.086 | 0.091 | 0.095 | 0.101 | 0.106 | 0.112 | 0.117 | 0.123
NPgY | BSP | NG FES - System Transformation | Total installed wind capacity (MW) | BRAMHAM | 9.978 | 9.983 | 9.991 | 9.998 | 10.009 | 10.019 | 10.029 | 10.041 | 10.054 | 10.067 | 10.079 | 10.092 | 10.105 | 10.117 | 10.13 | 10.145 | 10.16 | 10.175 | 10.191 | 10.206 | 10.223 | 10.241 | 10.259 | 10.276 | 10.294 | 10.314 | 10.335 | 10.355 | 10.375 | 10.395
NPgY | BSP | NG FES - System Transformation | Total installed wind capacity (MW) | BRANSHOLME | 0.616 | 0.617 | 0.619 | 0.621 | 0.623 | 0.625 | 0.628 | 0.631 | 0.634 | 0.637 | 0.64 | 0.643 | 0.646 | 0.649 | 0.651 | 0.655 | 0.659 | 0.662 | 0.666 | 0.669 | 0.673 | 0.678 | 0.682 | 0.686 | 0.69 | 0.695 | 0.7 | 0.704 | 0.709 | 0.714
NPgY | BSP | NG FES - System Transformation | Total installed wind capacity (MW) | BRIGHOUSE 132/33KV | 0.077 | 0.079 | 0.082 | 0.085 | 0.09 | 0.094 | 0.098 | 0.103 | 0.108 | 0.113 | 0.118 | 0.124 | 0.129 | 0.134 | 0.139 | 0.145 | 0.151 | 0.157 | 0.164 | 0.17 | 0.177 | 0.184 | 0.191 | 0.199 | 0.206 | 0.214 | 0.222 | 0.23 | 0.239 | 0.247
NPgY | BSP | NG FES - System Transformation | Total installed wind capacity (MW) | DONCASTER B/THORPE MARSH | 67.404 | 67.411 | 67.423 | 67.434 | 67.449 | 67.464 | 67.48 | 67.499 | 67.518 | 67.537 | 67.556 | 67.575 | 67.594 | 67.613 | 67.632 | 67.654 | 67.677 | 67.7 | 67.723 | 67.746 | 67.772 | 67.799 | 67.826 | 67.852 | 67.879 | 67.909 | 67.94 | 67.97 | 68 | 68.031
NPgY | BSP | NG FES - System Transformation | Total installed wind capacity (MW) | DONCASTER CENTRAL | 0.008 | 0.009 | 0.011 | 0.013 | 0.015 | 0.018 | 0.02 | 0.023 | 0.026 | 0.029 | 0.032 | 0.035 | 0.037 | 0.04 | 0.043 | 0.047 | 0.05 | 0.054 | 0.057 | 0.061 | 0.065 | 0.069 | 0.073 | 0.077 | 0.081 | 0.086 | 0.091 | 0.095 | 0.1 | 0.105
NPgY | BSP | NG FES - System Transformation | Total installed wind capacity (MW) | DRIFFIELD/BEVERLEY GROUP | 114.678 | 114.699 | 114.731 | 114.763 | 114.805 | 114.848 | 114.89 | 114.943 | 114.996 | 115.049 | 115.102 | 115.155 | 115.209 | 115.262 | 115.315 | 115.378 | 115.442 | 115.506 | 115.569 | 115.633 | 115.707 | 115.782 | 115.856 | 115.93 | 116.004 | 116.089 | 116.174 | 116.259 | 116.344 | 116.429
NPgY | BSP | NG FES - System Transformation | Total installed wind capacity (MW) | FEATHERSTONE | 0.103 | 0.104 | 0.106 | 0.109 | 0.112 | 0.115 | 0.118 | 0.122 | 0.126 | 0.129 | 0.133 | 0.137 | 0.141 | 0.145 | 0.149 | 0.153 | 0.158 | 0.163 | 0.167 | 0.172 | 0.177 | 0.183 | 0.188 | 0.193 | 0.199 | 0.205 | 0.211 | 0.217 | 0.223 | 0.229
NPgY | BSP | NG FES - System Transformation | Total installed wind capacity (MW) | GIRLINGTON | 0.006 | 0.007 | 0.008 | 0.009 | 0.011 | 0.012 | 0.014 | 0.016 | 0.018 | 0.02 | 0.022 | 0.025 | 0.027 | 0.029 | 0.031 | 0.033 | 0.036 | 0.038 | 0.041 | 0.043 | 0.046 | 0.049 | 0.052 | 0.055 | 0.058 | 0.061 | 0.064 | 0.068 | 0.071 | 0.074
NPgY | BSP | NG FES - System Transformation | Total installed wind capacity (MW) | HALIFAX 132/33KV | 0.12 | 0.121 | 0.123 | 0.124 | 0.127 | 0.129 | 0.132 | 0.135 | 0.138 | 0.141 | 0.144 | 0.147 | 0.15 | 0.153 | 0.156 | 0.16 | 0.164 | 0.167 | 0.171 | 0.175 | 0.179 | 0.183 | 0.188 | 0.192 | 0.196 | 0.201 | 0.206 | 0.211 | 0.216 | 0.221
NPgY | BSP | NG FES - System Transformation | Total installed wind capacity (MW) | HECKMONDWIKE | 0.03 | 0.031 | 0.033 | 0.035 | 0.037 | 0.04 | 0.042 | 0.045 | 0.048 | 0.051 | 0.054 | 0.057 | 0.06 | 0.063 | 0.066 | 0.07 | 0.074 | 0.077 | 0.081 | 0.085 | 0.089 | 0.093 | 0.098 | 0.102 | 0.106 | 0.111 | 0.116 | 0.121 | 0.126 | 0.131
NPgY | BSP | NG FES - System Transformation | Total installed wind capacity (MW) | HOLMFIELD | 19.301 | 19.304 | 19.308 | 19.312 | 19.318 | 19.324 | 19.33 | 19.337 | 19.345 | 19.352 | 19.359 | 19.367 | 19.374 | 19.381 | 19.389 | 19.397 | 19.406 | 19.415 | 19.424 | 19.433 | 19.443 | 19.453 | 19.464 | 19.474 | 19.484 | 19.496 | 19.508 | 19.519 | 19.531 | 19.543
NPgY | BSP | NG FES - System Transformation | Total installed wind capacity (MW) | HULL EAST 132/33KV | 39.305 | 39.31 | 39.318 | 39.326 | 39.337 | 39.348 | 39.358 | 39.372 | 39.385 | 39.399 | 39.412 | 39.426 | 39.439 | 39.452 | 39.466 | 39.482 | 39.498 | 39.514 | 39.53 | 39.546 | 39.565 | 39.584 | 39.603 | 39.622 | 39.64 | 39.662 | 39.683 | 39.705 | 39.726 | 39.748
NPgY | BSP | NG FES - System Transformation | Total installed wind capacity (MW) | HULL SOUTH | 0.022 | 0.024 | 0.027 | 0.029 | 0.033 | 0.036 | 0.04 | 0.044 | 0.049 | 0.053 | 0.058 | 0.062 | 0.066 | 0.071 | 0.075 | 0.08 | 0.086 | 0.091 | 0.096 | 0.102 | 0.108 | 0.114 | 0.12 | 0.126 | 0.132 | 0.14 | 0.147 | 0.154 | 0.161 | 0.168
NPgY | BSP | NG FES - System Transformation | Total installed wind capacity (MW) | HULL WEST | 8.357 | 8.365 | 8.378 | 8.39 | 8.407 | 8.424 | 8.441 | 8.461 | 8.482 | 8.503 | 8.524 | 8.545 | 8.566 | 8.587 | 8.608 | 8.633 | 8.658 | 8.683 | 8.708 | 8.733 | 8.763 | 8.792 | 8.821 | 8.85 | 8.88 | 8.913 | 8.946 | 8.98 | 9.013 | 9.047
NPgY | BSP | NG FES - System Transformation | Total installed wind capacity (MW) | HUMBERSTON | 24.608 | 24.609 | 24.611 | 24.612 | 24.615 | 24.617 | 24.619 | 24.622 | 24.625 | 24.628 | 24.63 | 24.633 | 24.636 | 24.639 | 24.641 | 24.645 | 24.648 | 24.651 | 24.655 | 24.658 | 24.662 | 24.666 | 24.67 | 24.674 | 24.678 | 24.682 | 24.686 | 24.691 | 24.695 | 24.7
NPgY | BSP | NG FES - System Transformation | Total installed wind capacity (MW) | HUNNINGLEY | 0.506 | 0.507 | 0.509 | 0.51 | 0.512 | 0.514 | 0.516 | 0.518 | 0.521 | 0.523 | 0.525 | 0.528 | 0.53 | 0.532 | 0.535 | 0.538 | 0.541 | 0.543 | 0.546 | 0.549 | 0.552 | 0.556 | 0.559 | 0.562 | 0.566 | 0.57 | 0.573 | 0.577 | 0.581 | 0.585
NPgY | BSP | NG FES - System Transformation | Total installed wind capacity (MW) | HUNSHELF | 6.709 | 6.71 | 6.711 | 6.713 | 6.715 | 6.717 | 6.719 | 6.721 | 6.724 | 6.726 | 6.728 | 6.731 | 6.733 | 6.736 | 6.738 | 6.741 | 6.744 | 6.747 | 6.75 | 6.753 | 6.756 | 6.759 | 6.763 | 6.766 | 6.77 | 6.773 | 6.777 | 6.781 | 6.785 | 6.789
NPgY | BSP | NG FES - System Transformation | Total installed wind capacity (MW) | IMMINGHAM | 0.131 | 0.132 | 0.135 | 0.137 | 0.14 | 0.143 | 0.147 | 0.151 | 0.154 | 0.158 | 0.162 | 0.166 | 0.17 | 0.174 | 0.178 | 0.183 | 0.188 | 0.193 | 0.197 | 0.202 | 0.208 | 0.213 | 0.219 | 0.224 | 0.23 | 0.236 | 0.242 | 0.249 | 0.255 | 0.261
NPgY | BSP | NG FES - System Transformation | Total installed wind capacity (MW) | KIRKHAW LANE | 3.059 | 3.061 | 3.064 | 3.068 | 3.072 | 3.077 | 3.081 | 3.086 | 3.092 | 3.097 | 3.103 | 3.108 | 3.114 | 3.119 | 3.125 | 3.131 | 3.138 | 3.145 | 3.151 | 3.158 | 3.166 | 3.173 | 3.181 | 3.189 | 3.196 | 3.205 | 3.214 | 3.223 | 3.231 | 3.24
NPgY | BSP | NG FES - System Transformation | Total installed wind capacity (MW) | KIRKSTALL C 2/5 | 0.002 | 0.002 | 0.003 | 0.003 | 0.003 | 0.004 | 0.005 | 0.005 | 0.006 | 0.007 | 0.007 | 0.008 | 0.009 | 0.009 | 0.01 | 0.011 | 0.011 | 0.012 | 0.013 | 0.014 | 0.015 | 0.016 | 0.017 | 0.018 | 0.019 | 0.02 | 0.021 | 0.022 | 0.023 | 0.024
NPgY | BSP | NG FES - System Transformation | Total installed wind capacity (MW) | KIRKSTALL C/RING ROAD HORSFORTH | 0.02 | 0.022 | 0.025 | 0.027 | 0.031 | 0.034 | 0.038 | 0.042 | 0.046 | 0.051 | 0.055 | 0.059 | 0.064 | 0.068 | 0.072 | 0.077 | 0.083 | 0.088 | 0.093 | 0.098 | 0.104 | 0.11 | 0.116 | 0.123 | 0.129 | 0.136 | 0.142 | 0.149 | 0.156 | 0.163
NPgY | BSP | NG FES - System Transformation | Total installed wind capacity (MW) | LEEDS EAST | 0.025 | 0.026 | 0.028 | 0.03 | 0.032 | 0.035 | 0.037 | 0.04 | 0.043 | 0.046 | 0.049 | 0.052 | 0.055 | 0.058 | 0.061 | 0.065 | 0.068 | 0.072 | 0.075 | 0.079 | 0.083 | 0.087 | 0.091 | 0.096 | 0.1 | 0.105 | 0.109 | 0.114 | 0.119 | 0.124
NPgY | BSP | NG FES - System Transformation | Total installed wind capacity (MW) | LEEDS NORTH | 0.006 | 0.007 | 0.008 | 0.009 | 0.011 | 0.013 | 0.014 | 0.016 | 0.019 | 0.021 | 0.023 | 0.025 | 0.027 | 0.029 | 0.031 | 0.034 | 0.036 | 0.039 | 0.041 | 0.044 | 0.047 | 0.05 | 0.053 | 0.056 | 0.059 | 0.062 | 0.065 | 0.069 | 0.072 | 0.076
NPgY | BSP | NG FES - System Transformation | Total installed wind capacity (MW) | LINDLEY | 0.772 | 0.774 | 0.776 | 0.779 | 0.783 | 0.786 | 0.79 | 0.795 | 0.799 | 0.804 | 0.808 | 0.813 | 0.817 | 0.822 | 0.826 | 0.832 | 0.837 | 0.842 | 0.848 | 0.853 | 0.86 | 0.866 | 0.872 | 0.879 | 0.885 | 0.892 | 0.899 | 0.907 | 0.914 | 0.921
NPgY | BSP | NG FES - System Transformation | Total installed wind capacity (MW) | LOW ROAD | 0.015 | 0.015 | 0.016 | 0.018 | 0.019 | 0.02 | 0.022 | 0.023 | 0.025 | 0.027 | 0.029 | 0.03 | 0.032 | 0.034 | 0.036 | 0.038 | 0.04 | 0.042 | 0.044 | 0.046 | 0.048 | 0.051 | 0.053 | 0.056 | 0.058 | 0.061 | 0.064 | 0.067 | 0.069 | 0.072
NPgY | BSP | NG FES - System Transformation | Total installed wind capacity (MW) | MALLARD WAY | 0.01 | 0.011 | 0.013 | 0.015 | 0.018 | 0.021 | 0.024 | 0.027 | 0.031 | 0.034 | 0.038 | 0.041 | 0.045 | 0.048 | 0.052 | 0.056 | 0.06 | 0.064 | 0.068 | 0.072 | 0.077 | 0.082 | 0.087 | 0.092 | 0.097 | 0.102 | 0.108 | 0.114 | 0.119 | 0.125
NPgY | BSP | NG FES - System Transformation | Total installed wind capacity (MW) | MENSTON | 0.127 | 0.127 | 0.129 | 0.13 | 0.132 | 0.134 | 0.135 | 0.138 | 0.14 | 0.142 | 0.144 | 0.146 | 0.149 | 0.151 | 0.153 | 0.156 | 0.158 | 0.161 | 0.164 | 0.166 | 0.169 | 0.173 | 0.176 | 0.179 | 0.182 | 0.185 | 0.189 | 0.193 | 0.196 | 0.2
NPgY | BSP | NG FES - System Transformation | Total installed wind capacity (MW) | MOSS ROAD | 0.005 | 0.006 | 0.007 | 0.008 | 0.01 | 0.012 | 0.013 | 0.015 | 0.017 | 0.019 | 0.021 | 0.023 | 0.025 | 0.027 | 0.028 | 0.031 | 0.033 | 0.035 | 0.038 | 0.04 | 0.043 | 0.045 | 0.048 | 0.051 | 0.053 | 0.057 | 0.06 | 0.063 | 0.066 | 0.069
NPgY | BSP | NG FES - System Transformation | Total installed wind capacity (MW) | OSGODBY 1/2 | 0 | 0 | 0 | 0 | 0 | 0 | 0 | 0 | 0 | 0 | 0 | 0 | 0 | 0 | 0 | 0 | 0 | 0 | 0 | 0 | 0 | 0 | 0 | 0 | 0 | 0 | 0 | 0 | 0 | 0
NPgY | BSP | NG FES - System Transformation | Total installed wind capacity (MW) | OSGODBY 3/4 | 38.271 | 38.279 | 38.29 | 38.302 | 38.317 | 38.333 | 38.348 | 38.368 | 38.387 | 38.406 | 38.426 | 38.445 | 38.465 | 38.484 | 38.503 | 38.527 | 38.55 | 38.573 | 38.596 | 38.62 | 38.647 | 38.674 | 38.701 | 38.728 | 38.755 | 38.786 | 38.817 | 38.848 | 38.879 | 38.911
NPgY | BSP | NG FES - System Transformation | Total installed wind capacity (MW) | RODLEY | 0.027 | 0.029 | 0.031 | 0.032 | 0.035 | 0.037 | 0.04 | 0.043 | 0.046 | 0.049 | 0.052 | 0.055 | 0.058 | 0.061 | 0.064 | 0.067 | 0.071 | 0.075 | 0.078 | 0.082 | 0.086 | 0.09 | 0.094 | 0.099 | 0.103 | 0.108 | 0.113 | 0.117 | 0.122 | 0.127
NPgY | BSP | NG FES - System Transformation | Total installed wind capacity (MW) | SAINT ANDREWS ROAD 132/33KV | 0.065 | 0.066 | 0.068 | 0.071 | 0.073 | 0.076 | 0.079 | 0.083 | 0.087 | 0.09 | 0.094 | 0.098 | 0.102 | 0.105 | 0.109 | 0.113 | 0.118 | 0.122 | 0.127 | 0.131 | 0.136 | 0.141 | 0.147 | 0.152 | 0.157 | 0.163 | 0.169 | 0.175 | 0.181 | 0.187
NPgY | BSP | NG FES - System Transformation | Total installed wind capacity (MW) | SALTEND 132/33KV | 0.01 | 0.01 | 0.01 | 0.01 | 0.01 | 0.01 | 0.01 | 0.01 | 0.01 | 0.01 | 0.01 | 0.01 | 0.01 | 0.01 | 0.01 | 0.01 | 0.01 | 0.01 | 0.01 | 0.01 | 0.01 | 0.01 | 0.01 | 0.01 | 0.01 | 0.01 | 0.01 | 0.01 | 0.01 | 0.01
NPgY | BSP | NG FES - System Transformation | Total installed wind capacity (MW) | SANTON | 1.955 | 1.961 | 1.969 | 1.977 | 1.988 | 1.999 | 2.01 | 2.024 | 2.037 | 2.051 | 2.065 | 2.078 | 2.092 | 2.106 | 2.12 | 2.136 | 2.152 | 2.169 | 2.185 | 2.202 | 2.221 | 2.24 | 2.259 | 2.278 | 2.297 | 2.319 | 2.341 | 2.363 | 2.385 | 2.407
NPgY | BSP | NG FES - System Transformation | Total installed wind capacity (MW) | SCUNTHORPE NORTH | 28.199 | 28.202 | 28.207 | 28.212 | 28.219 | 28.226 | 28.233 | 28.241 | 28.25 | 28.258 | 28.266 | 28.275 | 28.283 | 28.292 | 28.3 | 28.31 | 28.32 | 28.33 | 28.341 | 28.351 | 28.363 | 28.374 | 28.386 | 28.398 | 28.41 | 28.423 | 28.437 | 28.45 | 28.464 | 28.477
NPgY | BSP | NG FES - System Transformation | Total installed wind capacity (MW) | SCUNTHORPE SOUTH | 1.162 | 1.168 | 1.178 | 1.187 | 1.2 | 1.212 | 1.225 | 1.24 | 1.256 | 1.272 | 1.287 | 1.303 | 1.318 | 1.334 | 1.35 | 1.368 | 1.387 | 1.406 | 1.425 | 1.443 | 1.465 | 1.487 | 1.509 | 1.531 | 1.553 | 1.578 | 1.603 | 1.628 | 1.653 | 1.678
NPgY | BSP | NG FES - System Transformation | Total installed wind capacity (MW) | SILSDEN | 0.712 | 0.741 | 0.784 | 0.827 | 0.884 | 0.941 | 0.999 | 1.071 | 1.142 | 1.214 | 1.286 | 1.358 | 1.43 | 1.501 | 1.573 | 1.659 | 1.745 | 1.831 | 1.918 | 2.004 | 2.104 | 2.205 | 2.305 | 2.406 | 2.506 | 2.621 | 2.736 | 2.851 | 2.965 | 3.08
NPgY | BSP | NG FES - System Transformation | Total installed wind capacity (MW) | SOWERBY BRIDGE 132/33KV | 21.693 | 21.696 | 21.701 | 21.705 | 21.712 | 21.718 | 21.724 | 21.732 | 21.74 | 21.748 | 21.756 | 21.764 | 21.771 | 21.779 | 21.787 | 21.797 | 21.806 | 21.816 | 21.825 | 21.834 | 21.846 | 21.857 | 21.868 | 21.879 | 21.89 | 21.902 | 21.915 | 21.927 | 21.94 | 21.953
NPgY | BSP | NG FES - System Transformation | Total installed wind capacity (MW) | STAYGATE | 0.022 | 0.023 | 0.025 | 0.026 | 0.029 | 0.031 | 0.033 | 0.036 | 0.039 | 0.041 | 0.044 | 0.047 | 0.05 | 0.052 | 0.055 | 0.058 | 0.062 | 0.065 | 0.068 | 0.071 | 0.075 | 0.079 | 0.083 | 0.087 | 0.091 | 0.095 | 0.099 | 0.104 | 0.108 | 0.113
NPgY | BSP | NG FES - System Transformation | Total installed wind capacity (MW) | THORNHILL 132KV | 18.241 | 18.243 | 18.247 | 18.25 | 18.255 | 18.259 | 18.264 | 18.27 | 18.275 | 18.281 | 18.287 | 18.292 | 18.298 | 18.304 | 18.309 | 18.316 | 18.323 | 18.33 | 18.337 | 18.344 | 18.352 | 18.36 | 18.367 | 18.375 | 18.383 | 18.393 | 18.402 | 18.411 | 18.42 | 18.429
NPgY | BSP | NG FES - System Transformation | Total installed wind capacity (MW) | WAKEFIELD MONCKTON ROAD | 0.031 | 0.032 | 0.034 | 0.035 | 0.037 | 0.039 | 0.041 | 0.044 | 0.046 | 0.049 | 0.051 | 0.054 | 0.056 | 0.059 | 0.062 | 0.065 | 0.068 | 0.071 | 0.074 | 0.077 | 0.08 | 0.084 | 0.087 | 0.091 | 0.094 | 0.098 | 0.102 | 0.106 | 0.11 | 0.114
NPgY | BSP | NG FES - System Transformation | Total installed wind capacity (MW) | WAKEFIELD NORTH | 0.034 | 0.035 | 0.038 | 0.04 | 0.043 | 0.046 | 0.05 | 0.053 | 0.057 | 0.061 | 0.065 | 0.069 | 0.073 | 0.077 | 0.081 | 0.086 | 0.091 | 0.096 | 0.1 | 0.105 | 0.111 | 0.116 | 0.122 | 0.127 | 0.133 | 0.139 | 0.145 | 0.152 | 0.158 | 0.165
NPgY | BSP | NG FES - System Transformation | Total installed wind capacity (MW) | WEST MELTON | 8.895 | 8.899 | 8.904 | 8.909 | 8.917 | 8.924 | 8.931 | 8.94 | 8.949 | 8.959 | 8.968 | 8.977 | 8.986 | 8.995 | 9.004 | 9.015 | 9.026 | 9.037 | 9.048 | 9.058 | 9.071 | 9.084 | 9.097 | 9.109 | 9.122 | 9.137 | 9.151 | 9.166 | 9.18 | 9.195
NPgY | BSP | NG FES - System Transformation | Total installed wind capacity (MW) | WHINMOOR | 0.039 | 0.04 | 0.042 | 0.044 | 0.046 | 0.049 | 0.051 | 0.054 | 0.057 | 0.06 | 0.064 | 0.067 | 0.07 | 0.073 | 0.076 | 0.08 | 0.084 | 0.087 | 0.091 | 0.095 | 0.099 | 0.103 | 0.108 | 0.112 | 0.117 | 0.122 | 0.127 | 0.132 | 0.137 | 0.142
NPgY | BSP | NG FES - System Transformation | Total installed wind capacity (MW) | WOLD NEWTON | 34.935 | 34.942 | 34.953 | 34.964 | 34.978 | 34.993 | 35.007 | 35.026 | 35.044 | 35.062 | 35.08 | 35.098 | 35.116 | 35.134 | 35.153 | 35.174 | 35.196 | 35.218 | 35.24 | 35.261 | 35.287 | 35.312 | 35.338 | 35.363 | 35.388 | 35.417 | 35.446 | 35.475 | 35.504 | 35.533
NPgY | BSP | NG FES - System Transformation | Total installed wind capacity (MW) | YARBOROUGH ROAD 132/33KV | 1.696 | 1.698 | 1.7 | 1.703 | 1.707 | 1.711 | 1.715 | 1.719 | 1.724 | 1.729 | 1.733 | 1.738 | 1.743 | 1.747 | 1.752 | 1.758 | 1.763 | 1.769 | 1.774 | 1.78 | 1.787 | 1.793 | 1.8 | 1.806 | 1.813 | 1.82 | 1.828 | 1.835 | 1.843 | 1.85

## Parameters
Domestic (MWh)
Domestic storage installed capacity (MW)
EV - cars & vans (MWh)
EV - other transport (MWh)
HPs - Domestic (MWh)
HPs - I&C (MWh)
I&C (MWh)
I&C Storage capacity (MW)
Large industry (MWh)
Number of domestic customers
Number of electric buses
Number of electric cars (hybrid and full electric)
Number of electric cars and vans (hybrid and full electric)
Number of electric HGVs
Number of electric vans (hybrid and full electric)
Number of heat pumps (total)
Number of I&C customers
Peak utilisation (percent - whole number)
Total demand (MWh)
Total installed generation capacity (MW)
Total installed non-renewable generation capacity (MW)
Total installed PV capacity - domestic (MW)
Total installed PV capacity - I&C and large (MW)
Total installed renewable generation capacity (MW)
Total installed storage capacity (MW)
Total installed wind capacity (MW)
Total number of domestic heat pumps
Total number of I&C heat pumps
Total peak demand (MW)